## Instruction
Title | COBie
Version | 2.4
Release | January 2013
Status | IFC2x3
Region | en-US
Purpose |  | This example COBie file for the design phase.
Outline |  | Individual worksheets are organized by project phase as shown below
All Phases | Sheet | Contents
| Contact | People and Companies
Early Design Worksheets | Sheet | Contents
| Facility | Project, Site, and Facility
| Floor | Vertical levels and exterior areas
| Space | Spaces
| Zone | Sets of spaces sharing a specific attribute
| Type | Types of equipment, products, and materials
Detailed Design Worksheets | Sheet | Contents
| Component | Individually named or schedule items
| System | Sets of components providing a service
| Assembly | Constituents for Types, Components and others
| Connection | Logical connections between components
| Impact | Economic, Environmental and Social Impacts at various stages in the life cycle
Construction Worksheets | Sheet | Contents
Note: submittals and approvals added on Documents
Note: manufacturer and model added on Type
Note: serial and tag added on Component
Operations and Maintenance Worksheets | Sheet | Contents
| Spare | Onsite and replacement parts
| Resource | Required materials, tools, and training
| Job | PM, Safety, and other job plans
Note: warranty information added on Type
All Phases | Sheet | Contents
| Document | All applicable document references
| Attribute | Properties of referenced item
| Coordinate | Spatial locations in box, line, or point format
| Issue | Other issues remaining at handover.
Legend
| text | required
| text | reference to other sheet or pick list
| text | external reference
| text | if specified as required
| text | secondary information when preparing product data
NOTES:
Note: Regional, owner, or product specific data may be added as new columns to the right of standard template columns.
Note: Regional classification codes may be substituted for the specifiable picklists used in the United States.
Copyright |  | as noted on the buildingSMART alliance Common BIM File Page

## Contact
Email | CreatedBy | CreatedOn | Category | Company | Phone | ExternalSystem | ExternalObject | ExternalIdentifier | Department | OrganizationCode | GivenName | FamilyName | Street | PostalBox | Town | StateRegion | PostalCode | Country
bill.east@us.army.mil | bill.east@us.army.mil | 2012-10-30T17:03:03 | 34-55 14 11: Consultant | Engineer Research and Development Center | 217.352-6511 | n/a | n/a | n/a | n/a | n/a | Bill | East | 2902 Newmark Dr. | PO Box 9005 | Champaign | IL | 61826 | USA
danielle.r.love@usace.army.mil | danielle.r.love@usace.army.mil | 2011-09-14T16:57:52 | 34-55 14 11: Consultant | USACE | 217-373-3475 | Autodesk Revit Architecture 2011 | IfcPersonAndOrganization | n/a | n/a | n/a | Danielle | Love | 2902 Newmark Dr. | PO Box 9005 | Champaign | IL | 61826 | USA
mariangelica.carrasquillo@usace.army.mil | mariangelica.carrasquillo@usace.army.mil | 2011-09-14T16:57:53 | 34-55 14 11: Consultant | USACE | 217-352-6511 | Autodesk Revit Architecture 2012 | IfcPersonAndOrganization | n/a | n/a | n/a | Mariangelica | Carrasquillo-Mangual | 2902 Newmark Dr. | PO Box 9006 | Champaign | IL | 61827 | USA
james.d.mcauley@usace.army.mil | mariangelica.carrasquillo@usace.army.mil | 2011-09-14T16:57:53 | 34-55 14 11: Consultant | USACE | 217-352-6511 | Autodesk Revit Architecture 2012 | IfcPersonAndOrganization | n/a | n/a | n/a | James | McAulley | 2902 Newmark Dr. | PO Box 9006 | Champaign | IL | 61827 | USA
info@coleparmer.com | danielle.r.love@usace.army.mil | 2011-09-14T17:02:58 | 34-31 21: Distributor | Cole-Parmer | 800-323-4340 | n/a | n/a | n/a | sales | n/a | n/a | n/a | 625 East Bunker Court | n/a | Vernon Hills | IL | 60061 | USA
contact@securalldoors.com | danielle.r.love@usace.army.mil | 2010-03-15T13:30:11 | 34-31 11: Manufacturer | Securall | 888-326-7890 | n/a | n/a | n/a | Sales | Securall | n/a | n/a | 5122 N. State Rd. 39 | n/a | LaPorte | IN | 46350 | USA

## Facility
Name | CreatedBy | CreatedOn | Category | ProjectName | SiteName | LinearUnits | AreaUnits | VolumeUnits | CurrencyUnit | AreaMeasurement | ExternalSystem | ExternalProjectObject | ExternalProjectIdentifier | ExternalSiteObject | ExternalSiteIdentifier | ExternalFacilityObject | ExternalFacilityIdentifier | Description | ProjectDescription | SiteDescription | Phase
PN 0001 | danielle.r.love@usace.army.mil | 2011-09-14T16:57:52 | 11-13 24 14: Clinic | Medical-Dental Clinic | Default | meters | squaremeters | cubicmeters | Dollars | Autodesk Revit Architecture 2011 BIM Area | Autodesk Revit Architecture 2011 | IfcProject | 3eM8WbY_59RR5TDWry5aRV | IfcSite | 3eM8WbY_59RR5TDWry5aRT | IfcBuilding | 3eM8WbY_59RR5TDWry5aRU | Medical-Dental Clinic | Medical-Dental Clinic | n/a | Design

## Floor
Name | CreatedBy | CreatedOn | Category | ExtSystem | ExtObject | ExtIdentifier | Description | Elevation | Height
First Floor | danielle.r.love@usace.army.mil | 2011-09-14T16:57:52 | Floor | Autodesk Revit Architecture 2011 | IfcBuildingStorey | 3eM8WbY_59RR5TDWs3wwJP | First Floor | 0 | 0
Roof - Main | danielle.r.love@usace.army.mil | 2011-09-14T16:57:52 | Roof | Autodesk Revit Architecture 2011 | IfcBuildingStorey | 3eM8WbY_59RR5TDWs3wwJL | Roof - Main | 9.25 | 0
Second Floor | danielle.r.love@usace.army.mil | 2011-09-14T16:57:52 | Floor | Autodesk Revit Architecture 2011 | IfcBuildingStorey | 3eM8WbY_59RR5TDWs3wwJN | Second Floor | 4.57 | 0
Site | danielle.r.love@usace.army.mil | 2011-09-14T16:57:52 | Site | Autodesk Revit Architecture 2011 | IfcBuildingStorey | n/a | Site | 0 | 0
TOF Footing | danielle.r.love@usace.army.mil | 2011-09-14T16:57:52 | Site | Autodesk Revit Architecture 2011 | IfcBuildingStorey | 3eM8WbY_59RR5TDWs3wwJR | TOF Footing | -1 | 0

## Space
Name | CreatedBy | CreatedOn | Category | FloorName | Description | ExtSystem | ExtObject | ExtIdentifier | RoomTag | UsableHeight | GrossArea | NetArea
1A01 | danielle.r.love@usace.army.mil | 2011-09-14T16:57:52 | 13-11 11 31: Reception Space | First Floor | PATIENT ADMIN. RECEPT. | Autodesk Revit Architecture 2011 | IfcSpace | 0ztdC3L1HAzhbhMHypqcZz | n/a | 2700 | 19.767 | 19.767
1A02 | danielle.r.love@usace.army.mil | 2011-09-14T16:57:52 | 13-15 11 34 11: Office | First Floor | RMO ANALYST | Autodesk Revit Architecture 2011 | IfcSpace | 0ztdC3L1HAzhbhMHypqcZa | n/a | 2400 | 27.693 | 27.693
1A03 | danielle.r.love@usace.army.mil | 2011-09-14T16:57:52 | 13-15 11 34 11: Office | First Floor | TRICARE OFFICE | Autodesk Revit Architecture 2011 | IfcSpace | 0ztdC3L1HAzhbhMHypqcZZ | n/a | 2400 | 8.874 | 8.874
1A04 | danielle.r.love@usace.army.mil | 2011-09-14T16:57:52 | 13-15 11 34 11: Office | First Floor | TRICARE OFFICE | Autodesk Revit Architecture 2011 | IfcSpace | 0ztdC3L1HAzhbhMHypqcZk | n/a | 2400 | 9.545 | 9.545
1A05 | danielle.r.love@usace.army.mil | 2011-09-14T16:57:52 | 13-15 11 34 11: Office | First Floor | TRICARE OFFICE | Autodesk Revit Architecture 2011 | IfcSpace | 0ztdC3L1HAzhbhMHypqcZj | n/a | 2400 | 8.999 | 8.999
1A06 | danielle.r.love@usace.army.mil | 2011-09-14T16:57:52 | 13-15 11 34 11: Office | First Floor | TRICARE OFFICE | Autodesk Revit Architecture 2011 | IfcSpace | 0ztdC3L1HAzhbhMHypqcZe | n/a | 2400 | 10.492 | 10.492
1A07 | danielle.r.love@usace.army.mil | 2011-09-14T16:57:52 | 13-15 11 34 11: Office | First Floor | TRICARE OFFICE | Autodesk Revit Architecture 2011 | IfcSpace | 0ztdC3L1HAzhbhMHypqcYN | n/a | 2400 | 8.73 | 8.73
1A08 | danielle.r.love@usace.army.mil | 2011-09-14T16:57:52 | 13-15 11 34 11: Office | First Floor | PHARM. OFFICE | Autodesk Revit Architecture 2011 | IfcSpace | 0ztdC3L1HAzhbhMHypqcYI | n/a | 2400 | 10.45 | 10.45
1A09 | danielle.r.love@usace.army.mil | 2011-09-14T16:57:52 | 13-41 11 14 21: Restroom | First Floor | W. TOILET | Autodesk Revit Architecture 2011 | IfcSpace | 0ztdC3L1HAzhbhMHypqcYH | n/a | 2400 | 10.854 | 10.854
1A10 | danielle.r.love@usace.army.mil | 2011-09-14T16:57:52 | 13-51 11 21: Break Room | First Floor | LOUNGE | Autodesk Revit Architecture 2011 | IfcSpace | 0ztdC3L1HAzhbhMHypqcYS | n/a | 2400 | 10.272 | 10.272
1A11 | danielle.r.love@usace.army.mil | 2011-09-14T16:57:52 | 13-75 11 11: Storage Room | First Floor | JAN. | Autodesk Revit Architecture 2011 | IfcSpace | 0ztdC3L1HAzhbhMHypqcYR | n/a | 2400 | 2.037 | 2.037
1A12 | danielle.r.love@usace.army.mil | 2011-09-14T16:57:52 | 13-41 11 14 21: Restroom | First Floor | M. TOILET | Autodesk Revit Architecture 2011 | IfcSpace | 0ztdC3L1HAzhbhMHypqcY6 | n/a | 2400 | 9.91 | 9.91
1A13 | danielle.r.love@usace.army.mil | 2011-09-14T16:57:52 | 13-41 11 14 21: Restroom | First Floor | STAFF TOILET | Autodesk Revit Architecture 2011 | IfcSpace | 0ztdC3L1HAzhbhMHypqcY5 | n/a | 2400 | 4.468 | 4.468
1A14 | danielle.r.love@usace.army.mil | 2011-09-14T16:57:52 | 13-15 11 34 11: Office | First Floor | SUPER / NCOIC | Autodesk Revit Architecture 2011 | IfcSpace | 0ztdC3L1HAzhbhMHypqcY0 | n/a | 2400 | 7.23 | 7.23
1A15 | danielle.r.love@usace.army.mil | 2011-09-14T16:57:52 | 13-41 41 99: Other Healing Spaces | First Floor | COUNSELING | Autodesk Revit Architecture 2011 | IfcSpace | 0ztdC3L1HAzhbhMHypqcYF | n/a | 2400 | 6.398 | 6.398
1A16 | danielle.r.love@usace.army.mil | 2011-09-14T16:57:52 | 13-75 11 11: Storage Room | First Floor | PHARM. DISP. | Autodesk Revit Architecture 2011 | IfcSpace | 0ztdC3L1HAzhbhMHypqdhw | n/a | 2400 | 67.549 | 67.549
1AC1 | danielle.r.love@usace.army.mil | 2011-09-14T16:57:52 | 13-51 31 11: Waiting Room | First Floor | CENTRAL WAITING | Autodesk Revit Architecture 2011 | IfcSpace | 0ztdC3L1HAzhbhMHypqbH5 | n/a | n/a | 139.755 | 139.755
1AC2 | danielle.r.love@usace.army.mil | 2011-09-14T16:57:52 | 13-85 11 11: Corridor | First Floor | CORRIDOR | Autodesk Revit Architecture 2011 | IfcSpace | 0ztdC3L1HAzhbhMHypqcha | n/a | n/a | 19.605 | 19.605
1AC3 | danielle.r.love@usace.army.mil | 2011-09-14T16:57:52 | 13-85 11 11: Corridor | First Floor | CORRIDOR | Autodesk Revit Architecture 2011 | IfcSpace | 0ztdC3L1HAzhbhMHypqchZ | n/a | 2400 | 16.294 | 16.294
1AC4 | danielle.r.love@usace.army.mil | 2011-09-14T16:57:52 | 13-85 11 11: Corridor | First Floor | CORRIDOR | Autodesk Revit Architecture 2011 | IfcSpace | 0ztdC3L1HAzhbhMHypqchk | n/a | 2400 | 9.551 | 9.551
1AC5 | danielle.r.love@usace.army.mil | 2011-09-14T16:57:52 | 13-85 11 11: Corridor | First Floor | CORRIDOR | Autodesk Revit Architecture 2011 | IfcSpace | 0ztdC3L1HAzhbhMHypqchj | n/a | 2400 | 20.375 | 20.375
1AS1 | danielle.r.love@usace.army.mil | 2011-09-14T16:57:52 | 13-85 21 11: Stairway | First Floor | STAIR | Autodesk Revit Architecture 2011 | IfcSpace | 0ztdC3L1HAzhbhMHypqdeT | n/a | n/a | 14.058 | 14.058
1B01 | danielle.r.love@usace.army.mil | 2011-09-14T16:57:52 | 13-11 11 31: Reception Space | First Floor | RECEPTION | Autodesk Revit Architecture 2011 | IfcSpace | 0ztdC3L1HAzhbhMHypqcVI | n/a | n/a | 9.476 | 9.476
1B02 | danielle.r.love@usace.army.mil | 2011-09-14T16:57:52 | 13-41 11 14 21: Restroom | First Floor | SPECIMEN TOILET | Autodesk Revit Architecture 2011 | IfcSpace | 0ztdC3L1HAzhbhMHypqcVT | n/a | 2400 | 5.549 | 5.549
1B03 | danielle.r.love@usace.army.mil | 2011-09-14T16:57:52 | 13-41 41 99: Other Healing Spaces | First Floor | BLOOD DRAW | Autodesk Revit Architecture 2011 | IfcSpace | 0ztdC3L1HAzhbhMHypqcVO | n/a | 2400 | 9.681 | 9.681
1B04 | danielle.r.love@usace.army.mil | 2011-09-14T16:57:52 | 13-15 11 24 11: Laboratory | First Floor | LAB | Autodesk Revit Architecture 2011 | IfcSpace | 0ztdC3L1HAzhbhMHypqcV7 | n/a | 2400 | 53.588 | 53.588
1B05 | danielle.r.love@usace.army.mil | 2011-09-14T16:57:52 | 13-41 11 14 21: Restroom | First Floor | PAT. / STAFF TOILET | Autodesk Revit Architecture 2011 | IfcSpace | 0ztdC3L1HAzhbhMHypqcV2 | n/a | 2400 | 4.789 | 4.789
1B06 | danielle.r.love@usace.army.mil | 2011-09-14T16:57:52 | 13-15 11 34 11: Office | First Floor | LAB OFFICE | Autodesk Revit Architecture 2011 | IfcSpace | 0ztdC3L1HAzhbhMHypqcV1 | n/a | 2400 | 10.475 | 10.475
1B07 | danielle.r.love@usace.army.mil | 2011-09-14T16:57:52 | 13-41 11 41 11: Dressing Room | First Floor | DRESS | Autodesk Revit Architecture 2011 | IfcSpace | 0ztdC3L1HAzhbhMHypqcVC | n/a | 2400 | 4.421 | 4.421
1B08 | danielle.r.love@usace.army.mil | 2011-09-14T16:57:52 | 13-75 11 11: Storage Room | First Floor | CENT. STO. | Autodesk Revit Architecture 2011 | IfcSpace | 0ztdC3L1HAzhbhMHypqcVB | n/a | 2400 | 9.767 | 9.767
1B09 | danielle.r.love@usace.army.mil | 2011-09-14T16:57:52 | 13-41 11 41 11: Dressing Room | First Floor | DRESS | Autodesk Revit Architecture 2011 | IfcSpace | 0ztdC3L1HAzhbhMHypqcVs | n/a | 2400 | 4.646 | 4.646
1B10 | danielle.r.love@usace.army.mil | 2011-09-14T16:57:52 | 13-51 11 21: Break Room | First Floor | STAFF LOUNGE | Autodesk Revit Architecture 2011 | IfcSpace | 0ztdC3L1HAzhbhMHypqcVr | n/a | 2400 | 10.283 | 10.283
1B11 | danielle.r.love@usace.army.mil | 2011-09-14T16:57:52 | 13-41 11 14 21: Restroom | First Floor | STAFF TOILET | Autodesk Revit Architecture 2011 | IfcSpace | 0ztdC3L1HAzhbhMHypqcVm | n/a | 2400 | 4.994 | 4.994
1B12 | danielle.r.love@usace.army.mil | 2011-09-14T16:57:52 | 13-75 11 11: Storage Room | First Floor | CLEAN SUP. & EQUIP. | Autodesk Revit Architecture 2011 | IfcSpace | 0ztdC3L1HAzhbhMHypqcV$ | n/a | 2400 | 3.901 | 3.901
1B13 | danielle.r.love@usace.army.mil | 2011-09-14T16:57:52 | 13-11 11 31: Reception Space | First Floor | RECEPTION | Autodesk Revit Architecture 2011 | IfcSpace | 0ztdC3L1HAzhbhMHypqcVw | n/a | 2400 | 22.59 | 22.59
1B14 | danielle.r.love@usace.army.mil | 2011-09-14T16:57:52 | 13-75 41 14: Soiled Storage Room Space | First Floor | SOIL. UTL. | Autodesk Revit Architecture 2011 | IfcSpace | 0ztdC3L1HAzhbhMHypqcT2 | n/a | 2400 | 4.036 | 4.036
1B15 | danielle.r.love@usace.army.mil | 2011-09-14T16:57:52 | 13-41 41 31: Scanning/Imaging Room | First Floor | FILM VIEW | Autodesk Revit Architecture 2011 | IfcSpace | 0ztdC3L1HAzhbhMHypqcT1 | n/a | 2400 | 5.837 | 5.837
1B16 | danielle.r.love@usace.army.mil | 2011-09-14T16:57:52 | 13-75 11 11: Storage Room | First Floor | JAN. CL. | Autodesk Revit Architecture 2011 | IfcSpace | 0ztdC3L1HAzhbhMHypqcTC | n/a | 2400 | 4.036 | 4.036
1B17 | danielle.r.love@usace.army.mil | 2011-09-14T16:57:52 | 13-15 11 34 11: Office | First Floor | TECH. WORK ROOM | Autodesk Revit Architecture 2011 | IfcSpace | 0ztdC3L1HAzhbhMHypqcTB | n/a | 2400 | 24.044 | 24.044
1B19 | danielle.r.love@usace.army.mil | 2011-09-14T16:57:52 | 13-41 41 99: Other Healing Spaces | First Floor | RADIOGRAPHIC ROOM | Autodesk Revit Architecture 2011 | IfcSpace | 0ztdC3L1HAzhbhMHypqcTs | n/a | 3000 | 29.913 | 29.913
1B21 | danielle.r.love@usace.army.mil | 2011-09-14T16:57:52 | 13-15 11 34 11: Office | First Floor | COMM. ROOM | Autodesk Revit Architecture 2011 | IfcSpace | 0ztdC3L1HAzhbhMHypqcT_ | n/a | n/a | 9.802 | 9.802
1B23 | danielle.r.love@usace.army.mil | 2011-09-14T16:57:52 | 13-81 21 21: Electrical Room | First Floor | ELEC. ROOM | Autodesk Revit Architecture 2011 | IfcSpace | 0ztdC3L1HAzhbhMHypqcTv | n/a | n/a | 9.883 | 9.883
1BC1 | danielle.r.love@usace.army.mil | 2011-09-14T16:57:52 | 13-85 11 11: Corridor | First Floor | CORRIDOR | Autodesk Revit Architecture 2011 | IfcSpace | 0ztdC3L1HAzhbhMHypqcOd | n/a | 2400 | 5.693 | 5.693
1BC2 | danielle.r.love@usace.army.mil | 2011-09-14T16:57:52 | 13-85 11 11: Corridor | First Floor | CORRIDOR | Autodesk Revit Architecture 2011 | IfcSpace | 0ztdC3L1HAzhbhMHypqcOk | n/a | 2400 | 29.437 | 29.437
1BC3 | danielle.r.love@usace.army.mil | 2011-09-14T16:57:52 | 13-85 11 11: Corridor | First Floor | CORRIDOR | Autodesk Revit Architecture 2011 | IfcSpace | 0ztdC3L1HAzhbhMHypqcOj | n/a | 2400 | 13.44 | 13.44
1BC4 | danielle.r.love@usace.army.mil | 2011-09-14T16:57:52 | 13-85 11 11: Corridor | First Floor | CORRIDOR | Autodesk Revit Architecture 2011 | IfcSpace | 0ztdC3L1HAzhbhMHypqcOe | n/a | 2400 | 44.365 | 44.365
1BS2 | danielle.r.love@usace.army.mil | 2011-09-14T16:57:52 | 13-85 21 11: Stairway | First Floor | STAIR | Autodesk Revit Architecture 2011 | IfcSpace | 0ztdC3L1HAzhbhMHypqcTW | n/a | n/a | 16.032 | 16.032
1C01 | danielle.r.love@usace.army.mil | 2011-09-14T16:57:52 | 13-51 31 11: Waiting Room | First Floor | WAITING | Autodesk Revit Architecture 2011 | IfcSpace | 0ztdC3L1HAzhbhMHypqcqj | n/a | 2700 | 11.86 | 11.86
1C02 | danielle.r.love@usace.army.mil | 2011-09-14T16:57:52 | 13-11 11 31: Reception Space | First Floor | RECEPTION | Autodesk Revit Architecture 2011 | IfcSpace | 0ztdC3L1HAzhbhMHypqcBK | n/a | n/a | 9.319 | 9.319
1C03 | danielle.r.love@usace.army.mil | 2011-09-14T16:57:52 | 13-75 11 11: Storage Room | First Floor | JAN. CL. | Autodesk Revit Architecture 2011 | IfcSpace | 0ztdC3L1HAzhbhMHypqcBJ | n/a | 2400 | 4.111 | 4.111
1C04 | danielle.r.love@usace.army.mil | 2011-09-14T16:57:52 | 13-41 41 99: Other Healing Spaces | First Floor | FITTING / DISP. | Autodesk Revit Architecture 2011 | IfcSpace | 0ztdC3L1HAzhbhMHypqcBR | n/a | 2400 | 10.119 | 10.119
1C05 | danielle.r.love@usace.army.mil | 2011-09-14T16:57:52 | 13-41 41 14: Physical Examination Room | First Floor | VISUAL FIELD | Autodesk Revit Architecture 2011 | IfcSpace | 0ztdC3L1HAzhbhMHypqcB6 | n/a | 2400 | 11.345 | 11.345
1C06 | danielle.r.love@usace.army.mil | 2011-09-14T16:57:52 | 13-75 41 14: Soiled Storage Room Space | First Floor | SOIL. UTL. / TRASH | Autodesk Revit Architecture 2011 | IfcSpace | 0ztdC3L1HAzhbhMHypqcB5 | n/a | 2400 | 5.4 | 5.4
1C07 | danielle.r.love@usace.army.mil | 2011-09-14T16:57:52 | 13-15 11 34 11: Office | First Floor | OPT. EXAM / OFF. | Autodesk Revit Architecture 2011 | IfcSpace | 0ztdC3L1HAzhbhMHypqcB0 | n/a | 2400 | 17.571 | 17.571
1C08 | danielle.r.love@usace.army.mil | 2011-09-14T16:57:52 | 13-41 41 14: Physical Examination Room | First Floor | SCREEN EYE TEST | Autodesk Revit Architecture 2011 | IfcSpace | 0ztdC3L1HAzhbhMHypqcBF | n/a | 2400 | 9.818 | 9.818
1C09 | danielle.r.love@usace.army.mil | 2011-09-14T16:57:52 | 13-41 41 31: Scanning/Imaging Room | First Floor | FUNDUS CAMERA ROOM | Autodesk Revit Architecture 2011 | IfcSpace | 0ztdC3L1HAzhbhMHypqcBA | n/a | 2400 | 14.928 | 14.928
1C10 | danielle.r.love@usace.army.mil | 2011-09-14T16:57:52 | 13-15 11 34 11: Office | First Floor | OPT. EXAM / OFF. | Autodesk Revit Architecture 2011 | IfcSpace | 0ztdC3L1HAzhbhMHypqcB9 | n/a | 2400 | 18.254 | 18.254
1C11 | danielle.r.love@usace.army.mil | 2011-09-14T16:57:52 | 13-81 21 21: Electrical Room | First Floor | ELEC. CL. | Autodesk Revit Architecture 2011 | IfcSpace | 0ztdC3L1HAzhbhMHypqc0D | n/a | n/a | 0.778 | 0.778
1C12 | danielle.r.love@usace.army.mil | 2011-09-14T16:57:52 | 13-41 11 14 21: Restroom | First Floor | TOILET | Autodesk Revit Architecture 2011 | IfcSpace | 0ztdC3L1HAzhbhMHypqc1g | n/a | 2400 | 6.147 | 6.147
1C13 | danielle.r.love@usace.army.mil | 2011-09-14T16:57:52 | 13-15 11 34 11: Office | First Floor | COMM. ROOM | Autodesk Revit Architecture 2011 | IfcSpace | 0ztdC3L1HAzhbhMHypqc0L | n/a | 2400 | 11.897 | 11.897
1C14 | danielle.r.love@usace.army.mil | 2011-09-14T16:57:52 | 13-41 41 99: Other Healing Spaces | First Floor | HIST. / INTV. | Autodesk Revit Architecture 2011 | IfcSpace | 0ztdC3L1HAzhbhMHypqc0G | n/a | 2400 | 8.184 | 8.184
1C15 | danielle.r.love@usace.army.mil | 2011-09-14T16:57:52 | 13-15 11 34 11: Office | First Floor | PES ADMIN. OFFICE | Autodesk Revit Architecture 2011 | IfcSpace | 0ztdC3L1HAzhbhMHypqc0V | n/a | 2400 | 15.393 | 15.393
1C16 | danielle.r.love@usace.army.mil | 2011-09-14T16:57:52 | 13-41 41 31: Scanning/Imaging Room | First Floor | ECG TEST | Autodesk Revit Architecture 2011 | IfcSpace | 0ztdC3L1HAzhbhMHypqc0Q | n/a | 2400 | 10.008 | 10.008
1C17 | danielle.r.love@usace.army.mil | 2011-09-14T16:57:52 | 13-15 11 34 11: Office | First Floor | CHIEF AERO MED. | Autodesk Revit Architecture 2011 | IfcSpace | 0ztdC3L1HAzhbhMHypqc0P | n/a | 2400 | 9.942 | 9.942
1C18 | danielle.r.love@usace.army.mil | 2011-09-14T16:57:52 | 13-41 41 14: Physical Examination Room | First Floor | PHYSICAL EXAM | Autodesk Revit Architecture 2011 | IfcSpace | 0ztdC3L1HAzhbhMHypqc04 | n/a | 2400 | 58.03 | 58.03
1C19 | danielle.r.love@usace.army.mil | 2011-09-14T16:57:52 | 13-81 21 11: Equipment Room | First Floor | AUDIO | Autodesk Revit Architecture 2011 | IfcSpace | 0ztdC3L1HAzhbhMHypqc03 | n/a | 3000 | 11.627 | 11.627
1CC1 | danielle.r.love@usace.army.mil | 2011-09-14T16:57:52 | 13-85 11 11: Corridor | First Floor | CORRIDOR | Autodesk Revit Architecture 2011 | IfcSpace | 0ztdC3L1HAzhbhMHypqcqu | n/a | 2400 | 42.654 | 42.654
1CC2 | danielle.r.love@usace.army.mil | 2011-09-14T16:57:52 | 13-85 11 11: Corridor | First Floor | CORRIDOR | Autodesk Revit Architecture 2011 | IfcSpace | 0ztdC3L1HAzhbhMHypqcqZ | n/a | 2400 | 8.232 | 8.232
1CC3 | danielle.r.love@usace.army.mil | 2011-09-14T16:57:52 | 13-85 11 11: Corridor | First Floor | CORRIDOR | Autodesk Revit Architecture 2011 | IfcSpace | 0ztdC3L1HAzhbhMHypqcqk | n/a | 2400 | 11.497 | 11.497
1CS3 | danielle.r.love@usace.army.mil | 2011-09-14T16:57:52 | 13-85 21 11: Stairway | First Floor | STAIR | Autodesk Revit Architecture 2011 | IfcSpace | 0ztdC3L1HAzhbhMHypqc0q | n/a | n/a | 13.909 | 13.909
1D01 | danielle.r.love@usace.army.mil | 2011-09-14T16:57:52 | 13-75 41 14: Soiled Storage Room Space | First Floor | SL. LIN. / TRASH | Autodesk Revit Architecture 2011 | IfcSpace | 0ztdC3L1HAzhbhMHypqcBw | n/a | 2400 | 2.002 | 2.002
1D02 | danielle.r.love@usace.army.mil | 2011-09-14T16:57:52 | 13-41 41 99: Other Healing Spaces | First Floor | INTERACTION STATION | Autodesk Revit Architecture 2011 | IfcSpace | 0ztdC3L1HAzhbhMHypqcBb | n/a | 2400 | 11.53 | 11.53
1D03 | danielle.r.love@usace.army.mil | 2011-09-14T16:57:52 | 13-15 21 11 21: Clean Room | First Floor | CLEAN U. | Autodesk Revit Architecture 2011 | IfcSpace | 0ztdC3L1HAzhbhMHypqcBW | n/a | 2400 | 2.35 | 2.35
1D04 | danielle.r.love@usace.army.mil | 2011-09-14T16:57:52 | 13-41 11 14 21: Restroom | First Floor | TOILET | Autodesk Revit Architecture 2011 | IfcSpace | 0ztdC3L1HAzhbhMHypqcBl | n/a | 2400 | 5.105 | 5.105
1D05 | danielle.r.love@usace.army.mil | 2011-09-14T16:57:52 | 13-41 41 11: Treatment Room | First Floor | TRMT RM. DIRTY PROC. | Autodesk Revit Architecture 2011 | IfcSpace | 0ztdC3L1HAzhbhMHypqcBg | n/a | 2700 | 14.133 | 14.133
1D06 | danielle.r.love@usace.army.mil | 2011-09-14T16:57:52 | 13-41 11 99: Other Grooming Spaces | First Floor | SCOPE WASH / DECON. | Autodesk Revit Architecture 2011 | IfcSpace | 0ztdC3L1HAzhbhMHypqcBf | n/a | 2700 | 8.998 | 8.998
1D07 | danielle.r.love@usace.army.mil | 2011-09-14T16:57:52 | 13-41 41 99: Other Healing Spaces | First Floor | INTERACTION STATION | Autodesk Revit Architecture 2011 | IfcSpace | 0ztdC3L1HAzhbhMHypqcAK | n/a | 2400 | 12.566 | 12.566
1D08 | danielle.r.love@usace.army.mil | 2011-09-14T16:57:52 | 13-41 41 99: Other Healing Spaces | First Floor | INTERACTION STATION | Autodesk Revit Architecture 2011 | IfcSpace | 0ztdC3L1HAzhbhMHypqcAJ | n/a | 2400 | 12.827 | 12.827
1D09 | danielle.r.love@usace.army.mil | 2011-09-14T16:57:52 | 13-41 41 99: Other Healing Spaces | First Floor | INTERACTION STATION | Autodesk Revit Architecture 2011 | IfcSpace | 0ztdC3L1HAzhbhMHypqcAU | n/a | 2400 | 12.779 | 12.779
1D10 | danielle.r.love@usace.army.mil | 2011-09-14T16:57:52 | 13-41 41 99: Other Healing Spaces | First Floor | INTERACTION STATION | Autodesk Revit Architecture 2011 | IfcSpace | 0ztdC3L1HAzhbhMHypqcAT | n/a | 2400 | 12.744 | 12.744
1D11 | danielle.r.love@usace.army.mil | 2011-09-14T16:57:52 | 13-41 41 99: Other Healing Spaces | First Floor | INTERACTION STATION | Autodesk Revit Architecture 2011 | IfcSpace | 0ztdC3L1HAzhbhMHypqcAO | n/a | 2400 | 12.698 | 12.698
1D12 | danielle.r.love@usace.army.mil | 2011-09-14T16:57:52 | 13-15 11 24 11: Laboratory | First Floor | SPECIMEN COLL. LAB | Autodesk Revit Architecture 2011 | IfcSpace | 0ztdC3L1HAzhbhMHypqcA7 | n/a | 2400 | 10.211 | 10.211
1D13 | danielle.r.love@usace.army.mil | 2011-09-14T16:57:52 | 13-41 41 99: Other Healing Spaces | First Floor | INTERACTION STATION | Autodesk Revit Architecture 2011 | IfcSpace | 0ztdC3L1HAzhbhMHypqcA2 | n/a | 2400 | 12.826 | 12.826
1D14 | danielle.r.love@usace.army.mil | 2011-09-14T16:57:52 | 13-41 11 14 21: Restroom | First Floor | SPECIMEN TOILET | Autodesk Revit Architecture 2011 | IfcSpace | 0ztdC3L1HAzhbhMHypqcA1 | n/a | 2400 | 4.753 | 4.753
1D15 | danielle.r.love@usace.army.mil | 2011-09-14T16:57:52 | 13-41 41 14: Physical Examination Room | First Floor | WTS & MEAS. ROOM | Autodesk Revit Architecture 2011 | IfcSpace | 0ztdC3L1HAzhbhMHypqcAC | n/a | 2400 | 5.068 | 5.068
1D16 | danielle.r.love@usace.army.mil | 2011-09-14T16:57:52 | 13-15 11 34 11: Office | First Floor | PROVIDER CUBICLES | Autodesk Revit Architecture 2011 | IfcSpace | 0ztdC3L1HAzhbhMHypqcAu | n/a | 2700 | 67.834 | 67.834
1D17 | danielle.r.love@usace.army.mil | 2011-09-14T16:57:52 | 13-75 11 11: Storage Room | First Floor | JAN. CL. | Autodesk Revit Architecture 2011 | IfcSpace | 0ztdC3L1HAzhbhMHypqcAd | n/a | 2400 | 2.057 | 2.057
1D18 | danielle.r.love@usace.army.mil | 2011-09-14T16:57:52 | 13-41 11 14 21: Restroom | First Floor | TOILET | Autodesk Revit Architecture 2011 | IfcSpace | 0ztdC3L1HAzhbhMHypqcAY | n/a | 2400 | 8.26 | 8.26
1D19 | danielle.r.love@usace.army.mil | 2011-09-14T16:57:52 | 13-15 11 34 11: Office | First Floor | MDIS VIEW | Autodesk Revit Architecture 2011 | IfcSpace | 0ztdC3L1HAzhbhMHypqcAX | n/a | 2400 | 5.637 | 5.637
1D20 | danielle.r.love@usace.army.mil | 2011-09-14T16:57:52 | 13-15 11 34 11: Office | First Floor | APPMTS | Autodesk Revit Architecture 2011 | IfcSpace | 0ztdC3L1HAzhbhMHypqcAi | n/a | 2400 | 11.791 | 11.791
1D21 | danielle.r.love@usace.army.mil | 2011-09-14T16:57:52 | 13-41 41 99: Other Healing Spaces | First Floor | GROUP IS | Autodesk Revit Architecture 2011 | IfcSpace | 0ztdC3L1HAzhbhMHypqcAh | n/a | 2400 | 19.192 | 19.192
1D22 | danielle.r.love@usace.army.mil | 2011-09-14T16:57:52 | 13-15 11 34 11: Office | First Floor | TEAM INTERACTION | Autodesk Revit Architecture 2011 | IfcSpace | 0ztdC3L1HAzhbhMHypqc9M | n/a | 2400 | 24.237 | 24.237
1D23 | danielle.r.love@usace.army.mil | 2011-09-14T16:57:52 | 13-41 41 99: Other Healing Spaces | First Floor | GROUP IS | Autodesk Revit Architecture 2011 | IfcSpace | 0ztdC3L1HAzhbhMHypqc9L | n/a | 2400 | 19.187 | 19.187
1D24 | danielle.r.love@usace.army.mil | 2011-09-14T16:57:52 | 13-75 11 11: Storage Room | First Floor | RECORDS | Autodesk Revit Architecture 2011 | IfcSpace | 0ztdC3L1HAzhbhMHypqc9G | n/a | 2400 | 11.778 | 11.778
1D25 | danielle.r.love@usace.army.mil | 2011-09-14T16:57:52 | 13-15 11 34 11: Office | First Floor | PROVIDER CUBICLES | Autodesk Revit Architecture 2011 | IfcSpace | 0ztdC3L1HAzhbhMHypqc9V | n/a | 2700 | 67.819 | 67.819
1D26 | danielle.r.love@usace.army.mil | 2011-09-14T16:57:52 | 13-41 11 14 21: Restroom | First Floor | TOILET | Autodesk Revit Architecture 2011 | IfcSpace | 0ztdC3L1HAzhbhMHypqc9Q | n/a | 2400 | 5.043 | 5.043
1D27 | danielle.r.love@usace.army.mil | 2011-09-14T16:57:52 | 13-15 11 34 11: Office | First Floor | ADMIN WORK STATN. | Autodesk Revit Architecture 2011 | IfcSpace | 0ztdC3L1HAzhbhMHypqc9P | n/a | 2400 | 10.75 | 10.75
1D28 | danielle.r.love@usace.army.mil | 2011-09-14T16:57:52 | 13-41 41 99: Other Healing Spaces | First Floor | INTERACTION STATION | Autodesk Revit Architecture 2011 | IfcSpace | 0ztdC3L1HAzhbhMHypqc94 | n/a | 2400 | 12.688 | 12.688
1D30 | danielle.r.love@usace.army.mil | 2011-09-14T16:57:52 | 13-41 41 14: Physical Examination Room | First Floor | WTS & MEAS. ROOM | Autodesk Revit Architecture 2011 | IfcSpace | 0ztdC3L1HAzhbhMHypqc93 | n/a | 2400 | 9.265 | 9.265
1D31 | danielle.r.love@usace.army.mil | 2011-09-14T16:57:52 | 13-41 41 14: Physical Examination Room | First Floor | PEDIATRIC WTS & MSRS | Autodesk Revit Architecture 2011 | IfcSpace | 0ztdC3L1HAzhbhMHypqc9B | n/a | 2400 | 11.021 | 11.021
1D32 | danielle.r.love@usace.army.mil | 2011-09-14T16:57:52 | 13-41 41 99: Other Healing Spaces | First Floor | INTERACTION STATION | Autodesk Revit Architecture 2011 | IfcSpace | 0ztdC3L1HAzhbhMHypqc9s | n/a | 2400 | 12.748 | 12.748
1D33 | danielle.r.love@usace.army.mil | 2011-09-14T16:57:52 | 13-51 31 11: Waiting Room | First Floor | PEDIATRIC WAITING | Autodesk Revit Architecture 2011 | IfcSpace | 0ztdC3L1HAzhbhMHypqc9r | n/a | 2400 | 12.742 | 12.742
1D34 | danielle.r.love@usace.army.mil | 2011-09-14T16:57:52 | 13-41 41 99: Other Healing Spaces | First Floor | INTERACTION STATION | Autodesk Revit Architecture 2011 | IfcSpace | 0ztdC3L1HAzhbhMHypqc9m | n/a | 2400 | 12.826 | 12.826
1D35 | danielle.r.love@usace.army.mil | 2011-09-14T16:57:52 | 13-41 41 99: Other Healing Spaces | First Floor | INTERACTION STATION | Autodesk Revit Architecture 2011 | IfcSpace | 0ztdC3L1HAzhbhMHypqc9$ | n/a | 2400 | 12.826 | 12.826
1D36 | danielle.r.love@usace.army.mil | 2011-09-14T16:57:52 | 13-41 41 99: Other Healing Spaces | First Floor | INTERACTION STATION | Autodesk Revit Architecture 2011 | IfcSpace | 0ztdC3L1HAzhbhMHypqc9w | n/a | 2400 | 12.705 | 12.705
1D37 | danielle.r.love@usace.army.mil | 2011-09-14T16:57:52 | 13-15 21 11 21: Clean Room | First Floor | CLEAN U. | Autodesk Revit Architecture 2011 | IfcSpace | 0ztdC3L1HAzhbhMHypqc9v | n/a | 2400 | 2.35 | 2.35
1D38 | danielle.r.love@usace.army.mil | 2011-09-14T16:57:52 | 13-41 41 11: Treatment Room | First Floor | TRMT ROOM | Autodesk Revit Architecture 2011 | IfcSpace | 0ztdC3L1HAzhbhMHypqc8a | n/a | 2700 | 23.26 | 23.26
1D39 | danielle.r.love@usace.army.mil | 2011-09-14T16:57:52 | 13-75 11 11: Storage Room | First Floor | SL. LIN. / TRASH | Autodesk Revit Architecture 2011 | IfcSpace | 0ztdC3L1HAzhbhMHypqc8Z | n/a | 2400 | 2.001 | 2.001
1D40 | danielle.r.love@usace.army.mil | 2011-09-14T16:57:52 | 13-41 41 99: Other Healing Spaces | First Floor | IMMUNIZATION ROOM | Autodesk Revit Architecture 2011 | IfcSpace | 0ztdC3L1HAzhbhMHypqc8k | n/a | 2700 | 16.552 | 16.552
1DC1 | danielle.r.love@usace.army.mil | 2011-09-14T16:57:52 | 13-51 31 11: Waiting Room | First Floor | WAITING / ACTIVITY AREA | Autodesk Revit Architecture 2011 | IfcSpace | 0ztdC3L1HAzhbhMHypqcY9 | n/a | n/a | 182.28 | 182.28
1DC2 | danielle.r.love@usace.army.mil | 2011-09-14T16:57:52 | 13-85 11 11: Corridor | First Floor | CORRIDOR | Autodesk Revit Architecture 2011 | IfcSpace | 0ztdC3L1HAzhbhMHypqcaa | n/a | 2400 | 6.347 | 6.347
1DC3 | danielle.r.love@usace.army.mil | 2011-09-14T16:57:52 | 13-85 11 11: Corridor | First Floor | CORRIDOR | Autodesk Revit Architecture 2011 | IfcSpace | 0ztdC3L1HAzhbhMHypqcaZ | n/a | 2400 | 31.811 | 31.811
1DC4 | danielle.r.love@usace.army.mil | 2011-09-14T16:57:52 | 13-85 11 11: Corridor | First Floor | CORRIDOR | Autodesk Revit Architecture 2011 | IfcSpace | 0ztdC3L1HAzhbhMHypqcak | n/a | 2400 | 15.061 | 15.061
1DC5 | danielle.r.love@usace.army.mil | 2011-09-14T16:57:52 | 13-85 11 11: Corridor | First Floor | CORRIDOR | Autodesk Revit Architecture 2011 | IfcSpace | 0ztdC3L1HAzhbhMHypqc8e | n/a | 2400 | 6.612 | 6.612
1DC6 | danielle.r.love@usace.army.mil | 2011-09-14T16:57:52 | 13-85 11 11: Corridor | First Floor | CORRIDOR | Autodesk Revit Architecture 2011 | IfcSpace | 0ztdC3L1HAzhbhMHypqc1c | n/a | 2400 | 15.007 | 15.007
1DC7 | danielle.r.love@usace.army.mil | 2011-09-14T16:57:52 | 13-85 11 11: Corridor | First Floor | CORRIDOR | Autodesk Revit Architecture 2011 | IfcSpace | 0ztdC3L1HAzhbhMHypqc1b | n/a | 2400 | 31.907 | 31.907
1DC8 | danielle.r.love@usace.army.mil | 2011-09-14T16:57:52 | 13-85 11 11: Corridor | First Floor | CORRIDOR | Autodesk Revit Architecture 2011 | IfcSpace | 0ztdC3L1HAzhbhMHypqc1W | n/a | 2400 | 6.292 | 6.292
1E01 | danielle.r.love@usace.army.mil | 2011-09-14T16:57:52 | 13-75 11 11: Storage Room | First Floor | HK EQUIP. STORAGE | Autodesk Revit Architecture 2011 | IfcSpace | 0ztdC3L1HAzhbhMHypqc0$ | n/a | 2400 | 9.725 | 9.725
1E02 | danielle.r.love@usace.army.mil | 2011-09-14T16:57:52 | 13-81 21 11: Equipment Room | First Floor | ELEV. EQUIP. | Autodesk Revit Architecture 2011 | IfcSpace | 0ztdC3L1HAzhbhMHypqc0d | n/a | n/a | 5.676 | 5.676
1E03 | danielle.r.love@usace.army.mil | 2011-09-14T16:57:52 | 13-75 11 11: Storage Room | First Floor | JAN. CL. | Autodesk Revit Architecture 2011 | IfcSpace | 0ztdC3L1HAzhbhMHypqc0Y | n/a | 2400 | 3.97 | 3.97
1E04 | danielle.r.love@usace.army.mil | 2011-09-14T16:57:52 | 13-51 11 21: Break Room | First Floor | HK BREAK ROOM | Autodesk Revit Architecture 2011 | IfcSpace | 0ztdC3L1HAzhbhMHypqc0X | n/a | 2400 | 9.735 | 9.735
1E05 | danielle.r.love@usace.army.mil | 2011-09-14T16:57:52 | 13-15 11 34 11: Office | First Floor | CHIEF LOG OFFICE | Autodesk Revit Architecture 2011 | IfcSpace | 0ztdC3L1HAzhbhMHypqc0i | n/a | 2400 | 9.939 | 9.939
1E06 | danielle.r.love@usace.army.mil | 2011-09-14T16:57:52 | 13-15 11 34 11: Office | First Floor | TECH. WORK STATION | Autodesk Revit Architecture 2011 | IfcSpace | 0ztdC3L1HAzhbhMHypqc0h | n/a | 2400 | 37.379 | 37.379
1E07 | danielle.r.love@usace.army.mil | 2011-09-14T16:57:52 | 13-11 21 17: Conference Room | First Floor | CONF. LIBRARY | Autodesk Revit Architecture 2011 | IfcSpace | 0ztdC3L1HAzhbhMHypqc7M | n/a | 2400 | 11.631 | 11.631
1E08 | danielle.r.love@usace.army.mil | 2011-09-14T16:57:52 | 13-15 11 34 11: Office | First Floor | SUPER | Autodesk Revit Architecture 2011 | IfcSpace | 0ztdC3L1HAzhbhMHypqc7L | n/a | 2400 | 9.864 | 9.864
1E09 | danielle.r.love@usace.army.mil | 2011-09-14T16:57:52 | 13-41 11 14 21: Restroom | First Floor | W. TOILET | Autodesk Revit Architecture 2011 | IfcSpace | 0ztdC3L1HAzhbhMHypqc7G | n/a | 2400 | 5.062 | 5.062
1E10 | danielle.r.love@usace.army.mil | 2011-09-14T16:57:52 | 13-41 11 14 21: Restroom | First Floor | M. TOILET | Autodesk Revit Architecture 2011 | IfcSpace | 0ztdC3L1HAzhbhMHypqc7V | n/a | 2400 | 5.062 | 5.062
1E11 | danielle.r.love@usace.army.mil | 2011-09-14T16:57:52 | 13-51 11 21: Break Room | First Floor | STAFF LOUNGE | Autodesk Revit Architecture 2011 | IfcSpace | 0ztdC3L1HAzhbhMHypqc7Q | n/a | 2400 | 14.592 | 14.592
1E12 | danielle.r.love@usace.army.mil | 2011-09-14T16:57:52 | 13-41 11 14 21: Restroom | First Floor | ISOLATION TOILET | Autodesk Revit Architecture 2011 | IfcSpace | 0ztdC3L1HAzhbhMHypqc7P | n/a | 2700 | 5.252 | 5.252
1E14 | danielle.r.love@usace.army.mil | 2011-09-14T16:57:52 | 13-75 11 11: Storage Room | First Floor | Medical Readiness | Autodesk Revit Architecture 2011 | IfcSpace | 0ztdC3L1HAzhbhMHypqc74 | n/a | 2400 | 22.355 | 22.355
1E15 | danielle.r.love@usace.army.mil | 2011-09-14T16:57:52 | 13-81 21 17: Mechanical Room | First Floor | CENTRAL MECH. RM. | Autodesk Revit Architecture 2011 | IfcSpace | 0ztdC3L1HAzhbhMHypqc7F | n/a | n/a | 28.914 | 28.914
1E15A | danielle.r.love@usace.army.mil | 2011-09-14T16:57:52 | 13-75 41 24: Hazardous Material Storage Space | First Floor | GAS STORAGE | Autodesk Revit Architecture 2011 | IfcSpace | 0ztdC3L1HAzhbhMHypqdl$ | n/a | n/a | 2.289 | 2.289
1E16 | danielle.r.love@usace.army.mil | 2011-09-14T16:57:52 | 13-15 11 34 11: Office | First Floor | BMET WORK STATION | Autodesk Revit Architecture 2011 | IfcSpace | 0ztdC3L1HAzhbhMHypqc7A | n/a | 2600 | 49.598 | 49.598
1E17 | danielle.r.love@usace.army.mil | 2011-09-14T16:57:52 | 13-75 41 24: Hazardous Material Storage Space | First Floor | HAZ. STOR. | Autodesk Revit Architecture 2011 | IfcSpace | 0ztdC3L1HAzhbhMHypqc79 | n/a | 2700 | 9.787 | 9.787
1E18 | danielle.r.love@usace.army.mil | 2011-09-14T16:57:52 | 13-15 11 34 11: Office | First Floor | BIOMED MAINT. ADMIN. | Autodesk Revit Architecture 2011 | IfcSpace | 0ztdC3L1HAzhbhMHypqc7q | n/a | 2400 | 15.554 | 15.554
1E19 | danielle.r.love@usace.army.mil | 2011-09-14T16:57:52 | 13-81 21 21: Electrical Room | First Floor | ELEC. ROOM | Autodesk Revit Architecture 2011 | IfcSpace | 0ztdC3L1HAzhbhMHypqc7p | n/a | n/a | 9.626 | 9.626
1E20 | danielle.r.love@usace.army.mil | 2011-09-14T16:57:52 | 13-75 41 14: Soiled Storage Room Space | First Floor | TRASH | Autodesk Revit Architecture 2011 | IfcSpace | 0ztdC3L1HAzhbhMHypqc7_ | n/a | 2400 | 8.954 | 8.954
1E21 | danielle.r.love@usace.army.mil | 2011-09-14T16:57:52 | 13-75 41 24: Hazardous Material Storage Space | First Floor | FLAMABLE STORAGE | Autodesk Revit Architecture 2011 | IfcSpace | 0ztdC3L1HAzhbhMHypqc7z | n/a | 2700 | 5.665 | 5.665
1E22 | danielle.r.love@usace.army.mil | 2011-09-14T16:57:52 | 13-75 11 11: Storage Room | First Floor | SEC. STORAGE | Autodesk Revit Architecture 2011 | IfcSpace | 0ztdC3L1HAzhbhMHypqc7u | n/a | 2700 | 6.273 | 6.273
1E23 | danielle.r.love@usace.army.mil | 2011-09-14T16:57:52 | 13-81 21 11: Equipment Room | First Floor | BEE EQUIP. STORAGE | Autodesk Revit Architecture 2011 | IfcSpace | 0ztdC3L1HAzhbhMHypqc7d | n/a | 2700 | 8.779 | 8.779
1E24 | danielle.r.love@usace.army.mil | 2011-09-14T16:57:52 | 13-75 11 11: Storage Room | First Floor | RECEIVING / STORAGE | Autodesk Revit Architecture 2011 | IfcSpace | 0ztdC3L1HAzhbhMHypqc7Y | n/a | 3350 | 118.296 | 118.296
1E25 | danielle.r.love@usace.army.mil | 2011-09-14T16:57:52 | 13-75 11 11: Storage Room | First Floor | ADP EQUIP SPACE | Autodesk Revit Architecture 2011 | IfcSpace | 0ztdC3L1HAzhbhMHypqc7X | n/a | 2400 | 11.373 | 11.373
1E26 | danielle.r.love@usace.army.mil | 2011-09-14T16:57:52 | 13-15 11 34 11: Office | First Floor | WORK ROOM | Autodesk Revit Architecture 2011 | IfcSpace | 0ztdC3L1HAzhbhMHypqc7i | n/a | 2400 | 19.714 | 19.714
1E27 | danielle.r.love@usace.army.mil | 2011-09-14T16:57:52 | 13-75 11 11: Storage Room | First Floor | BENCHSTOCK STORAGE | Autodesk Revit Architecture 2011 | IfcSpace | 0ztdC3L1HAzhbhMHypqc7h | n/a | 2400 | 9.513 | 9.513
1E28 | danielle.r.love@usace.army.mil | 2011-09-14T16:57:52 | 13-15 11 34 11: Office | First Floor | FAC. MGR. OFFICE | Autodesk Revit Architecture 2011 | IfcSpace | 0ztdC3L1HAzhbhMHypqc6M | n/a | 2400 | 9.738 | 9.738
1E29 | danielle.r.love@usace.army.mil | 2011-09-14T16:57:52 | 13-15 11 34 11: Office | First Floor | HK. SUPV. OFFICE | Autodesk Revit Architecture 2011 | IfcSpace | 0ztdC3L1HAzhbhMHypqc6L | n/a | 2400 | 11.03 | 11.03
1E30 | danielle.r.love@usace.army.mil | 2011-09-14T16:57:52 | 13-75 41 14: Soiled Storage Room Space | First Floor | SOIL. LIN. | Autodesk Revit Architecture 2011 | IfcSpace | 0ztdC3L1HAzhbhMHypqc6G | n/a | 2400 | 6.878 | 6.878
1E33 | danielle.r.love@usace.army.mil | 2011-09-14T16:57:52 | 13-41 41 99: Other Healing Spaces | First Floor | ISOLATION INTERACTION STATION | Autodesk Revit Architecture 2011 | IfcSpace | 0ztdC3L1HAzhbhMHypqc6V | n/a | 2400 | 13.354 | 13.354
1EC1 | danielle.r.love@usace.army.mil | 2011-09-14T16:57:52 | 13-85 11 11: Corridor | First Floor | CORRIDOR | Autodesk Revit Architecture 2011 | IfcSpace | 0ztdC3L1HAzhbhMHypqcQh | n/a | 2400 | 54.684 | 54.684
1EC2 | danielle.r.love@usace.army.mil | 2011-09-14T16:57:52 | 13-85 11 11: Corridor | First Floor | CORRIDOR | Autodesk Revit Architecture 2011 | IfcSpace | 0ztdC3L1HAzhbhMHypqcPI | n/a | 2400 | 7.914 | 7.914
1EC3 | danielle.r.love@usace.army.mil | 2011-09-14T16:57:52 | 13-85 11 11: Corridor | First Floor | CORRIDOR | Autodesk Revit Architecture 2011 | IfcSpace | 0ztdC3L1HAzhbhMHypqcPH | n/a | 2400 | 8.752 | 8.752
1EC4 | danielle.r.love@usace.army.mil | 2011-09-14T16:57:52 | 13-85 11 11: Corridor | First Floor | CORRIDOR | Autodesk Revit Architecture 2011 | IfcSpace | 0ztdC3L1HAzhbhMHypqcPS | n/a | 2400 | 9.306 | 9.306
1F01 | danielle.r.love@usace.army.mil | 2011-09-14T16:57:52 | 13-81 21 11: Equipment Room | First Floor | MECH. YARD | Autodesk Revit Architecture 2011 | IfcSpace | 1NvbzFDrT8ePCfWUZHOCVS | n/a | 2400 | 80.065 | 80.065
1F02 | danielle.r.love@usace.army.mil | 2011-09-14T16:57:52 | 13-91 11 11 33: Loading Dock | First Floor | LOADING DOCK | Autodesk Revit Architecture 2011 | IfcSpace | n/a | n/a | 2400 | 80.065 | 80.065
2A01 | danielle.r.love@usace.army.mil | 2011-09-14T16:57:52 | 13-11 21 17: Conference Room | Second Floor | LIBRARY / CONF. ROOM | Autodesk Revit Architecture 2011 | IfcSpace | 0uLn6BSvvEB8kgChiujNGA | n/a | n/a | 26.331 | 26.331
2A02 | danielle.r.love@usace.army.mil | 2011-09-14T16:57:52 | 13-15 11 34 11: Office | Second Floor | SUPER OFFICE | Autodesk Revit Architecture 2011 | IfcSpace | 0uLn6BSvvEB8kgChiujNHp | n/a | 2400 | 10.871 | 10.871
2A03 | danielle.r.love@usace.army.mil | 2011-09-14T16:57:52 | 13-15 11 34 11: Office | Second Floor | SEC. OFFICE | Autodesk Revit Architecture 2011 | IfcSpace | 0uLn6BSvvEB8kgChiujNHm | n/a | 2400 | 16.009 | 16.009
2A04 | danielle.r.love@usace.army.mil | 2011-09-14T16:57:52 | 13-15 11 34 11: Office | Second Floor | DENTAL SURGEON OFFICE | Autodesk Revit Architecture 2011 | IfcSpace | 0uLn6BSvvEB8kgChiujNHz | n/a | 2400 | 16.014 | 16.014
2A05 | danielle.r.love@usace.army.mil | 2011-09-14T16:57:52 | 13-41 41 99: Other Healing Spaces | Second Floor | OH DTR #1 | Autodesk Revit Architecture 2011 | IfcSpace | 0uLn6BSvvEB8kgChiujNHw | n/a | 2600 | 11.333 | 11.333
2A06 | danielle.r.love@usace.army.mil | 2011-09-14T16:57:52 | 13-41 41 99: Other Healing Spaces | Second Floor | OH DTR #2 | Autodesk Revit Architecture 2011 | IfcSpace | 0uLn6BSvvEB8kgChiujNHd | n/a | 2600 | 12.088 | 12.088
2A07 | danielle.r.love@usace.army.mil | 2011-09-14T16:57:52 | 13-41 41 99: Other Healing Spaces | Second Floor | OH DTR #3 | Autodesk Revit Architecture 2011 | IfcSpace | 0uLn6BSvvEB8kgChiujNHa | n/a | 2600 | 12.003 | 12.003
2A08 | danielle.r.love@usace.army.mil | 2011-09-14T16:57:52 | 13-41 41 99: Other Healing Spaces | Second Floor | GEN. DENT. DTR #4 | Autodesk Revit Architecture 2011 | IfcSpace | 0uLn6BSvvEB8kgChiujNHX | n/a | 2600 | 11.746 | 11.746
2A09 | danielle.r.love@usace.army.mil | 2011-09-14T16:57:52 | 13-41 41 99: Other Healing Spaces | Second Floor | GEN. DENT. DTR #5 | Autodesk Revit Architecture 2011 | IfcSpace | 0uLn6BSvvEB8kgChiujNHk | n/a | 2600 | 11.306 | 11.306
2A10 | danielle.r.love@usace.army.mil | 2011-09-14T16:57:52 | 13-51 31 11: Waiting Room | Second Floor | DENTAL WAITING | Autodesk Revit Architecture 2011 | IfcSpace | 0uLn6BSvvEB8kgChiujNHh | n/a | 2400 | 7.857 | 7.857
2A11 | danielle.r.love@usace.army.mil | 2011-09-14T16:57:52 | 13-51 31 11: Waiting Room | Second Floor | DENTAL WAITING | Autodesk Revit Architecture 2011 | IfcSpace | 0uLn6BSvvEB8kgChiujNHe | n/a | 2400 | 33.483 | 33.483
2A12 | danielle.r.love@usace.army.mil | 2011-09-14T16:57:52 | 13-41 41 31: Scanning/Imaging Room | Second Floor | X-RAY | Autodesk Revit Architecture 2011 | IfcSpace | 0uLn6BSvvEB8kgChiujNHL | n/a | 2600 | 11.217 | 11.217
2A12A | danielle.r.love@usace.army.mil | 2011-09-14T16:57:52 | 13-41 41 31: Scanning/Imaging Room | Second Floor | X-RAY ALCOVE | Autodesk Revit Architecture 2011 | IfcSpace | 0uLn6BSvvEB8kgChiujNHV | n/a | 2600 | 2.287 | 2.287
2A13 | danielle.r.love@usace.army.mil | 2011-09-14T16:57:52 | 13-41 41 31: Scanning/Imaging Room | Second Floor | DEVELOPING | Autodesk Revit Architecture 2011 | IfcSpace | 0uLn6BSvvEB8kgChiujNHI | n/a | 2400 | 7.562 | 7.562
2A14 | danielle.r.love@usace.army.mil | 2011-09-14T16:57:52 | 13-15 11 34 11: Office | Second Floor | ADMIN | Autodesk Revit Architecture 2011 | IfcSpace | 0uLn6BSvvEB8kgChiujNI6 | n/a | 2400 | 32.838 | 32.838
2AC1 | danielle.r.love@usace.army.mil | 2011-09-14T16:57:52 | 13-85 11 11: Corridor | Second Floor | CORRIDOR | Autodesk Revit Architecture 2011 | IfcSpace | 1KgZQG_2r6VuMR28$3QMLM | n/a | 2400 | 39.558 | 39.558
2AC2 | danielle.r.love@usace.army.mil | 2011-09-14T16:57:52 | 13-85 11 11: Corridor | Second Floor | CORRIDOR | Autodesk Revit Architecture 2011 | IfcSpace | 0uLn6BSvvEB8kgChiujNr3 | n/a | 2400 | 15.017 | 15.017
2AC3 | danielle.r.love@usace.army.mil | 2011-09-14T16:57:52 | 13-85 11 11: Corridor | Second Floor | CORRIDOR | Autodesk Revit Architecture 2011 | IfcSpace | 0uLn6BSvvEB8kgChiujNr0 | n/a | 2400 | 27.093 | 27.093
2AC4 | danielle.r.love@usace.army.mil | 2011-09-14T16:57:52 | 13-85 11 11: Corridor | Second Floor | CORRIDOR | Autodesk Revit Architecture 2011 | IfcSpace | 0uLn6BSvvEB8kgChiujNGP | n/a | 2400 | 14.324 | 14.324
2AC5 | danielle.r.love@usace.army.mil | 2011-09-14T16:57:52 | 13-85 11 11: Corridor | Second Floor | CORRIDOR | Autodesk Revit Architecture 2011 | IfcSpace | 0uLn6BSvvEB8kgChiujNG6 | n/a | 2400 | 9.102 | 9.102
2AS1 | danielle.r.love@usace.army.mil | 2011-09-14T16:57:52 | 13-85 21 11: Stairway | Second Floor | STAIR | Autodesk Revit Architecture 2011 | IfcSpace | 0uLn6BSvvEB8kgChiujNG3 | n/a | 2400 | 14.448 | 14.448
2B01 | danielle.r.love@usace.army.mil | 2011-09-14T16:57:52 | 13-15 11 34 11: Office | Second Floor | OFFICE | Autodesk Revit Architecture 2011 | IfcSpace | 0ClPCUC7jCQRnj1dhupMRk | n/a | 2400 | 9.363 | 9.363
2B02 | danielle.r.love@usace.army.mil | 2011-09-14T16:57:52 | 13-75 11 11: Storage Room | Second Floor | JAN. CL. | Autodesk Revit Architecture 2011 | IfcSpace | 0ClPCUC7jCQRnj1dhupMRd | n/a | 2400 | 2.2 | 2.2
2B03 | danielle.r.love@usace.army.mil | 2011-09-14T16:57:52 | 13-11 21 17: Conference Room | Second Floor | CONF. / GROUP THERAPY | Autodesk Revit Architecture 2011 | IfcSpace | 0ClPCUC7jCQRnj1dhupMRO | n/a | n/a | 24.548 | 24.548
2B04 | danielle.r.love@usace.army.mil | 2011-09-14T16:57:52 | 13-15 11 34 11: Office | Second Floor | PSYCH TEST | Autodesk Revit Architecture 2011 | IfcSpace | 0ClPCUC7jCQRnj1dhupMRT | n/a | 2400 | 9.841 | 9.841
2B05 | danielle.r.love@usace.army.mil | 2011-09-14T16:57:52 | 13-41 11 14 21: Restroom | Second Floor | W. TOILET | Autodesk Revit Architecture 2011 | IfcSpace | 0ClPCUC7jCQRnj1dhupMRU | n/a | 2400 | 4.731 | 4.731
2B06 | danielle.r.love@usace.army.mil | 2011-09-14T16:57:52 | 13-41 11 14 21: Restroom | Second Floor | STAFF TOILET | Autodesk Revit Architecture 2011 | IfcSpace | 0ClPCUC7jCQRnj1dhupMRJ | n/a | 2400 | 5.654 | 5.654
2B07 | danielle.r.love@usace.army.mil | 2011-09-14T16:57:52 | 13-15 11 34 11: Office | Second Floor | TECH OFFICE | Autodesk Revit Architecture 2011 | IfcSpace | 0ClPCUC7jCQRnj1dhupMRK | n/a | 2400 | 9.931 | 9.931
2B08 | danielle.r.love@usace.army.mil | 2011-09-14T16:57:52 | 13-15 11 34 11: Office | Second Floor | OFFICE / EXAM | Autodesk Revit Architecture 2011 | IfcSpace | 0ClPCUC7jCQRnj1dhupMR9 | n/a | 2400 | 12.641 | 12.641
2B09 | danielle.r.love@usace.army.mil | 2011-09-14T16:57:52 | 13-15 11 34 11: Office | Second Floor | TECH OFFICE | Autodesk Revit Architecture 2011 | IfcSpace | 0ClPCUC7jCQRnj1dhupMRA | n/a | 2400 | 9.94 | 9.94
2B10 | danielle.r.love@usace.army.mil | 2011-09-14T16:57:52 | 13-11 11 31: Reception Space | Second Floor | RECEPTION | Autodesk Revit Architecture 2011 | IfcSpace | 0ClPCUC7jCQRnj1dhupMRF | n/a | 2400 | 15.174 | 15.174
2B11 | danielle.r.love@usace.army.mil | 2011-09-14T16:57:52 | 13-51 31 11: Waiting Room | Second Floor | WAITING | Autodesk Revit Architecture 2011 | IfcSpace | 0ClPCUC7jCQRnj1dhupMR0 | n/a | 2400 | 10.107 | 10.107
2B12 | danielle.r.love@usace.army.mil | 2011-09-14T16:57:52 | 13-15 11 34 11: Office | Second Floor | COMM. ROOM | Autodesk Revit Architecture 2011 | IfcSpace | 0ClPCUC7jCQRnj1dhupMR5 | n/a | n/a | 9.925 | 9.925
2B13 | danielle.r.love@usace.army.mil | 2011-09-14T16:57:52 | 13-81 21 21: Electrical Room | Second Floor | ELECTRICAL | Autodesk Revit Architecture 2011 | IfcSpace | 0ClPCUC7jCQRnj1dhupMR6 | n/a | n/a | 9.686 | 9.686
2B14 | danielle.r.love@usace.army.mil | 2011-09-14T16:57:52 | 13-75 11 11: Storage Room | Second Floor | RECS / FORMS STORAGE | Autodesk Revit Architecture 2011 | IfcSpace | 0ClPCUC7jCQRnj1dhupMQx | n/a | 2400 | 10.547 | 10.547
2B15 | danielle.r.love@usace.army.mil | 2011-09-14T16:57:52 | 13-51 31 11: Waiting Room | Second Floor | WAIT / ERGOM | Autodesk Revit Architecture 2011 | IfcSpace | 0ClPCUC7jCQRnj1dhupMQy | n/a | 2400 | 9.118 | 9.118
2B16 | danielle.r.love@usace.army.mil | 2011-09-14T16:57:52 | 13-15 11 34 11: Office | Second Floor | PH TECH | Autodesk Revit Architecture 2011 | IfcSpace | 0ClPCUC7jCQRnj1dhupMQn | n/a | 2400 | 9.516 | 9.516
2B17 | danielle.r.love@usace.army.mil | 2011-09-14T16:57:52 | 13-11 19 11 11: Kitchen | Second Floor | CL. UTL. / KITCHENET | Autodesk Revit Architecture 2011 | IfcSpace | 0ClPCUC7jCQRnj1dhupMQo | n/a | 2400 | 8.997 | 8.997
2B18 | danielle.r.love@usace.army.mil | 2011-09-14T16:57:52 | 13-15 11 34 11: Office | Second Floor | PH TECH | Autodesk Revit Architecture 2011 | IfcSpace | 0ClPCUC7jCQRnj1dhupMQt | n/a | 2400 | 9.524 | 9.524
2B19 | danielle.r.love@usace.army.mil | 2011-09-14T16:57:52 | 13-15 11 34 11: Office | Second Floor | OFFICE | Autodesk Revit Architecture 2011 | IfcSpace | 0ClPCUC7jCQRnj1dhupMQe | n/a | 2400 | 8.876 | 8.876
2B20 | danielle.r.love@usace.army.mil | 2011-09-14T16:57:52 | 13-75 11 11: Storage Room | Second Floor | JAN. CL. | Autodesk Revit Architecture 2011 | IfcSpace | 0ClPCUC7jCQRnj1dhupMQj | n/a | 2400 | 3.236 | 3.236
2B21 | danielle.r.love@usace.army.mil | 2011-09-14T16:57:52 | 13-15 11 34 11: Office | Second Floor | PH SUPER | Autodesk Revit Architecture 2011 | IfcSpace | 0ClPCUC7jCQRnj1dhupMQk | n/a | 2400 | 9.251 | 9.251
2B22 | danielle.r.love@usace.army.mil | 2011-09-14T16:57:52 | 13-41 11 14 21: Restroom | Second Floor | M. TOILET | Autodesk Revit Architecture 2011 | IfcSpace | 0ClPCUC7jCQRnj1dhupMQZ | n/a | 2400 | 5.167 | 5.167
2B23 | danielle.r.love@usace.army.mil | 2011-09-14T16:57:52 | 13-15 11 34 11: Office | Second Floor | BEE TECH | Autodesk Revit Architecture 2011 | IfcSpace | 0ClPCUC7jCQRnj1dhupMQa | n/a | 2400 | 10.798 | 10.798
2B24 | danielle.r.love@usace.army.mil | 2011-09-14T16:57:52 | 13-15 11 34 11: Office | Second Floor | BEE TECH | Autodesk Revit Architecture 2011 | IfcSpace | 0ClPCUC7jCQRnj1dhupMQP | n/a | 2400 | 9.776 | 9.776
2B25 | danielle.r.love@usace.army.mil | 2011-09-14T16:57:52 | 13-75 41 14: Soiled Storage Room Space | Second Floor | SOIL. UTL. / TRASH | Autodesk Revit Architecture 2011 | IfcSpace | 0ClPCUC7jCQRnj1dhupMQQ | n/a | 2400 | 7.464 | 7.464
2BC1 | danielle.r.love@usace.army.mil | 2011-09-14T16:57:52 | 13-85 11 11: Corridor | Second Floor | CORRIDOR | Autodesk Revit Architecture 2011 | IfcSpace | 0ClPCUC7jCQRnj1dhupMO7 | n/a | 2400 | 12.824 | 12.824
2BC2 | danielle.r.love@usace.army.mil | 2011-09-14T16:57:52 | 13-85 11 11: Corridor | Second Floor | CORRIDOR | Autodesk Revit Architecture 2011 | IfcSpace | 0ClPCUC7jCQRnj1dhupMRy | n/a | 2400 | 29.512 | 29.512
2BC3 | danielle.r.love@usace.army.mil | 2011-09-14T16:57:52 | 13-85 11 11: Corridor | Second Floor | CORRIDOR | Autodesk Revit Architecture 2011 | IfcSpace | 0ClPCUC7jCQRnj1dhupMRn | n/a | 2400 | 26.8 | 26.8
2BC4 | danielle.r.love@usace.army.mil | 2011-09-14T16:57:52 | 13-85 11 11: Corridor | Second Floor | CORRIDOR | Autodesk Revit Architecture 2011 | IfcSpace | 0ClPCUC7jCQRnj1dhupMRo | n/a | 2400 | 12.482 | 12.482
2BC5 | danielle.r.love@usace.army.mil | 2011-09-14T16:57:52 | 13-85 11 11: Corridor | Second Floor | CORRIDOR | Autodesk Revit Architecture 2011 | IfcSpace | 0ClPCUC7jCQRnj1dhupMRt | n/a | 2400 | 22.738 | 22.738
2BC6 | danielle.r.love@usace.army.mil | 2011-09-14T16:57:52 | 13-85 11 11: Corridor | Second Floor | CORRIDOR | Autodesk Revit Architecture 2011 | IfcSpace | 0ClPCUC7jCQRnj1dhupMRe | n/a | 2400 | 8.575 | 8.575
2BS2 | danielle.r.love@usace.army.mil | 2011-09-14T16:57:52 | 13-85 21 11: Stairway | Second Floor | STAIR | Autodesk Revit Architecture 2011 | IfcSpace | 0ClPCUC7jCQRnj1dhupMQV | n/a | 2400 | 15.452 | 15.452
2C01 | danielle.r.love@usace.army.mil | 2011-09-14T16:57:52 | 13-15 11 34 11: Office | Second Floor | DTR SUPPORT | Autodesk Revit Architecture 2011 | IfcSpace | 0ClPCUC7jCQRnj1dhupHsu | n/a | 2600 | 8.725 | 8.725
2C02 | danielle.r.love@usace.army.mil | 2011-09-14T16:57:52 | 13-41 41 99: Other Healing Spaces | Second Floor | GEN. DENT. DTR #6 | Autodesk Revit Architecture 2011 | IfcSpace | 0ClPCUC7jCQRnj1dhupHsn | n/a | 2600 | 12.003 | 12.003
2C03 | danielle.r.love@usace.army.mil | 2011-09-14T16:57:52 | 13-41 41 99: Other Healing Spaces | Second Floor | CONSULT. | Autodesk Revit Architecture 2011 | IfcSpace | 0ClPCUC7jCQRnj1dhupHso | n/a | 2400 | 33.493 | 33.493
2C04 | danielle.r.love@usace.army.mil | 2011-09-14T16:57:52 | 13-41 41 99: Other Healing Spaces | Second Floor | GEN. DENT. DTR #7 | Autodesk Revit Architecture 2011 | IfcSpace | 0ClPCUC7jCQRnj1dhupHst | n/a | 2600 | 11.18 | 11.18
2C05 | danielle.r.love@usace.army.mil | 2011-09-14T16:57:52 | 13-75 11 11: Storage Room | Second Floor | JAN. CL. | Autodesk Revit Architecture 2011 | IfcSpace | 0ClPCUC7jCQRnj1dhupHse | n/a | 2400 | 3.693 | 3.693
2C06 | danielle.r.love@usace.army.mil | 2011-09-14T16:57:52 | 13-41 41 99: Other Healing Spaces | Second Floor | GEN. DENT. DTR #8 | Autodesk Revit Architecture 2011 | IfcSpace | 0ClPCUC7jCQRnj1dhupHsj | n/a | 2600 | 12.003 | 12.003
2C07 | danielle.r.love@usace.army.mil | 2011-09-14T16:57:52 | 13-41 11 14 21: Restroom | Second Floor | M. STAFF Locker/TOILET | Autodesk Revit Architecture 2011 | IfcSpace | 0ClPCUC7jCQRnj1dhupHsk | n/a | 2400 | 18.243 | 18.243
2C08 | danielle.r.love@usace.army.mil | 2011-09-14T16:57:52 | 13-41 11 14 21: Restroom | Second Floor | W. STAFF Locker/TOILET | Autodesk Revit Architecture 2011 | IfcSpace | 0ClPCUC7jCQRnj1dhupHsZ | n/a | 2400 | 15.732 | 15.732
2C09 | danielle.r.love@usace.army.mil | 2011-09-14T16:57:52 | 13-41 41 99: Other Healing Spaces | Second Floor | GEN. DENT. DTR #9 | Autodesk Revit Architecture 2011 | IfcSpace | 0ClPCUC7jCQRnj1dhupHsa | n/a | 2600 | 11.364 | 11.364
2C10 | danielle.r.love@usace.army.mil | 2011-09-14T16:57:52 | 13-41 41 99: Other Healing Spaces | Second Floor | DIPC DECON | Autodesk Revit Architecture 2011 | IfcSpace | 0ClPCUC7jCQRnj1dhupHsP | n/a | 2600 | 11.031 | 11.031
2C11 | danielle.r.love@usace.army.mil | 2011-09-14T16:57:52 | 13-41 41 99: Other Healing Spaces | Second Floor | HK | Autodesk Revit Architecture 2011 | IfcSpace | 0ClPCUC7jCQRnj1dhupHsQ | n/a | 2400 | 5.092 | 5.092
2C12 | danielle.r.love@usace.army.mil | 2011-09-14T16:57:52 | 13-41 41 99: Other Healing Spaces | Second Floor | DIPC CLEAN | Autodesk Revit Architecture 2011 | IfcSpace | 0ClPCUC7jCQRnj1dhupHsV | n/a | 2600 | 14.368 | 14.368
2C13 | danielle.r.love@usace.army.mil | 2011-09-14T16:57:52 | 13-75 41 14: Soiled Storage Room Space | Second Floor | TRASH | Autodesk Revit Architecture 2011 | IfcSpace | 0ClPCUC7jCQRnj1dhupHsG | n/a | 2400 | 5.54 | 5.54
2C14 | danielle.r.love@usace.army.mil | 2011-09-14T16:57:52 | 13-41 41 99: Other Healing Spaces | Second Floor | GEN. DENT. DTR #10 | Autodesk Revit Architecture 2011 | IfcSpace | 0ClPCUC7jCQRnj1dhupHsL | n/a | 2600 | 12.01 | 12.01
2C15 | danielle.r.love@usace.army.mil | 2011-09-14T16:57:52 | 13-15 11 34 11: Office | Second Floor | COMM. ROOM | Autodesk Revit Architecture 2011 | IfcSpace | 0ClPCUC7jCQRnj1dhupHsM | n/a | n/a | 9.58 | 9.58
2C16 | danielle.r.love@usace.army.mil | 2011-09-14T16:57:52 | 13-15 11 24 11: Laboratory | Second Floor | CERAMIC LAB | Autodesk Revit Architecture 2011 | IfcSpace | 0ClPCUC7jCQRnj1dhupHsB | n/a | 2700 | 11.155 | 11.155
2C17 | danielle.r.love@usace.army.mil | 2011-09-14T16:57:52 | 13-15 11 24 11: Laboratory | Second Floor | PROSTH. LAB | Autodesk Revit Architecture 2011 | IfcSpace | 0ClPCUC7jCQRnj1dhupHsC | n/a | 2700 | 30.56 | 30.56
2C18 | danielle.r.love@usace.army.mil | 2011-09-14T16:57:52 | 13-81 21 21: Electrical Room | Second Floor | ELECTRICAL | Autodesk Revit Architecture 2011 | IfcSpace | 0ClPCUC7jCQRnj1dhupHs1 | n/a | n/a | 9.84 | 9.84
2C19 | danielle.r.love@usace.army.mil | 2011-09-14T16:57:52 | 13-75 11 11: Storage Room | Second Floor | CENTRAL ISSUE | Autodesk Revit Architecture 2011 | IfcSpace | 0ClPCUC7jCQRnj1dhupHs2 | n/a | 2700 | 21.039 | 21.039
2C22 | danielle.r.love@usace.army.mil | 2011-09-14T16:57:52 | 13-51 11 21: Break Room | Second Floor | LOUNGE | Autodesk Revit Architecture 2011 | IfcSpace | 0ClPCUC7jCQRnj1dhupHs7 | n/a | 2400 | 11.165 | 11.165
2C23 | danielle.r.love@usace.army.mil | 2011-09-14T16:57:52 | 13-41 11 14 21: Restroom | Second Floor | M. TOILET | Autodesk Revit Architecture 2011 | IfcSpace | 0ClPCUC7jCQRnj1dhupHny | n/a | 2400 | 8.659 | 8.659
2C24 | danielle.r.love@usace.army.mil | 2011-09-14T16:57:52 | 13-41 11 14 21: Restroom | Second Floor | W. TOILET | Autodesk Revit Architecture 2011 | IfcSpace | 0ClPCUC7jCQRnj1dhupHnn | n/a | 2400 | 9.22 | 9.22
2CC1 | danielle.r.love@usace.army.mil | 2011-09-14T16:57:52 | 13-85 11 11: Corridor | Second Floor | CORRIDOR | Autodesk Revit Architecture 2011 | IfcSpace | 0ClPCUC7jCQRnj1dhupHdj | n/a | 2400 | 18.813 | 18.813
2CC2 | danielle.r.love@usace.army.mil | 2011-09-14T16:57:52 | 13-85 11 11: Corridor | Second Floor | CORRIDOR | Autodesk Revit Architecture 2011 | IfcSpace | 0ClPCUC7jCQRnj1dhupHcN | n/a | 2400 | 13.374 | 13.374
2CC3 | danielle.r.love@usace.army.mil | 2011-09-14T16:57:52 | 13-85 11 11: Corridor | Second Floor | CORRIDOR | Autodesk Revit Architecture 2011 | IfcSpace | 0ClPCUC7jCQRnj1dhupHdk | n/a | 2400 | 17.251 | 17.251
2CC4 | danielle.r.love@usace.army.mil | 2011-09-14T16:57:52 | 13-85 11 11: Corridor | Second Floor | CORRIDOR | Autodesk Revit Architecture 2011 | IfcSpace | 0ClPCUC7jCQRnj1dhupHdZ | n/a | 2400 | 10.846 | 10.846
2CC5 | danielle.r.love@usace.army.mil | 2011-09-14T16:57:52 | 13-85 11 11: Corridor | Second Floor | CORRIDOR | Autodesk Revit Architecture 2011 | IfcSpace | 1gvYwVnFXA491$ELl$CPOU | n/a | 2400 | 8.129 | 8.129
2CS3 | danielle.r.love@usace.army.mil | 2011-09-14T16:57:52 | 13-85 21 11: Stairway | Second Floor | STAIR | Autodesk Revit Architecture 2011 | IfcSpace | 0ClPCUC7jCQRnj1dhupMQK | n/a | 2400 | 15.266 | 15.266
2D01 | danielle.r.love@usace.army.mil | 2011-09-14T16:57:52 | 13-75 11 11: Storage Room | Second Floor | PARTS STORAGE | Autodesk Revit Architecture 2011 | IfcSpace | 0ClPCUC7jCQRnj1dhupHc2 | n/a | 2400 | 8.924 | 8.924
2D02 | danielle.r.love@usace.army.mil | 2011-09-14T16:57:52 | 13-75 11 11: Storage Room | Second Floor | DATA / ARCHIVE STORAGE | Autodesk Revit Architecture 2011 | IfcSpace | 0ClPCUC7jCQRnj1dhupHXx | n/a | 2400 | 9.923 | 9.923
2D03 | danielle.r.love@usace.army.mil | 2011-09-14T16:57:52 | 13-15 11 34 11: Office | Second Floor | DIR. INFO MGR | Autodesk Revit Architecture 2011 | IfcSpace | 0ClPCUC7jCQRnj1dhupHXy | n/a | 2400 | 9.412 | 9.412
2D04 | danielle.r.love@usace.army.mil | 2011-09-14T16:57:52 | 13-15 11 34 11: Office | Second Floor | SYS. ANALYST | Autodesk Revit Architecture 2011 | IfcSpace | 0ClPCUC7jCQRnj1dhupHXn | n/a | 2400 | 20.701 | 20.701
2D04A | danielle.r.love@usace.army.mil | 2011-09-14T16:57:52 | 13-15 11 34 11: Office | Second Floor | COMPUTER ROOM | Autodesk Revit Architecture 2011 | IfcSpace | 0ClPCUC7jCQRnj1dhupHZb | n/a | 2400 | 33.548 | 33.548
2D05 | danielle.r.love@usace.army.mil | 2011-09-14T16:57:52 | 13-81 21 17: Mechanical Room | Second Floor | MAIN MECHANICAL ROOM | Autodesk Revit Architecture 2011 | IfcSpace | 0ClPCUC7jCQRnj1dhupHXo | n/a | n/a | 231.114 | 231.114
2D06 | danielle.r.love@usace.army.mil | 2011-09-14T16:57:52 | 13-15 11 34 27: Copy Room | Second Floor | COPY / FILE/ Mail Box Area | Autodesk Revit Architecture 2011 | IfcSpace | 0ClPCUC7jCQRnj1dhupHXt | n/a | 2400 | 11.978 | 11.978
2D07 | danielle.r.love@usace.army.mil | 2011-09-14T16:57:52 | 13-15 11 34 11: Office | Second Floor | SUPER | Autodesk Revit Architecture 2011 | IfcSpace | 0ClPCUC7jCQRnj1dhupHXe | n/a | 2400 | 9.215 | 9.215
2D08 | danielle.r.love@usace.army.mil | 2011-09-14T16:57:52 | 13-15 11 34 11: Office | Second Floor | QA / HRD DIRECTOR | Autodesk Revit Architecture 2011 | IfcSpace | 0ClPCUC7jCQRnj1dhupHXj | n/a | 2400 | 8.984 | 8.984
2D09 | danielle.r.love@usace.army.mil | 2011-09-14T16:57:52 | 13-15 11 34 11: Office | Second Floor | ADMIN OFFICE | Autodesk Revit Architecture 2011 | IfcSpace | 0ClPCUC7jCQRnj1dhupHXk | n/a | 2400 | 14.393 | 14.393
2D10 | danielle.r.love@usace.army.mil | 2011-09-14T16:57:52 | 13-51 31 11: Waiting Room | Second Floor | SEC. WAIT | Autodesk Revit Architecture 2011 | IfcSpace | 0ClPCUC7jCQRnj1dhupHXZ | n/a | 2400 | 16.632 | 16.632
2D11 | danielle.r.love@usace.army.mil | 2011-09-14T16:57:52 | 13-15 11 34 11: Office | Second Floor | CMDR OFFICE | Autodesk Revit Architecture 2011 | IfcSpace | 0ClPCUC7jCQRnj1dhupHXa | n/a | 2400 | 15.855 | 15.855
2D12 | danielle.r.love@usace.army.mil | 2011-09-14T16:57:52 | 13-85 31 11: Entry Vestibule | Second Floor | VEST. | Autodesk Revit Architecture 2011 | IfcSpace | 0ClPCUC7jCQRnj1dhupHXP | n/a | 2400 | 2.797 | 2.797
2D13 | danielle.r.love@usace.army.mil | 2011-09-14T16:57:52 | 13-41 11 14 21: Restroom | Second Floor | TOILET | Autodesk Revit Architecture 2011 | IfcSpace | 0ClPCUC7jCQRnj1dhupHXT | n/a | 2400 | 4.744 | 4.744
2D14 | danielle.r.love@usace.army.mil | 2011-09-14T16:57:52 | 13-15 11 34 11: Office | Second Floor | OPS SQUAD CMDR | Autodesk Revit Architecture 2011 | IfcSpace | 0ClPCUC7jCQRnj1dhupHXU | n/a | 2400 | 13.6 | 13.6
2D15 | danielle.r.love@usace.army.mil | 2011-09-14T16:57:52 | 13-15 11 34 11: Office | Second Floor | 1ST SGT | Autodesk Revit Architecture 2011 | IfcSpace | 0ClPCUC7jCQRnj1dhupHXJ | n/a | 2400 | 10.83 | 10.83
2D16 | danielle.r.love@usace.army.mil | 2011-09-14T16:57:52 | 13-15 11 34 11: Office | Second Floor | RMO DIR. | Autodesk Revit Architecture 2011 | IfcSpace | 0ClPCUC7jCQRnj1dhupHXK | n/a | 2400 | 9.751 | 9.751
2D17 | danielle.r.love@usace.army.mil | 2011-09-14T16:57:52 | 13-15 11 34 11: Office | Second Floor | CREDENTIALS MGR | Autodesk Revit Architecture 2011 | IfcSpace | 0ClPCUC7jCQRnj1dhupHX9 | n/a | 2400 | 9.645 | 9.645
2D18 | danielle.r.love@usace.army.mil | 2011-09-14T16:57:52 | 13-15 11 34 11: Office | Second Floor | TECH. OFFICE | Autodesk Revit Architecture 2011 | IfcSpace | 0ClPCUC7jCQRnj1dhupHXA | n/a | n/a | 84.803 | 84.803
2D19 | danielle.r.love@usace.army.mil | 2011-09-14T16:57:52 | 13-15 11 34 11: Office | Second Floor | READINESS NCOIC OFFICE | Autodesk Revit Architecture 2011 | IfcSpace | 0ClPCUC7jCQRnj1dhupHXF | n/a | 2400 | 10.908 | 10.908
2D20 | danielle.r.love@usace.army.mil | 2011-09-14T16:57:52 | 13-11 21 17: Conference Room | Second Floor | CONF. ROOM | Autodesk Revit Architecture 2011 | IfcSpace | 0ClPCUC7jCQRnj1dhupHX0 | n/a | 2740 | 30.712 | 30.712
2D21 | danielle.r.love@usace.army.mil | 2011-09-14T16:57:52 | 13-11 11 17: Classroom | Second Floor | LIBRARY / CLASSROOM | Autodesk Revit Architecture 2011 | IfcSpace | 1gvYwVnFXA491$ELl$CPR0 | n/a | 2740 | 27.303 | 27.303
2DC1 | danielle.r.love@usace.army.mil | 2011-09-14T16:57:52 | 13-85 11 11: Corridor | Second Floor | CORRIDOR | Autodesk Revit Architecture 2011 | IfcSpace | 0ClPCUC7jCQRnj1dhupMOD | n/a | 2400 | 21.552 | 21.552
2DC2 | danielle.r.love@usace.army.mil | 2011-09-14T16:57:52 | 13-85 11 11: Corridor | Second Floor | CORRIDOR | Autodesk Revit Architecture 2011 | IfcSpace | 0ClPCUC7jCQRnj1dhupMO2 | n/a | 2400 | 30.113 | 30.113
2R01 | danielle.r.love@usace.army.mil | 2011-09-14T16:57:52 | 13-81 11 99: Other General Facility Service Spaces | Second Floor | ROOF | Autodesk Revit Architecture 2011 | IfcSpace | 0_IXpwL5b29BZ7C0XgKBsG | n/a | n/a | 52.873 | 52.873
2R02 | danielle.r.love@usace.army.mil | 2011-09-14T16:57:52 | 13-81 11 99: Other General Facility Service Spaces | Second Floor | ROOF | Autodesk Revit Architecture 2011 | IfcSpace | 0_IXpwL5b29BZ7C0XgKBsS | n/a | n/a | 589.756 | 589.756
3AC1 | danielle.r.love@usace.army.mil | 2011-09-14T16:57:52 | 13-85 31 99: Other Transitional Circulation Spaces | Roof - Main | ROOF | Autodesk Revit Architecture 2011 | IfcSpace | 0ClPCUC7jCQRnj1dhupMDM | n/a | 0 | 99.159 | 99.159
3D01 | danielle.r.love@usace.army.mil | 2011-09-14T16:57:52 | 13-81 21 17: Mechanical Room | Roof - Main | MECH. PENTHOUSE | Autodesk Revit Architecture 2011 | IfcSpace | 0ClPCUC7jCQRnj1dhupMDV | n/a | 0 | 64.832 | 64.832
3R01 | danielle.r.love@usace.army.mil | 2011-09-14T16:57:52 | 13-81 11 99: Other General Facility Service Spaces | Roof - Main | ROOF | Autodesk Revit Architecture 2011 | IfcSpace | 0_IXpwL5b29BZ7C0XgKBd3 | n/a | 0 | 1568.118 | 1568.118
3R02 | danielle.r.love@usace.army.mil | 2011-09-14T16:57:52 | 13-81 11 99: Other General Facility Service Spaces | Roof - Main | ROOF | Autodesk Revit Architecture 2011 | IfcSpace | 0_IXpwL5b29BZ7C0XgKBd4 | n/a | 0 | 15.17 | 15.17
3R03 | danielle.r.love@usace.army.mil | 2011-09-14T16:57:52 | 13-81 11 99: Other General Facility Service Spaces | Roof - Main | ROOF | Autodesk Revit Architecture 2011 | IfcSpace | 0_IXpwL5b29BZ7C0XgKBf4 | n/a | 0 | 58.085 | 58.085
3R04 | danielle.r.love@usace.army.mil | 2011-09-14T16:57:52 | 13-81 11 99: Other General Facility Service Spaces | Roof - Main | ROOF | Autodesk Revit Architecture 2011 | IfcSpace | 0_IXpwL5b29BZ7C0XgKBdO | n/a | 0 | 15.162 | 15.162
E1 | danielle.r.love@usace.army.mil | 2011-09-14T16:57:52 | 13-81 21 31: Elevator Shaft | First Floor | ELEVATOR | Autodesk Revit Architecture 2011 | IfcSpace | 0ztdC3L1HAzhbhMHypqdiM | n/a | n/a | 4.356 | 4.356
Site | danielle.r.love@usace.army.mil | 2011-09-14T16:57:52 | 13-81 31: Service Distribution Spaces | Site | Site | n/a | IfcSpace | n/a | n/a | 0 | 0 | 0

## Zone
Name | CreatedBy | CreatedOn | Category | SpaceNames | ExtSystem | ExtObject | ExtIdentifier | Description
Administration | danielle.r.love@usace.army.mil | 2011-09-14T17:02:58 | Occupancy Zone | 1A01 | n/a | IfcPropertySingleValue | n/a | Administration Department
Administration | danielle.r.love@usace.army.mil | 2011-09-14T17:02:58 | Occupancy Zone | 1A02 | n/a | IfcPropertySingleValue | n/a | Administration Department
Administration | danielle.r.love@usace.army.mil | 2011-09-14T17:02:58 | Occupancy Zone | 1A03 | n/a | IfcPropertySingleValue | n/a | Administration Department
Administration | danielle.r.love@usace.army.mil | 2011-09-14T17:02:58 | Occupancy Zone | 1A04 | n/a | IfcPropertySingleValue | n/a | Administration Department
Administration | danielle.r.love@usace.army.mil | 2011-09-14T17:02:58 | Occupancy Zone | 1A05 | n/a | IfcPropertySingleValue | n/a | Administration Department
Administration | danielle.r.love@usace.army.mil | 2011-09-14T17:02:58 | Occupancy Zone | 1A06 | n/a | IfcPropertySingleValue | n/a | Administration Department
Administration | danielle.r.love@usace.army.mil | 2011-09-14T17:02:58 | Occupancy Zone | 1A07 | n/a | IfcPropertySingleValue | n/a | Administration Department
AdultMedicine | danielle.r.love@usace.army.mil | 2011-09-14T17:02:58 | Occupancy Zone | 1D02 | n/a | IfcPropertySingleValue | n/a | Adult Medicine Department
AdultMedicine | danielle.r.love@usace.army.mil | 2011-09-14T17:02:58 | Occupancy Zone | 1D04 | n/a | IfcPropertySingleValue | n/a | Adult Medicine Department
AdultMedicine | danielle.r.love@usace.army.mil | 2011-09-14T17:02:58 | Occupancy Zone | 1D05 | n/a | IfcPropertySingleValue | n/a | Adult Medicine Department
AdultMedicine | danielle.r.love@usace.army.mil | 2011-09-14T17:02:58 | Occupancy Zone | 1D06 | n/a | IfcPropertySingleValue | n/a | Adult Medicine Department
AdultMedicine | danielle.r.love@usace.army.mil | 2011-09-14T17:02:58 | Occupancy Zone | 1D07 | n/a | IfcPropertySingleValue | n/a | Adult Medicine Department
AdultMedicine | danielle.r.love@usace.army.mil | 2011-09-14T17:02:58 | Occupancy Zone | 1D08 | n/a | IfcPropertySingleValue | n/a | Adult Medicine Department
AdultMedicine | danielle.r.love@usace.army.mil | 2011-09-14T17:02:58 | Occupancy Zone | 1D09 | n/a | IfcPropertySingleValue | n/a | Adult Medicine Department
AdultMedicine | danielle.r.love@usace.army.mil | 2011-09-14T17:02:58 | Occupancy Zone | 1D10 | n/a | IfcPropertySingleValue | n/a | Adult Medicine Department
AdultMedicine | danielle.r.love@usace.army.mil | 2011-09-14T17:02:58 | Occupancy Zone | 1D11 | n/a | IfcPropertySingleValue | n/a | Adult Medicine Department
AdultMedicine | danielle.r.love@usace.army.mil | 2011-09-14T17:02:58 | Occupancy Zone | 1D12 | n/a | IfcPropertySingleValue | n/a | Adult Medicine Department
AdultMedicine | danielle.r.love@usace.army.mil | 2011-09-14T17:02:58 | Occupancy Zone | 1D13 | n/a | IfcPropertySingleValue | n/a | Adult Medicine Department
AdultMedicine | danielle.r.love@usace.army.mil | 2011-09-14T17:02:58 | Occupancy Zone | 1D14 | n/a | IfcPropertySingleValue | n/a | Adult Medicine Department
AdultMedicine | danielle.r.love@usace.army.mil | 2011-09-14T17:02:58 | Occupancy Zone | 1D15 | n/a | IfcPropertySingleValue | n/a | Adult Medicine Department
AdultMedicine | danielle.r.love@usace.army.mil | 2011-09-14T17:02:58 | Occupancy Zone | 1D16 | n/a | IfcPropertySingleValue | n/a | Adult Medicine Department
AdultMedicine | danielle.r.love@usace.army.mil | 2011-09-14T17:02:58 | Occupancy Zone | 1D18 | n/a | IfcPropertySingleValue | n/a | Adult Medicine Department
AdultMedicine | danielle.r.love@usace.army.mil | 2011-09-14T17:02:58 | Occupancy Zone | 1D30 | n/a | IfcPropertySingleValue | n/a | Adult Medicine Department
AdultMedicine | danielle.r.love@usace.army.mil | 2011-09-14T17:02:58 | Occupancy Zone | 1D40 | n/a | IfcPropertySingleValue | n/a | Adult Medicine Department
Biomedical | danielle.r.love@usace.army.mil | 2011-09-14T17:02:58 | Occupancy Zone | 1E16 | n/a | IfcPropertySingleValue | n/a | Biomedical Department
Biomedical | danielle.r.love@usace.army.mil | 2011-09-14T17:02:58 | Occupancy Zone | 1E18 | n/a | IfcPropertySingleValue | n/a | Biomedical Department
Circulation | danielle.r.love@usace.army.mil | 2011-09-14T17:02:58 | Occupancy Zone | 1AC1 | n/a | IfcPropertySingleValue | n/a | Circulation Area
Circulation | danielle.r.love@usace.army.mil | 2011-09-14T17:02:58 | Occupancy Zone | 1AC2 | n/a | IfcPropertySingleValue | n/a | Circulation Area
Circulation | danielle.r.love@usace.army.mil | 2011-09-14T17:02:58 | Occupancy Zone | 1AC3 | n/a | IfcPropertySingleValue | n/a | Circulation Area
Circulation | danielle.r.love@usace.army.mil | 2011-09-14T17:02:58 | Occupancy Zone | 1AC4 | n/a | IfcPropertySingleValue | n/a | Circulation Area
Circulation | danielle.r.love@usace.army.mil | 2011-09-14T17:02:58 | Occupancy Zone | 1AC5 | n/a | IfcPropertySingleValue | n/a | Circulation Area
Circulation | danielle.r.love@usace.army.mil | 2011-09-14T17:02:58 | Occupancy Zone | 1AS1 | n/a | IfcPropertySingleValue | n/a | Circulation Area
Circulation | danielle.r.love@usace.army.mil | 2011-09-14T17:02:58 | Occupancy Zone | 1BC1 | n/a | IfcPropertySingleValue | n/a | Circulation Area
Circulation | danielle.r.love@usace.army.mil | 2011-09-14T17:02:58 | Occupancy Zone | 1BC2 | n/a | IfcPropertySingleValue | n/a | Circulation Area
Circulation | danielle.r.love@usace.army.mil | 2011-09-14T17:02:58 | Occupancy Zone | 1BC3 | n/a | IfcPropertySingleValue | n/a | Circulation Area
Circulation | danielle.r.love@usace.army.mil | 2011-09-14T17:02:58 | Occupancy Zone | 1BC4 | n/a | IfcPropertySingleValue | n/a | Circulation Area
Circulation | danielle.r.love@usace.army.mil | 2011-09-14T17:02:58 | Occupancy Zone | 1BS2 | n/a | IfcPropertySingleValue | n/a | Circulation Area
Circulation | danielle.r.love@usace.army.mil | 2011-09-14T17:02:58 | Occupancy Zone | 1CC1 | n/a | IfcPropertySingleValue | n/a | Circulation Area
Circulation | danielle.r.love@usace.army.mil | 2011-09-14T17:02:58 | Occupancy Zone | 1CC2 | n/a | IfcPropertySingleValue | n/a | Circulation Area
Circulation | danielle.r.love@usace.army.mil | 2011-09-14T17:02:58 | Occupancy Zone | 1CC3 | n/a | IfcPropertySingleValue | n/a | Circulation Area
Circulation | danielle.r.love@usace.army.mil | 2011-09-14T17:02:58 | Occupancy Zone | 1CS3 | n/a | IfcPropertySingleValue | n/a | Circulation Area
Circulation | danielle.r.love@usace.army.mil | 2011-09-14T17:02:58 | Occupancy Zone | 1DC1 | n/a | IfcPropertySingleValue | n/a | Circulation Area
Circulation | danielle.r.love@usace.army.mil | 2011-09-14T17:02:58 | Occupancy Zone | 1DC2 | n/a | IfcPropertySingleValue | n/a | Circulation Area
Circulation | danielle.r.love@usace.army.mil | 2011-09-14T17:02:58 | Occupancy Zone | 1DC3 | n/a | IfcPropertySingleValue | n/a | Circulation Area
Circulation | danielle.r.love@usace.army.mil | 2011-09-14T17:02:58 | Occupancy Zone | 1DC4 | n/a | IfcPropertySingleValue | n/a | Circulation Area
Circulation | danielle.r.love@usace.army.mil | 2011-09-14T17:02:58 | Occupancy Zone | 1DC5 | n/a | IfcPropertySingleValue | n/a | Circulation Area
Circulation | danielle.r.love@usace.army.mil | 2011-09-14T17:02:58 | Occupancy Zone | 1DC6 | n/a | IfcPropertySingleValue | n/a | Circulation Area
Circulation | danielle.r.love@usace.army.mil | 2011-09-14T17:02:58 | Occupancy Zone | 1DC7 | n/a | IfcPropertySingleValue | n/a | Circulation Area
Circulation | danielle.r.love@usace.army.mil | 2011-09-14T17:02:58 | Occupancy Zone | 1DC8 | n/a | IfcPropertySingleValue | n/a | Circulation Area
Circulation | danielle.r.love@usace.army.mil | 2011-09-14T17:02:58 | Occupancy Zone | 1EC1 | n/a | IfcPropertySingleValue | n/a | Circulation Area
Circulation | danielle.r.love@usace.army.mil | 2011-09-14T17:02:58 | Occupancy Zone | 1EC2 | n/a | IfcPropertySingleValue | n/a | Circulation Area
Circulation | danielle.r.love@usace.army.mil | 2011-09-14T17:02:58 | Occupancy Zone | 1EC3 | n/a | IfcPropertySingleValue | n/a | Circulation Area
Circulation | danielle.r.love@usace.army.mil | 2011-09-14T17:02:58 | Occupancy Zone | 1EC4 | n/a | IfcPropertySingleValue | n/a | Circulation Area
Circulation | danielle.r.love@usace.army.mil | 2011-09-14T17:02:58 | Occupancy Zone | 2AC1 | n/a | IfcPropertySingleValue | n/a | Circulation Area
Circulation | danielle.r.love@usace.army.mil | 2011-09-14T17:02:58 | Occupancy Zone | 2AC2 | n/a | IfcPropertySingleValue | n/a | Circulation Area
Circulation | danielle.r.love@usace.army.mil | 2011-09-14T17:02:58 | Occupancy Zone | 2AC3 | n/a | IfcPropertySingleValue | n/a | Circulation Area
Circulation | danielle.r.love@usace.army.mil | 2011-09-14T17:02:58 | Occupancy Zone | 2AC4 | n/a | IfcPropertySingleValue | n/a | Circulation Area
Circulation | danielle.r.love@usace.army.mil | 2011-09-14T17:02:58 | Occupancy Zone | 2AC5 | n/a | IfcPropertySingleValue | n/a | Circulation Area
Circulation | danielle.r.love@usace.army.mil | 2011-09-14T17:02:58 | Occupancy Zone | 2AS1 | n/a | IfcPropertySingleValue | n/a | Circulation Area
Circulation | danielle.r.love@usace.army.mil | 2011-09-14T17:02:58 | Occupancy Zone | 2BC1 | n/a | IfcPropertySingleValue | n/a | Circulation Area
Circulation | danielle.r.love@usace.army.mil | 2011-09-14T17:02:58 | Occupancy Zone | 2BC2 | n/a | IfcPropertySingleValue | n/a | Circulation Area
Circulation | danielle.r.love@usace.army.mil | 2011-09-14T17:02:58 | Occupancy Zone | 2BC3 | n/a | IfcPropertySingleValue | n/a | Circulation Area
Circulation | danielle.r.love@usace.army.mil | 2011-09-14T17:02:58 | Occupancy Zone | 2BC4 | n/a | IfcPropertySingleValue | n/a | Circulation Area
Circulation | danielle.r.love@usace.army.mil | 2011-09-14T17:02:58 | Occupancy Zone | 2BC5 | n/a | IfcPropertySingleValue | n/a | Circulation Area
Circulation | danielle.r.love@usace.army.mil | 2011-09-14T17:02:58 | Occupancy Zone | 2BC6 | n/a | IfcPropertySingleValue | n/a | Circulation Area
Circulation | danielle.r.love@usace.army.mil | 2011-09-14T17:02:58 | Occupancy Zone | 2BS2 | n/a | IfcPropertySingleValue | n/a | Circulation Area
Circulation | danielle.r.love@usace.army.mil | 2011-09-14T17:02:58 | Occupancy Zone | 2CC1 | n/a | IfcPropertySingleValue | n/a | Circulation Area
Circulation | danielle.r.love@usace.army.mil | 2011-09-14T17:02:58 | Occupancy Zone | 2CC2 | n/a | IfcPropertySingleValue | n/a | Circulation Area
Circulation | danielle.r.love@usace.army.mil | 2011-09-14T17:02:58 | Occupancy Zone | 2CC3 | n/a | IfcPropertySingleValue | n/a | Circulation Area
Circulation | danielle.r.love@usace.army.mil | 2011-09-14T17:02:58 | Occupancy Zone | 2CC4 | n/a | IfcPropertySingleValue | n/a | Circulation Area
Circulation | danielle.r.love@usace.army.mil | 2011-09-14T17:02:58 | Occupancy Zone | 2CC5 | n/a | IfcPropertySingleValue | n/a | Circulation Area
Circulation | danielle.r.love@usace.army.mil | 2011-09-14T17:02:58 | Occupancy Zone | 2CS3 | n/a | IfcPropertySingleValue | n/a | Circulation Area
Circulation | danielle.r.love@usace.army.mil | 2011-09-14T17:02:58 | Occupancy Zone | 2DC1 | n/a | IfcPropertySingleValue | n/a | Circulation Area
Circulation | danielle.r.love@usace.army.mil | 2011-09-14T17:02:58 | Occupancy Zone | 2DC2 | n/a | IfcPropertySingleValue | n/a | Circulation Area
Circulation | danielle.r.love@usace.army.mil | 2011-09-14T17:02:58 | Occupancy Zone | E1 | n/a | IfcPropertySingleValue | n/a | Circulation Area
Dental | danielle.r.love@usace.army.mil | 2011-09-14T17:02:58 | Occupancy Zone | 2A01 | n/a | IfcPropertySingleValue | n/a | Dental Department
Dental | danielle.r.love@usace.army.mil | 2011-09-14T17:02:58 | Occupancy Zone | 2A02 | n/a | IfcPropertySingleValue | n/a | Dental Department
Dental | danielle.r.love@usace.army.mil | 2011-09-14T17:02:58 | Occupancy Zone | 2A03 | n/a | IfcPropertySingleValue | n/a | Dental Department
Dental | danielle.r.love@usace.army.mil | 2011-09-14T17:02:58 | Occupancy Zone | 2A04 | n/a | IfcPropertySingleValue | n/a | Dental Department
Dental | danielle.r.love@usace.army.mil | 2011-09-14T17:02:58 | Occupancy Zone | 2A05 | n/a | IfcPropertySingleValue | n/a | Dental Department
Dental | danielle.r.love@usace.army.mil | 2011-09-14T17:02:58 | Occupancy Zone | 2A06 | n/a | IfcPropertySingleValue | n/a | Dental Department
Dental | danielle.r.love@usace.army.mil | 2011-09-14T17:02:58 | Occupancy Zone | 2A07 | n/a | IfcPropertySingleValue | n/a | Dental Department
Dental | danielle.r.love@usace.army.mil | 2011-09-14T17:02:58 | Occupancy Zone | 2A08 | n/a | IfcPropertySingleValue | n/a | Dental Department
Dental | danielle.r.love@usace.army.mil | 2011-09-14T17:02:58 | Occupancy Zone | 2A09 | n/a | IfcPropertySingleValue | n/a | Dental Department
Dental | danielle.r.love@usace.army.mil | 2011-09-14T17:02:58 | Occupancy Zone | 2A10 | n/a | IfcPropertySingleValue | n/a | Dental Department
Dental | danielle.r.love@usace.army.mil | 2011-09-14T17:02:58 | Occupancy Zone | 2A11 | n/a | IfcPropertySingleValue | n/a | Dental Department
Dental | danielle.r.love@usace.army.mil | 2011-09-14T17:02:58 | Occupancy Zone | 2A12 | n/a | IfcPropertySingleValue | n/a | Dental Department
Dental | danielle.r.love@usace.army.mil | 2011-09-14T17:02:58 | Occupancy Zone | 2A12A | n/a | IfcPropertySingleValue | n/a | Dental Department
Dental | danielle.r.love@usace.army.mil | 2011-09-14T17:02:58 | Occupancy Zone | 2A13 | n/a | IfcPropertySingleValue | n/a | Dental Department
Dental | danielle.r.love@usace.army.mil | 2011-09-14T17:02:58 | Occupancy Zone | 2A14 | n/a | IfcPropertySingleValue | n/a | Dental Department
Dental | danielle.r.love@usace.army.mil | 2011-09-14T17:02:58 | Occupancy Zone | 2C01 | n/a | IfcPropertySingleValue | n/a | Dental Department
Dental | danielle.r.love@usace.army.mil | 2011-09-14T17:02:58 | Occupancy Zone | 2C02 | n/a | IfcPropertySingleValue | n/a | Dental Department
Dental | danielle.r.love@usace.army.mil | 2011-09-14T17:02:58 | Occupancy Zone | 2C03 | n/a | IfcPropertySingleValue | n/a | Dental Department
Dental | danielle.r.love@usace.army.mil | 2011-09-14T17:02:58 | Occupancy Zone | 2C04 | n/a | IfcPropertySingleValue | n/a | Dental Department
Dental | danielle.r.love@usace.army.mil | 2011-09-14T17:02:58 | Occupancy Zone | 2C06 | n/a | IfcPropertySingleValue | n/a | Dental Department
Dental | danielle.r.love@usace.army.mil | 2011-09-14T17:02:58 | Occupancy Zone | 2C07 | n/a | IfcPropertySingleValue | n/a | Dental Department
Dental | danielle.r.love@usace.army.mil | 2011-09-14T17:02:58 | Occupancy Zone | 2C08 | n/a | IfcPropertySingleValue | n/a | Dental Department
Dental | danielle.r.love@usace.army.mil | 2011-09-14T17:02:58 | Occupancy Zone | 2C09 | n/a | IfcPropertySingleValue | n/a | Dental Department
Dental | danielle.r.love@usace.army.mil | 2011-09-14T17:02:58 | Occupancy Zone | 2C10 | n/a | IfcPropertySingleValue | n/a | Dental Department
Dental | danielle.r.love@usace.army.mil | 2011-09-14T17:02:58 | Occupancy Zone | 2C12 | n/a | IfcPropertySingleValue | n/a | Dental Department
Dental | danielle.r.love@usace.army.mil | 2011-09-14T17:02:58 | Occupancy Zone | 2C14 | n/a | IfcPropertySingleValue | n/a | Dental Department
Dental | danielle.r.love@usace.army.mil | 2011-09-14T17:02:58 | Occupancy Zone | 2C16 | n/a | IfcPropertySingleValue | n/a | Dental Department
Dental | danielle.r.love@usace.army.mil | 2011-09-14T17:02:58 | Occupancy Zone | 2C17 | n/a | IfcPropertySingleValue | n/a | Dental Department
Dental | danielle.r.love@usace.army.mil | 2011-09-14T17:02:58 | Occupancy Zone | 2C19 | n/a | IfcPropertySingleValue | n/a | Dental Department
Dental | danielle.r.love@usace.army.mil | 2011-09-14T17:02:58 | Occupancy Zone | 2C22 | n/a | IfcPropertySingleValue | n/a | Dental Department
Dental | danielle.r.love@usace.army.mil | 2011-09-14T17:02:58 | Occupancy Zone | 2C23 | n/a | IfcPropertySingleValue | n/a | Dental Department
Dental | danielle.r.love@usace.army.mil | 2011-09-14T17:02:58 | Occupancy Zone | 2C24 | n/a | IfcPropertySingleValue | n/a | Dental Department
EROM | danielle.r.love@usace.army.mil | 2011-09-14T17:02:58 | Occupancy Zone | 2B15 | n/a | IfcPropertySingleValue | n/a | EROM Department
EROM | danielle.r.love@usace.army.mil | 2011-09-14T17:02:58 | Occupancy Zone | 2B16 | n/a | IfcPropertySingleValue | n/a | EROM Department
EROM | danielle.r.love@usace.army.mil | 2011-09-14T17:02:58 | Occupancy Zone | 2B17 | n/a | IfcPropertySingleValue | n/a | EROM Department
EROM | danielle.r.love@usace.army.mil | 2011-09-14T17:02:58 | Occupancy Zone | 2B18 | n/a | IfcPropertySingleValue | n/a | EROM Department
EROM | danielle.r.love@usace.army.mil | 2011-09-14T17:02:58 | Occupancy Zone | 2B19 | n/a | IfcPropertySingleValue | n/a | EROM Department
EROM | danielle.r.love@usace.army.mil | 2011-09-14T17:02:58 | Occupancy Zone | 2B21 | n/a | IfcPropertySingleValue | n/a | EROM Department
EROM | danielle.r.love@usace.army.mil | 2011-09-14T17:02:58 | Occupancy Zone | 2B22 | n/a | IfcPropertySingleValue | n/a | EROM Department
EROM | danielle.r.love@usace.army.mil | 2011-09-14T17:02:58 | Occupancy Zone | 2B23 | n/a | IfcPropertySingleValue | n/a | EROM Department
EROM | danielle.r.love@usace.army.mil | 2011-09-14T17:02:58 | Occupancy Zone | 2B24 | n/a | IfcPropertySingleValue | n/a | EROM Department
FlightMedicine | danielle.r.love@usace.army.mil | 2011-09-14T17:02:58 | Occupancy Zone | 1C12 | n/a | IfcPropertySingleValue | n/a | Flight Medicine Department
FlightMedicine | danielle.r.love@usace.army.mil | 2011-09-14T17:02:58 | Occupancy Zone | 1C14 | n/a | IfcPropertySingleValue | n/a | Flight Medicine Department
FlightMedicine | danielle.r.love@usace.army.mil | 2011-09-14T17:02:58 | Occupancy Zone | 1C15 | n/a | IfcPropertySingleValue | n/a | Flight Medicine Department
FlightMedicine | danielle.r.love@usace.army.mil | 2011-09-14T17:02:58 | Occupancy Zone | 1C16 | n/a | IfcPropertySingleValue | n/a | Flight Medicine Department
FlightMedicine | danielle.r.love@usace.army.mil | 2011-09-14T17:02:58 | Occupancy Zone | 1C17 | n/a | IfcPropertySingleValue | n/a | Flight Medicine Department
FlightMedicine | danielle.r.love@usace.army.mil | 2011-09-14T17:02:58 | Occupancy Zone | 1C18 | n/a | IfcPropertySingleValue | n/a | Flight Medicine Department
FlightMedicine | danielle.r.love@usace.army.mil | 2011-09-14T17:02:58 | Occupancy Zone | 1C19 | n/a | IfcPropertySingleValue | n/a | Flight Medicine Department
Housekeeping | danielle.r.love@usace.army.mil | 2011-09-14T17:02:58 | Occupancy Zone | 1B12 | n/a | IfcPropertySingleValue | n/a | Housekeeping Department
Housekeeping | danielle.r.love@usace.army.mil | 2011-09-14T17:02:58 | Occupancy Zone | 1B14 | n/a | IfcPropertySingleValue | n/a | Housekeeping Department
Housekeeping | danielle.r.love@usace.army.mil | 2011-09-14T17:02:58 | Occupancy Zone | 1D01 | n/a | IfcPropertySingleValue | n/a | Housekeeping Department
Housekeeping | danielle.r.love@usace.army.mil | 2011-09-14T17:02:58 | Occupancy Zone | 1D03 | n/a | IfcPropertySingleValue | n/a | Housekeeping Department
Housekeeping | danielle.r.love@usace.army.mil | 2011-09-14T17:02:58 | Occupancy Zone | 1D37 | n/a | IfcPropertySingleValue | n/a | Housekeeping Department
Housekeeping | danielle.r.love@usace.army.mil | 2011-09-14T17:02:58 | Occupancy Zone | 1D39 | n/a | IfcPropertySingleValue | n/a | Housekeeping Department
Housekeeping | danielle.r.love@usace.army.mil | 2011-09-14T17:02:58 | Occupancy Zone | 1E01 | n/a | IfcPropertySingleValue | n/a | Housekeeping Department
Housekeeping | danielle.r.love@usace.army.mil | 2011-09-14T17:02:58 | Occupancy Zone | 1E04 | n/a | IfcPropertySingleValue | n/a | Housekeeping Department
Housekeeping | danielle.r.love@usace.army.mil | 2011-09-14T17:02:58 | Occupancy Zone | 1E29 | n/a | IfcPropertySingleValue | n/a | Housekeeping Department
Housekeeping | danielle.r.love@usace.army.mil | 2011-09-14T17:02:58 | Occupancy Zone | 1E30 | n/a | IfcPropertySingleValue | n/a | Housekeeping Department
Housekeeping | danielle.r.love@usace.army.mil | 2011-09-14T17:02:58 | Occupancy Zone | 2C11 | n/a | IfcPropertySingleValue | n/a | Housekeeping Department
Janitorial | danielle.r.love@usace.army.mil | 2011-09-14T17:02:58 | Occupancy Zone | 1A11 | n/a | IfcPropertySingleValue | n/a | Janitorial Area
Janitorial | danielle.r.love@usace.army.mil | 2011-09-14T17:02:58 | Occupancy Zone | 1B16 | n/a | IfcPropertySingleValue | n/a | Janitorial Area
Janitorial | danielle.r.love@usace.army.mil | 2011-09-14T17:02:58 | Occupancy Zone | 1C03 | n/a | IfcPropertySingleValue | n/a | Janitorial Area
Janitorial | danielle.r.love@usace.army.mil | 2011-09-14T17:02:58 | Occupancy Zone | 1C06 | n/a | IfcPropertySingleValue | n/a | Janitorial Area
Janitorial | danielle.r.love@usace.army.mil | 2011-09-14T17:02:58 | Occupancy Zone | 1D17 | n/a | IfcPropertySingleValue | n/a | Janitorial Area
Janitorial | danielle.r.love@usace.army.mil | 2011-09-14T17:02:58 | Occupancy Zone | 1E03 | n/a | IfcPropertySingleValue | n/a | Janitorial Area
Janitorial | danielle.r.love@usace.army.mil | 2011-09-14T17:02:58 | Occupancy Zone | 1E20 | n/a | IfcPropertySingleValue | n/a | Janitorial Area
Janitorial | danielle.r.love@usace.army.mil | 2011-09-14T17:02:58 | Occupancy Zone | 2B02 | n/a | IfcPropertySingleValue | n/a | Janitorial Area
Janitorial | danielle.r.love@usace.army.mil | 2011-09-14T17:02:58 | Occupancy Zone | 2B20 | n/a | IfcPropertySingleValue | n/a | Janitorial Area
Janitorial | danielle.r.love@usace.army.mil | 2011-09-14T17:02:58 | Occupancy Zone | 2B25 | n/a | IfcPropertySingleValue | n/a | Janitorial Area
Janitorial | danielle.r.love@usace.army.mil | 2011-09-14T17:02:58 | Occupancy Zone | 2C05 | n/a | IfcPropertySingleValue | n/a | Janitorial Area
Janitorial | danielle.r.love@usace.army.mil | 2011-09-14T17:02:58 | Occupancy Zone | 2C13 | n/a | IfcPropertySingleValue | n/a | Janitorial Area
Logistics | danielle.r.love@usace.army.mil | 2011-09-14T17:02:58 | Occupancy Zone | 1E05 | n/a | IfcPropertySingleValue | n/a | Logistics Department
Logistics | danielle.r.love@usace.army.mil | 2011-09-14T17:02:58 | Occupancy Zone | 1E06 | n/a | IfcPropertySingleValue | n/a | Logistics Department
Logistics | danielle.r.love@usace.army.mil | 2011-09-14T17:02:58 | Occupancy Zone | 1E07 | n/a | IfcPropertySingleValue | n/a | Logistics Department
Logistics | danielle.r.love@usace.army.mil | 2011-09-14T17:02:58 | Occupancy Zone | 1E08 | n/a | IfcPropertySingleValue | n/a | Logistics Department
Logistics | danielle.r.love@usace.army.mil | 2011-09-14T17:02:58 | Occupancy Zone | 1E09 | n/a | IfcPropertySingleValue | n/a | Logistics Department
Logistics | danielle.r.love@usace.army.mil | 2011-09-14T17:02:58 | Occupancy Zone | 1E10 | n/a | IfcPropertySingleValue | n/a | Logistics Department
Logistics | danielle.r.love@usace.army.mil | 2011-09-14T17:02:58 | Occupancy Zone | 1E14 | n/a | IfcPropertySingleValue | n/a | Logistics Department
Logistics | danielle.r.love@usace.army.mil | 2011-09-14T17:02:58 | Occupancy Zone | 1E15A | n/a | IfcPropertySingleValue | n/a | Logistics Department
Logistics | danielle.r.love@usace.army.mil | 2011-09-14T17:02:58 | Occupancy Zone | 1E17 | n/a | IfcPropertySingleValue | n/a | Logistics Department
Logistics | danielle.r.love@usace.army.mil | 2011-09-14T17:02:58 | Occupancy Zone | 1E21 | n/a | IfcPropertySingleValue | n/a | Logistics Department
Logistics | danielle.r.love@usace.army.mil | 2011-09-14T17:02:58 | Occupancy Zone | 1E22 | n/a | IfcPropertySingleValue | n/a | Logistics Department
Logistics | danielle.r.love@usace.army.mil | 2011-09-14T17:02:58 | Occupancy Zone | 1E23 | n/a | IfcPropertySingleValue | n/a | Logistics Department
Logistics | danielle.r.love@usace.army.mil | 2011-09-14T17:02:58 | Occupancy Zone | 1E24 | n/a | IfcPropertySingleValue | n/a | Logistics Department
Logistics | danielle.r.love@usace.army.mil | 2011-09-14T17:02:58 | Occupancy Zone | 1E25 | n/a | IfcPropertySingleValue | n/a | Logistics Department
Logistics | danielle.r.love@usace.army.mil | 2011-09-14T17:02:58 | Occupancy Zone | 1E26 | n/a | IfcPropertySingleValue | n/a | Logistics Department
Logistics | danielle.r.love@usace.army.mil | 2011-09-14T17:02:58 | Occupancy Zone | 1E27 | n/a | IfcPropertySingleValue | n/a | Logistics Department
Logistics | danielle.r.love@usace.army.mil | 2011-09-14T17:02:58 | Occupancy Zone | 1E28 | n/a | IfcPropertySingleValue | n/a | Logistics Department
Logistics | danielle.r.love@usace.army.mil | 2011-09-14T17:02:58 | Occupancy Zone | 1F02 | n/a | IfcPropertySingleValue | n/a | Logistics Department
Logistics | danielle.r.love@usace.army.mil | 2011-09-14T17:02:58 | Occupancy Zone | 2D01 | n/a | IfcPropertySingleValue | n/a | Logistics Department
Logistics | danielle.r.love@usace.army.mil | 2011-09-14T17:02:58 | Occupancy Zone | 2D02 | n/a | IfcPropertySingleValue | n/a | Logistics Department
Logistics | danielle.r.love@usace.army.mil | 2011-09-14T17:02:58 | Occupancy Zone | 2D03 | n/a | IfcPropertySingleValue | n/a | Logistics Department
Logistics | danielle.r.love@usace.army.mil | 2011-09-14T17:02:58 | Occupancy Zone | 2D04 | n/a | IfcPropertySingleValue | n/a | Logistics Department
Logistics | danielle.r.love@usace.army.mil | 2011-09-14T17:02:58 | Occupancy Zone | 2D04A | n/a | IfcPropertySingleValue | n/a | Logistics Department
Logistics | danielle.r.love@usace.army.mil | 2011-09-14T17:02:58 | Occupancy Zone | 2D06 | n/a | IfcPropertySingleValue | n/a | Logistics Department
Logistics | danielle.r.love@usace.army.mil | 2011-09-14T17:02:58 | Occupancy Zone | 2D07 | n/a | IfcPropertySingleValue | n/a | Logistics Department
Logistics | danielle.r.love@usace.army.mil | 2011-09-14T17:02:58 | Occupancy Zone | 2D08 | n/a | IfcPropertySingleValue | n/a | Logistics Department
Logistics | danielle.r.love@usace.army.mil | 2011-09-14T17:02:58 | Occupancy Zone | 2D09 | n/a | IfcPropertySingleValue | n/a | Logistics Department
Logistics | danielle.r.love@usace.army.mil | 2011-09-14T17:02:58 | Occupancy Zone | 2D10 | n/a | IfcPropertySingleValue | n/a | Logistics Department
Logistics | danielle.r.love@usace.army.mil | 2011-09-14T17:02:58 | Occupancy Zone | 2D11 | n/a | IfcPropertySingleValue | n/a | Logistics Department
Logistics | danielle.r.love@usace.army.mil | 2011-09-14T17:02:58 | Occupancy Zone | 2D12 | n/a | IfcPropertySingleValue | n/a | Logistics Department
Logistics | danielle.r.love@usace.army.mil | 2011-09-14T17:02:58 | Occupancy Zone | 2D13 | n/a | IfcPropertySingleValue | n/a | Logistics Department
Logistics | danielle.r.love@usace.army.mil | 2011-09-14T17:02:58 | Occupancy Zone | 2D14 | n/a | IfcPropertySingleValue | n/a | Logistics Department
Logistics | danielle.r.love@usace.army.mil | 2011-09-14T17:02:58 | Occupancy Zone | 2D15 | n/a | IfcPropertySingleValue | n/a | Logistics Department
Logistics | danielle.r.love@usace.army.mil | 2011-09-14T17:02:58 | Occupancy Zone | 2D16 | n/a | IfcPropertySingleValue | n/a | Logistics Department
Logistics | danielle.r.love@usace.army.mil | 2011-09-14T17:02:58 | Occupancy Zone | 2D17 | n/a | IfcPropertySingleValue | n/a | Logistics Department
Logistics | danielle.r.love@usace.army.mil | 2011-09-14T17:02:58 | Occupancy Zone | 2D18 | n/a | IfcPropertySingleValue | n/a | Logistics Department
Logistics | danielle.r.love@usace.army.mil | 2011-09-14T17:02:58 | Occupancy Zone | 2D19 | n/a | IfcPropertySingleValue | n/a | Logistics Department
Logistics | danielle.r.love@usace.army.mil | 2011-09-14T17:02:58 | Occupancy Zone | 2D20 | n/a | IfcPropertySingleValue | n/a | Logistics Department
Logistics | danielle.r.love@usace.army.mil | 2011-09-14T17:02:58 | Occupancy Zone | 2D21 | n/a | IfcPropertySingleValue | n/a | Logistics Department
Mechanical | danielle.r.love@usace.army.mil | 2011-09-14T17:02:58 | Occupancy Zone | 1B21 | n/a | IfcPropertySingleValue | n/a | Mechanical Area
Mechanical | danielle.r.love@usace.army.mil | 2011-09-14T17:02:58 | Occupancy Zone | 1B23 | n/a | IfcPropertySingleValue | n/a | Mechanical Area
Mechanical | danielle.r.love@usace.army.mil | 2011-09-14T17:02:58 | Occupancy Zone | 1C11 | n/a | IfcPropertySingleValue | n/a | Mechanical Area
Mechanical | danielle.r.love@usace.army.mil | 2011-09-14T17:02:58 | Occupancy Zone | 1C13 | n/a | IfcPropertySingleValue | n/a | Mechanical Area
Mechanical | danielle.r.love@usace.army.mil | 2011-09-14T17:02:58 | Occupancy Zone | 1E02 | n/a | IfcPropertySingleValue | n/a | Mechanical Area
Mechanical | danielle.r.love@usace.army.mil | 2011-09-14T17:02:58 | Occupancy Zone | 1E15 | n/a | IfcPropertySingleValue | n/a | Mechanical Area
Mechanical | danielle.r.love@usace.army.mil | 2011-09-14T17:02:58 | Occupancy Zone | 1E19 | n/a | IfcPropertySingleValue | n/a | Mechanical Area
Mechanical | danielle.r.love@usace.army.mil | 2011-09-14T17:02:58 | Occupancy Zone | 1F01 | n/a | IfcPropertySingleValue | n/a | Mechanical Area
Mechanical | danielle.r.love@usace.army.mil | 2011-09-14T17:02:58 | Occupancy Zone | 2B12 | n/a | IfcPropertySingleValue | n/a | Mechanical Area
Mechanical | danielle.r.love@usace.army.mil | 2011-09-14T17:02:58 | Occupancy Zone | 2B13 | n/a | IfcPropertySingleValue | n/a | Mechanical Area
Mechanical | danielle.r.love@usace.army.mil | 2011-09-14T17:02:58 | Occupancy Zone | 2C15 | n/a | IfcPropertySingleValue | n/a | Mechanical Area
Mechanical | danielle.r.love@usace.army.mil | 2011-09-14T17:02:58 | Occupancy Zone | 2C18 | n/a | IfcPropertySingleValue | n/a | Mechanical Area
Mechanical | danielle.r.love@usace.army.mil | 2011-09-14T17:02:58 | Occupancy Zone | 2D05 | n/a | IfcPropertySingleValue | n/a | Mechanical Area
MentalHealth | danielle.r.love@usace.army.mil | 2011-09-14T17:02:58 | Occupancy Zone | 2B01 | n/a | IfcPropertySingleValue | n/a | Mental Health Department
MentalHealth | danielle.r.love@usace.army.mil | 2011-09-14T17:02:58 | Occupancy Zone | 2B03 | n/a | IfcPropertySingleValue | n/a | Mental Health Department
MentalHealth | danielle.r.love@usace.army.mil | 2011-09-14T17:02:58 | Occupancy Zone | 2B04 | n/a | IfcPropertySingleValue | n/a | Mental Health Department
MentalHealth | danielle.r.love@usace.army.mil | 2011-09-14T17:02:58 | Occupancy Zone | 2B05 | n/a | IfcPropertySingleValue | n/a | Mental Health Department
MentalHealth | danielle.r.love@usace.army.mil | 2011-09-14T17:02:58 | Occupancy Zone | 2B06 | n/a | IfcPropertySingleValue | n/a | Mental Health Department
MentalHealth | danielle.r.love@usace.army.mil | 2011-09-14T17:02:58 | Occupancy Zone | 2B07 | n/a | IfcPropertySingleValue | n/a | Mental Health Department
MentalHealth | danielle.r.love@usace.army.mil | 2011-09-14T17:02:58 | Occupancy Zone | 2B08 | n/a | IfcPropertySingleValue | n/a | Mental Health Department
MentalHealth | danielle.r.love@usace.army.mil | 2011-09-14T17:02:58 | Occupancy Zone | 2B09 | n/a | IfcPropertySingleValue | n/a | Mental Health Department
MentalHealth | danielle.r.love@usace.army.mil | 2011-09-14T17:02:58 | Occupancy Zone | 2B10 | n/a | IfcPropertySingleValue | n/a | Mental Health Department
MentalHealth | danielle.r.love@usace.army.mil | 2011-09-14T17:02:58 | Occupancy Zone | 2B11 | n/a | IfcPropertySingleValue | n/a | Mental Health Department
Optometry | danielle.r.love@usace.army.mil | 2011-09-14T17:02:58 | Occupancy Zone | 1C01 | n/a | IfcPropertySingleValue | n/a | Optometry Department
Optometry | danielle.r.love@usace.army.mil | 2011-09-14T17:02:58 | Occupancy Zone | 1C02 | n/a | IfcPropertySingleValue | n/a | Optometry Department
Optometry | danielle.r.love@usace.army.mil | 2011-09-14T17:02:58 | Occupancy Zone | 1C04 | n/a | IfcPropertySingleValue | n/a | Optometry Department
Optometry | danielle.r.love@usace.army.mil | 2011-09-14T17:02:58 | Occupancy Zone | 1C05 | n/a | IfcPropertySingleValue | n/a | Optometry Department
Optometry | danielle.r.love@usace.army.mil | 2011-09-14T17:02:58 | Occupancy Zone | 1C07 | n/a | IfcPropertySingleValue | n/a | Optometry Department
Optometry | danielle.r.love@usace.army.mil | 2011-09-14T17:02:58 | Occupancy Zone | 1C08 | n/a | IfcPropertySingleValue | n/a | Optometry Department
Optometry | danielle.r.love@usace.army.mil | 2011-09-14T17:02:58 | Occupancy Zone | 1C09 | n/a | IfcPropertySingleValue | n/a | Optometry Department
Optometry | danielle.r.love@usace.army.mil | 2011-09-14T17:02:58 | Occupancy Zone | 1C10 | n/a | IfcPropertySingleValue | n/a | Optometry Department
Pathology | danielle.r.love@usace.army.mil | 2011-09-14T17:02:58 | Occupancy Zone | 1B01 | n/a | IfcPropertySingleValue | n/a | Pathology Department
Pathology | danielle.r.love@usace.army.mil | 2011-09-14T17:02:58 | Occupancy Zone | 1B02 | n/a | IfcPropertySingleValue | n/a | Pathology Department
Pathology | danielle.r.love@usace.army.mil | 2011-09-14T17:02:58 | Occupancy Zone | 1B03 | n/a | IfcPropertySingleValue | n/a | Pathology Department
Pathology | danielle.r.love@usace.army.mil | 2011-09-14T17:02:58 | Occupancy Zone | 1B04 | n/a | IfcPropertySingleValue | n/a | Pathology Department
Pathology | danielle.r.love@usace.army.mil | 2011-09-14T17:02:58 | Occupancy Zone | 1B05 | n/a | IfcPropertySingleValue | n/a | Pathology Department
Pathology | danielle.r.love@usace.army.mil | 2011-09-14T17:02:58 | Occupancy Zone | 1B06 | n/a | IfcPropertySingleValue | n/a | Pathology Department
Pathology | danielle.r.love@usace.army.mil | 2011-09-14T17:02:58 | Occupancy Zone | 1B07 | n/a | IfcPropertySingleValue | n/a | Pathology Department
Pathology | danielle.r.love@usace.army.mil | 2011-09-14T17:02:58 | Occupancy Zone | 1B08 | n/a | IfcPropertySingleValue | n/a | Pathology Department
Pathology | danielle.r.love@usace.army.mil | 2011-09-14T17:02:58 | Occupancy Zone | 1B09 | n/a | IfcPropertySingleValue | n/a | Pathology Department
Pathology | danielle.r.love@usace.army.mil | 2011-09-14T17:02:58 | Occupancy Zone | 1B10 | n/a | IfcPropertySingleValue | n/a | Pathology Department
Pathology | danielle.r.love@usace.army.mil | 2011-09-14T17:02:58 | Occupancy Zone | 1B11 | n/a | IfcPropertySingleValue | n/a | Pathology Department
Pediatrics | danielle.r.love@usace.army.mil | 2011-09-14T17:02:58 | Occupancy Zone | 1D25 | n/a | IfcPropertySingleValue | n/a | Pediatric Departments
Pediatrics | danielle.r.love@usace.army.mil | 2011-09-14T17:02:58 | Occupancy Zone | 1D26 | n/a | IfcPropertySingleValue | n/a | Pediatric Departments
Pediatrics | danielle.r.love@usace.army.mil | 2011-09-14T17:02:58 | Occupancy Zone | 1D28 | n/a | IfcPropertySingleValue | n/a | Pediatric Departments
Pediatrics | danielle.r.love@usace.army.mil | 2011-09-14T17:02:58 | Occupancy Zone | 1D31 | n/a | IfcPropertySingleValue | n/a | Pediatric Departments
Pediatrics | danielle.r.love@usace.army.mil | 2011-09-14T17:02:58 | Occupancy Zone | 1D32 | n/a | IfcPropertySingleValue | n/a | Pediatric Departments
Pediatrics | danielle.r.love@usace.army.mil | 2011-09-14T17:02:58 | Occupancy Zone | 1D33 | n/a | IfcPropertySingleValue | n/a | Pediatric Departments
Pediatrics | danielle.r.love@usace.army.mil | 2011-09-14T17:02:58 | Occupancy Zone | 1D34 | n/a | IfcPropertySingleValue | n/a | Pediatric Departments
Pediatrics | danielle.r.love@usace.army.mil | 2011-09-14T17:02:58 | Occupancy Zone | 1D35 | n/a | IfcPropertySingleValue | n/a | Pediatric Departments
Pediatrics | danielle.r.love@usace.army.mil | 2011-09-14T17:02:58 | Occupancy Zone | 1D36 | n/a | IfcPropertySingleValue | n/a | Pediatric Departments
Pediatrics | danielle.r.love@usace.army.mil | 2011-09-14T17:02:58 | Occupancy Zone | 1D38 | n/a | IfcPropertySingleValue | n/a | Pediatric Departments
Pediatrics | danielle.r.love@usace.army.mil | 2011-09-14T17:02:58 | Occupancy Zone | 1E11 | n/a | IfcPropertySingleValue | n/a | Pediatric Departments
Pediatrics | danielle.r.love@usace.army.mil | 2011-09-14T17:02:58 | Occupancy Zone | 1E12 | n/a | IfcPropertySingleValue | n/a | Pediatric Departments
Pediatrics | danielle.r.love@usace.army.mil | 2011-09-14T17:02:58 | Occupancy Zone | 1E33 | n/a | IfcPropertySingleValue | n/a | Pediatric Departments
Pharmacy | danielle.r.love@usace.army.mil | 2011-09-14T17:02:58 | Occupancy Zone | 1A08 | n/a | IfcPropertySingleValue | n/a | Pharmacy Department
Pharmacy | danielle.r.love@usace.army.mil | 2011-09-14T17:02:58 | Occupancy Zone | 1A09 | n/a | IfcPropertySingleValue | n/a | Pharmacy Department
Pharmacy | danielle.r.love@usace.army.mil | 2011-09-14T17:02:58 | Occupancy Zone | 1A10 | n/a | IfcPropertySingleValue | n/a | Pharmacy Department
Pharmacy | danielle.r.love@usace.army.mil | 2011-09-14T17:02:58 | Occupancy Zone | 1A12 | n/a | IfcPropertySingleValue | n/a | Pharmacy Department
Pharmacy | danielle.r.love@usace.army.mil | 2011-09-14T17:02:58 | Occupancy Zone | 1A13 | n/a | IfcPropertySingleValue | n/a | Pharmacy Department
Pharmacy | danielle.r.love@usace.army.mil | 2011-09-14T17:02:58 | Occupancy Zone | 1A14 | n/a | IfcPropertySingleValue | n/a | Pharmacy Department
Pharmacy | danielle.r.love@usace.army.mil | 2011-09-14T17:02:58 | Occupancy Zone | 1A15 | n/a | IfcPropertySingleValue | n/a | Pharmacy Department
Pharmacy | danielle.r.love@usace.army.mil | 2011-09-14T17:02:58 | Occupancy Zone | 1A16 | n/a | IfcPropertySingleValue | n/a | Pharmacy Department
Radiology | danielle.r.love@usace.army.mil | 2011-09-14T17:02:58 | Occupancy Zone | 1B13 | n/a | IfcPropertySingleValue | n/a | Radiology Department
Radiology | danielle.r.love@usace.army.mil | 2011-09-14T17:02:58 | Occupancy Zone | 1B15 | n/a | IfcPropertySingleValue | n/a | Radiology Department
Radiology | danielle.r.love@usace.army.mil | 2011-09-14T17:02:58 | Occupancy Zone | 1B17 | n/a | IfcPropertySingleValue | n/a | Radiology Department
Radiology | danielle.r.love@usace.army.mil | 2011-09-14T17:02:58 | Occupancy Zone | 1B19 | n/a | IfcPropertySingleValue | n/a | Radiology Department
Records | danielle.r.love@usace.army.mil | 2011-09-14T17:02:58 | Occupancy Zone | 1D19 | n/a | IfcPropertySingleValue | n/a | Records Area
Records | danielle.r.love@usace.army.mil | 2011-09-14T17:02:58 | Occupancy Zone | 1D20 | n/a | IfcPropertySingleValue | n/a | Records Area
Records | danielle.r.love@usace.army.mil | 2011-09-14T17:02:58 | Occupancy Zone | 1D21 | n/a | IfcPropertySingleValue | n/a | Records Area
Records | danielle.r.love@usace.army.mil | 2011-09-14T17:02:58 | Occupancy Zone | 1D22 | n/a | IfcPropertySingleValue | n/a | Records Area
Records | danielle.r.love@usace.army.mil | 2011-09-14T17:02:58 | Occupancy Zone | 1D23 | n/a | IfcPropertySingleValue | n/a | Records Area
Records | danielle.r.love@usace.army.mil | 2011-09-14T17:02:58 | Occupancy Zone | 1D24 | n/a | IfcPropertySingleValue | n/a | Records Area
Records | danielle.r.love@usace.army.mil | 2011-09-14T17:02:58 | Occupancy Zone | 1D27 | n/a | IfcPropertySingleValue | n/a | Records Area
Records | danielle.r.love@usace.army.mil | 2011-09-14T17:02:58 | Occupancy Zone | 2B14 | n/a | IfcPropertySingleValue | n/a | Records Area

## Type
Name | CreatedBy | CreatedOn | Category | Description | AssetType | Manufacturer | ModelNumber | WarrantyGuarantorParts | WarrantyDurationParts | WarrantyGuarantorLabor | WarrantyDurationLabor | WarrantyDurationUnit | ExtSystem | ExtObject | ExtIdentifier | ReplacementCost | ExpectedLife | DurationUnit | WarrantyDescription | NominalLength | NominalWidth | NominalHeight | ModelReference | Shape | Size | Color | Finish | Grade | Material | Constituents | Features | AccessibilityPerformance | CodePerformance | SustainabilityPerformance
AC Unit Type 1 | danielle.r.love@usace.army.mil | 2011-09-14T16:57:53 | 23-75 10 24 21 27: Unitary Air Conditioning Equipment | Horiz. D.X. Fan Coil | Fixed | n/a | n/a | n/a | n/a | n/a | n/a | year | n/a | IfcCondenserType | n/a | n/a | n/a | year | n/a | n/a | n/a | n/a | n/a | n/a | n/a | n/a | n/a | n/a | n/a | n/a | n/a | n/a | n/a | n/a
AC Unit Type 2 | danielle.r.love@usace.army.mil | 2011-09-14T16:57:54 | 23-75 10 24 21 27: Unitary Air Conditioning Equipment | Horiz. D.X. Fan Coil | Fixed | n/a | n/a | n/a | n/a | n/a | n/a | year | n/a | IfcCondenserType | n/a | n/a | n/a | year | n/a | n/a | n/a | n/a | n/a | n/a | n/a | n/a | n/a | n/a | n/a | n/a | n/a | n/a | n/a | n/a
AHU | danielle.r.love@usace.army.mil | 2011-09-14T16:57:53 | 23-75 35 14 17: Modular Indoor Air Handling Units | 63300000 J | Fixed | n/a | n/a | n/a | n/a | n/a | n/a | year | Autodesk Revit MEP 2011 | IfcFanType | 0JGTSjcSn7v8o$ZI4qc5Mg | n/a | n/a | year | n/a | n/a | n/a | n/a | n/a | n/a | n/a | n/a | n/a | n/a | n/a | n/a | n/a | n/a | n/a | n/a
Air Compressor - Dental | mariangelica.carrasquillo@usace.army.mil | 2013-01-28T16:24:52 | 23-65 55 11 11: Gas Compressors/Vacuum Pumps | Duplex Packaged Assembly with Dryer | Fixed | n/a | n/a | n/a | n/a | n/a | n/a | year | n/a | n/a | n/a | n/a | n/a | year | n/a | n/a | n/a | n/a | n/a | n/a | n/a | n/a | n/a | n/a | n/a | n/a | n/a | n/a | n/a | n/a
Air Cooled Chiller | danielle.r.love@usace.army.mil | 2011-09-14T16:57:53 | 23-75 10 24 21 21 21: Rotary-Screw Water Chillers | 633-703 kW | Fixed | n/a | n/a | n/a | n/a | n/a | n/a | year | Autodesk Revit MEP 2011 | IfcChillerType | 2H3wYxUIPBpw3mjj9GlAnl | n/a | n/a | year | n/a | n/a | n/a | n/a | n/a | n/a | n/a | n/a | n/a | n/a | n/a | n/a | n/a | n/a | n/a | n/a
Air Cooled Condensing Unit- Large | danielle.r.love@usace.army.mil | 2011-09-14T16:57:53 | 23-75 10 24 21: Cooling and Freeze Components | 3500 Watt Capacity | Fixed | n/a | n/a | n/a | n/a | n/a | n/a | year | n/a | IfcCondenserType | n/a | n/a | n/a | year | n/a | n/a | n/a | n/a | n/a | n/a | n/a | n/a | n/a | n/a | n/a | n/a | n/a | n/a | n/a | n/a
Air Cooled Condensing Unit- Small | danielle.r.love@usace.army.mil | 2011-09-14T16:57:53 | 23-75 10 24 21: Cooling and Freeze Components | 2500 Watt Capacity | Fixed | n/a | n/a | n/a | n/a | n/a | n/a | year | n/a | IfcCondenserType | n/a | n/a | n/a | year | n/a | n/a | n/a | n/a | n/a | n/a | n/a | n/a | n/a | n/a | n/a | n/a | n/a | n/a | n/a | n/a
Air Separator | danielle.r.love@usace.army.mil | 2011-09-14T16:57:53 | 23-75 50 17: Supply Air Treatment | Centrifugal Air Separator | Fixed | n/a | n/a | n/a | n/a | n/a | n/a | year | n/a | IfcCondenserType | n/a | n/a | n/a | year | n/a | n/a | n/a | n/a | n/a | n/a | n/a | n/a | n/a | n/a | n/a | n/a | n/a | n/a | n/a | n/a
Backflow Preventer | danielle.r.love@usace.army.mil | 2011-09-14T16:57:53 | 23-65 55 14 21: Non-Return Valves for Liquid Services | 20 mm | Fixed | n/a | n/a | n/a | n/a | n/a | n/a | year | Autodesk Revit MEP 2011 | IfcValveType | 3k4kwDZ3L8Mw24D4mwUtfK | n/a | n/a | year | n/a | n/a | n/a | n/a | n/a | n/a | n/a | n/a | n/a | n/a | n/a | n/a | n/a | n/a | n/a | n/a
Ball Valve 100 mm | danielle.r.love@usace.army.mil | 2011-09-14T16:57:54 | 23-65 55 14 17: Adjusting/Controlling Valves for Liquid Services | 100 mm | Fixed | n/a | n/a | n/a | n/a | n/a | n/a | year | n/a | IfcValveType | n/a | n/a | n/a | year | n/a | n/a | n/a | n/a | n/a | n/a | n/a | n/a | n/a | n/a | n/a | n/a | n/a | n/a | n/a | n/a
Ball Valve 150 mm | danielle.r.love@usace.army.mil | 2011-09-14T16:57:53 | 23-65 55 14 17: Adjusting/Controlling Valves for Liquid Services | 150 mm | Fixed | n/a | n/a | n/a | n/a | n/a | n/a | year | Autodesk Revit MEP 2011 | IfcValveType | 1rIhm_6sT4EP_dP2PR8utH | n/a | n/a | year | n/a | n/a | n/a | n/a | n/a | n/a | n/a | n/a | n/a | n/a | n/a | n/a | n/a | n/a | n/a | n/a
Ball Valve 50 mm | danielle.r.love@usace.army.mil | 2011-09-14T16:57:53 | 23-65 55 14 17: Adjusting/Controlling Valves for Liquid Services | 50 mm | Fixed | n/a | n/a | n/a | n/a | n/a | n/a | year | Autodesk Revit MEP 2011 | IfcValveType | 0Y1xTXHQHEUP8N$pZpAiq5 | n/a | n/a | year | n/a | n/a | n/a | n/a | n/a | n/a | n/a | n/a | n/a | n/a | n/a | n/a | n/a | n/a | n/a | n/a
Ball Valve 65 mm | danielle.r.love@usace.army.mil | 2011-09-14T16:57:53 | 23-65 55 14 17: Adjusting/Controlling Valves for Liquid Services | 65 mm | Fixed | n/a | n/a | n/a | n/a | n/a | n/a | year | Autodesk Revit MEP 2011 | IfcValveType | 3k4kwDZ3L8Mw24D4mwUte9 | n/a | n/a | year | n/a | n/a | n/a | n/a | n/a | n/a | n/a | n/a | n/a | n/a | n/a | n/a | n/a | n/a | n/a | n/a
Ball Valve 80 mm | danielle.r.love@usace.army.mil | 2011-09-14T16:57:53 | 23-65 55 14 17: Adjusting/Controlling Valves for Liquid Services | 80 mm | Fixed | n/a | n/a | n/a | n/a | n/a | n/a | year | Autodesk Revit MEP 2011 | IfcValveType | 261ltlmYv6s9OfYxUn9EtS | n/a | n/a | year | n/a | n/a | n/a | n/a | n/a | n/a | n/a | n/a | n/a | n/a | n/a | n/a | n/a | n/a | n/a | n/a
BLOOD GAS ANALYZER | danielle.r.love@usace.army.mil | 2011-09-14T16:57:53 | 23-40 70 11 14 11: Medical Equipment | BLOOD GAS ANALYZER | Fixed | n/a | n/a | n/a | n/a | n/a | n/a | year | n/a | IfcMedicalDeviceType | n/a | n/a | n/a | year | n/a | n/a | n/a | n/a | n/a | n/a | n/a | n/a | n/a | n/a | n/a | n/a | n/a | n/a | n/a | n/a
Boiler | danielle.r.love@usace.army.mil | 2011-09-14T16:57:53 | 23-75 10 11 14: Hot Water Heat Generators | Induced Heat Draft, Natural Gas Fired, Copper Tube, Hot Water Boiler | Fixed | n/a | n/a | n/a | n/a | n/a | n/a | year | n/a | IfcBoilerType | n/a | n/a | n/a | year | n/a | n/a | n/a | n/a | n/a | n/a | n/a | n/a | n/a | n/a | n/a | n/a | n/a | n/a | n/a | n/a
Cabinet Type A | mariangelica.carrasquillo@usace.army.mil | 2011-09-14T16:57:50 | 23-40 35 17 47 11: Kitchen Casework | Base Cabinet-Double Door & 2 Drawer | Fixed | n/a | n/a | n/a | n/a | n/a | n/a | year | Autodesk Revit Architecture 2011 | IfcFurnitureType | 1SQLbC3mvDSRTwJTq$y14F | n/a | 20 | year | n/a | n/a | n/a | n/a | n/a | n/a | n/a | n/a | n/a | n/a | n/a | n/a | n/a | n/a | n/a | n/a
Cabinet Type B | mariangelica.carrasquillo@usace.army.mil | 2011-09-14T16:57:50 | 23-40 35 17 47 11: Kitchen Casework | Upper Cabinet-Double Door-Wall | Fixed | n/a | n/a | n/a | n/a | n/a | n/a | year | Autodesk Revit Architecture 2011 | IfcFurnitureType | 3bkZ8t9ef5YvmFg77LMM$I | n/a | 20 | year | n/a | n/a | n/a | n/a | n/a | n/a | n/a | n/a | n/a | n/a | n/a | n/a | n/a | n/a | n/a | n/a
Cabinet Type C | mariangelica.carrasquillo@usace.army.mil | 2011-09-14T16:57:50 | 23-40 35 17 47 11: Kitchen Casework | Upper Cabinet-Single Door-Wall | Fixed | n/a | n/a | n/a | n/a | n/a | n/a | year | Autodesk Revit Architecture 2011 | IfcFurnitureType | 0tIhQ6hmz02e5gznEed4mH | n/a | 20 | year | n/a | n/a | n/a | n/a | n/a | n/a | n/a | n/a | n/a | n/a | n/a | n/a | n/a | n/a | n/a | n/a
Counter Top | mariangelica.carrasquillo@usace.army.mil | 2011-09-14T16:57:50 | 23-40 35 17 47 11: Kitchen Casework | Counter Top 600mm Depth | Fixed | n/a | n/a | n/a | n/a | n/a | n/a | year | Autodesk Revit Architecture 2011 | IfcFurnitureType | 0tIhQ6hmz02e5gznEed5T9 | n/a | 20 | year | n/a | n/a | n/a | n/a | n/a | n/a | n/a | White | n/a | n/a | Granite | n/a | n/a | n/a | n/a | n/a
Counter Top - L Shaped | mariangelica.carrasquillo@usace.army.mil | 2011-09-14T16:57:50 | 23-40 35 17 47 11: Kitchen Casework | L Shaped Counter Top 600mm Depth | Fixed | n/a | n/a | n/a | n/a | n/a | n/a | year | Autodesk Revit Architecture 2011 | IfcFurnitureType | 2DTT9YtR97ouE$uc7qP673 | n/a | 20 | year | n/a | n/a | n/a | n/a | n/a | n/a | n/a | White | n/a | n/a | Granite | n/a | n/a | n/a | n/a | n/a
Defibrillator | danielle.r.love@usace.army.mil | 2011-09-14T16:57:53 | 23-40 70 11 14 11 17: Patient Care Equipment | Defibrillator | Moveable | n/a | n/a | n/a | n/a | n/a | n/a | year | n/a | IfcControllerType | n/a | n/a | n/a | year | n/a | n/a | n/a | n/a | n/a | n/a | n/a | n/a | n/a | n/a | n/a | n/a | n/a | n/a | n/a | n/a
DirecDigitalControl-DDC-Panel | mariangelica.carrasquillo@usace.army.mil | 2013-13-08T08:58:52 | 21-81 61 62 21: HVAC Measurement and Control Equipment | Direct Digital Control (DDC) | Fixed | n/a | n/a | n/a | n/a | n/a | n/a | year | n/a | IfcControllerType | n/a | n/a | n/a | year | n/a | n/a | n/a | n/a | n/a | n/a | n/a | n/a | n/a | n/a | n/a | n/a | n/a | n/a | n/a | n/a
Door Type A | mariangelica.carrasquillo@usace.army.mil | 2011-09-14T16:57:53 | 23-30 10: Doors | Flush Solid Core Wood - 0915 x 2134mm | Fixed | n/a | n/a | n/a | n/a | n/a | n/a | year | Autodesk Revit Architecture 2011 | IfcDoorStyle | 32P7ymuk1AoAxSJinuUtzt | n/a | 15 | year | n/a | 45 | 915 | 2135 | n/a | rectangular | n/a | n/a | Solid Core | n/a | Wood | n/a | n/a | n/a | n/a | n/a
Door Type B | mariangelica.carrasquillo@usace.army.mil | 2011-09-14T16:57:53 | 23-30 10: Doors | Flush Solid Core Wood w/Glass - 0915 x 2134mm | Fixed | n/a | n/a | n/a | n/a | n/a | n/a | year | Autodesk Revit Architecture 2011 | IfcDoorStyle | 0a$4i4OMXCg8_Q9lLoRGv8 | n/a | 15 | year | n/a | 45 | 915 | 2135 | n/a | rectangular | n/a | n/a | Solid Core | n/a | Wood | n/a | n/a | n/a | n/a | n/a
Door Type C | mariangelica.carrasquillo@usace.army.mil | 2011-09-14T16:57:53 | 23-30 10: Doors | Lead Lined Flush Solid Core Wood - 0915 x 2134mm | Fixed | n/a | n/a | n/a | n/a | n/a | n/a | year | Autodesk Revit Architecture 2011 | IfcDoorStyle | n/a | n/a | 15 | year | n/a | 45 | 915 | 2135 | n/a | rectangular | n/a | n/a | Lead Lined Solid Core | n/a | Wood | n/a | n/a | n/a | n/a | n/a
Door Type D | mariangelica.carrasquillo@usace.army.mil | 2011-09-14T16:57:53 | 23-30 10: Doors | Folding Accordion Partition | Fixed | n/a | n/a | n/a | n/a | n/a | n/a | year | Autodesk Revit Architecture 2011 | IfcDoorStyle | 1JoDLZoyf4C9zKCATbgzHb | n/a | 10 | year | n/a | 45 | 915 | 2135 | n/a | rectangular | n/a | n/a | n/a | n/a | n/a | n/a | n/a | n/a | n/a | n/a
Door Type E | mariangelica.carrasquillo@usace.army.mil | 2011-09-14T16:57:53 | 23-30 10: Doors | Flush Steel - 0915 x 2134mm Exterior | Fixed | n/a | n/a | n/a | n/a | n/a | n/a | year | Autodesk Revit Architecture 2011 | IfcDoorStyle | 2L2QwMVWbFL9Q96OMaMs_L | n/a | 20 | year | n/a | 45 | 915 | 2135 | n/a | rectangular | n/a | n/a | n/a | n/a | Steel | n/a | n/a | n/a | n/a | n/a
Door Type F | mariangelica.carrasquillo@usace.army.mil | 2011-09-14T16:57:53 | 23-30 10: Doors | Flush Steel w/Glass - 0915 x 2134mm Exterior | Fixed | n/a | n/a | n/a | n/a | n/a | n/a | year | Autodesk Revit Architecture 2011 | IfcDoorStyle | 0prILJqfXFPxXX46DQGV6n | n/a | 20 | year | n/a | 45 | 915 | 2135 | n/a | rectangular | n/a | n/a | n/a | n/a | Steel | n/a | n/a | n/a | n/a | n/a
Door Type G | mariangelica.carrasquillo@usace.army.mil | 2011-09-14T16:57:53 | 23-30 10: Doors | Flush Steel w/Louver - 1830 x 2134mm Exterior | Fixed | n/a | n/a | n/a | n/a | n/a | n/a | year | Autodesk Revit Architecture 2011 | IfcDoorStyle | 00oIB50mr4w9_Ibp_iDTnS | n/a | 20 | year | n/a | 45 | 915 | 2135 | n/a | rectangular | n/a | n/a | n/a | n/a | Steel | n/a | n/a | n/a | n/a | n/a
Door Type H | mariangelica.carrasquillo@usace.army.mil | 2011-09-14T16:57:53 | 23-30 10: Doors | Aluminium Storefront - 0915 x 2134mm | Fixed | n/a | n/a | n/a | n/a | n/a | n/a | year | Autodesk Revit Architecture 2011 | IfcDoorStyle | 0wVQHnm0X3VAMJpmE2$CXh | n/a | 20 | year | n/a | 45 | 915 | 2135 | n/a | rectangular | n/a | n/a | n/a | n/a | Aluminum | n/a | n/a | n/a | n/a | n/a
Drinking Fountain R-2201 | danielle.r.love@usace.army.mil | 2011-09-14T16:57:53 | 23-65 70 14 11: Drinking Fountains/Coolers | Drinking Fountain with Dispenser | Fixed | n/a | n/a | n/a | n/a | n/a | n/a | year | Autodesk Revit MEP 2011 | IfcSanitaryTerminalType | 1ZApNeHS1C7hOt5or3V1ko | n/a | n/a | year | n/a | n/a | n/a | n/a | n/a | n/a | n/a | n/a | n/a | n/a | n/a | n/a | n/a | n/a | n/a | n/a
Duplex Receptacle | danielle.r.love@usace.army.mil | 2011-09-14T16:57:53 | 23-80 50 11 17: Ground Fault Receptacles | Standard | Fixed | n/a | n/a | n/a | n/a | n/a | n/a | year | Autodesk Revit MEP 2011 | IfcOutletType | 0Oe4W3Rwf1Dht7uPdCMIGs | n/a | n/a | year | n/a | 19.812 | 33.5788 | 83.3374 | 8200HI | Traditional | n/a | Ivory | Nylon | n/a | n/a | n/a | n/a | n/a | FSUL Listed (Federal Specification WC596); UL498; CSA-C22.2No.42 | n/a
Duplex Receptacle- GFCI | danielle.r.love@usace.army.mil | 2011-09-14T16:57:53 | 23-80 50 11 17: Ground Fault Receptacles | GFCI | Fixed | n/a | n/a | n/a | n/a | n/a | n/a | year | Autodesk Revit MEP 2011 | IfcOutletType | 0Oe4W3Rwf1Dht7uPdCMKEv | n/a | n/a | year | n/a | 24.89 | 31.75 | 106.68 | 2095W | Traditional | n/a | White | Nylon | n/a | n/a | n/a | n/a | n/a | FSUL Listed (Federal Specification WC596); UL943C22.2No144; UL498C22.2No.42 | n/a
Elevator-Hydraulic | mariangelica.carrasquillo@usace.army.mil | 2011-09-14T16:57:50 | 23-50 05 11: Elevators | 2000 lbs Elevator-Hydraulic | Fixed | n/a | n/a | n/a | n/a | n/a | n/a | year | Autodesk Revit Architecture 2011 | IfcElectricApplianceType | 0I4Vg_YW10tByRYNeiuqWQ | n/a | 20 | year | n/a | n/a | n/a | n/a | n/a | n/a | n/a | n/a | n/a | n/a | n/a | n/a | n/a | n/a | n/a | n/a
Equip-A1035 | bill.east@us.army.mil | 2013-02-28T01:01:01 | 23-40 20 11 17: Lockers | Locker | Fixed | n/a | n/a | n/a | n/a | n/a | n/a | year | n/a | n/a | n/a | n/a | n/a | year | n/a | n/a | n/a | n/a | n/a | n/a | n/a | n/a | n/a | n/a | n/a | n/a | n/a | n/a | n/a | n/a
Equip-A1066 | bill.east@us.army.mil | 2013-02-28T01:01:01 | 23-40 90 14 11: Mail Boxes | Mailbox-Horizontal | Fixed | n/a | n/a | n/a | n/a | n/a | n/a | year | n/a | n/a | n/a | n/a | n/a | year | n/a | n/a | n/a | n/a | n/a | n/a | n/a | n/a | n/a | n/a | n/a | n/a | n/a | n/a | n/a | n/a
Equip-A1145 | bill.east@us.army.mil | 2013-02-28T01:01:01 | 23-40 90 14 11: Mail Boxes | Mailbox-Horizontal | Fixed | n/a | n/a | n/a | n/a | n/a | n/a | year | n/a | n/a | n/a | n/a | n/a | year | n/a | n/a | n/a | n/a | n/a | n/a | n/a | n/a | n/a | n/a | n/a | n/a | n/a | n/a | n/a | n/a
Equip-A1145A | bill.east@us.army.mil | 2013-02-28T01:01:01 | 23-40 90 14 11: Mail Boxes | Mailbox-Horizontal | Fixed | n/a | n/a | n/a | n/a | n/a | n/a | year | n/a | n/a | n/a | n/a | n/a | year | n/a | n/a | n/a | n/a | n/a | n/a | n/a | n/a | n/a | n/a | n/a | n/a | n/a | n/a | n/a | n/a
Equip-A1155 | bill.east@us.army.mil | 2013-02-28T01:01:01 | 23-40 90 14 11: Mail Boxes | Mailbox-Horizontal | Fixed | n/a | n/a | n/a | n/a | n/a | n/a | year | n/a | n/a | n/a | n/a | n/a | year | n/a | n/a | n/a | n/a | n/a | n/a | n/a | n/a | n/a | n/a | n/a | n/a | n/a | n/a | n/a | n/a
Equip-A1160 | bill.east@us.army.mil | 2013-02-28T01:01:01 | 23-40 90 14 11: Mail Boxes | Mailbox-Horizontal | Fixed | n/a | n/a | n/a | n/a | n/a | n/a | year | n/a | n/a | n/a | n/a | n/a | year | n/a | n/a | n/a | n/a | n/a | n/a | n/a | n/a | n/a | n/a | n/a | n/a | n/a | n/a | n/a | n/a
Equip-A1161 | bill.east@us.army.mil | 2013-02-28T01:01:01 | 23-40 90 14 11: Mail Boxes | Mailbox-Horizontal | Fixed | n/a | n/a | n/a | n/a | n/a | n/a | year | n/a | n/a | n/a | n/a | n/a | year | n/a | n/a | n/a | n/a | n/a | n/a | n/a | n/a | n/a | n/a | n/a | n/a | n/a | n/a | n/a | n/a
Equip-A2151 | bill.east@us.army.mil | 2013-02-28T01:01:01 | 23-40 90 14 11: Mail Boxes | Mailbox-Horizontal | Fixed | n/a | n/a | n/a | n/a | n/a | n/a | year | n/a | n/a | n/a | n/a | n/a | year | n/a | n/a | n/a | n/a | n/a | n/a | n/a | n/a | n/a | n/a | n/a | n/a | n/a | n/a | n/a | n/a
Equip-A4995 | bill.east@us.army.mil | 2013-02-28T01:01:01 | 23-40 90 14 11: Mail Boxes | Mailbox-Horizontal | Fixed | n/a | n/a | n/a | n/a | n/a | n/a | year | n/a | n/a | n/a | n/a | n/a | year | n/a | n/a | n/a | n/a | n/a | n/a | n/a | n/a | n/a | n/a | n/a | n/a | n/a | n/a | n/a | n/a
Equip-A5017 | bill.east@us.army.mil | 2013-02-28T01:01:01 | 23-40 20 14 14 21: Benches | Dressing Room Bench | Fixed | n/a | n/a | n/a | n/a | n/a | n/a | year | n/a | n/a | n/a | n/a | n/a | year | n/a | n/a | n/a | n/a | n/a | n/a | n/a | n/a | n/a | n/a | n/a | n/a | n/a | n/a | n/a | n/a
Equip-A5075 | bill.east@us.army.mil | 2013-02-28T01:01:01 | 23-40 20 21 34: Soap Holders: Dispensers | Soap Dispenser | Fixed | n/a | n/a | n/a | n/a | n/a | n/a | year | n/a | n/a | n/a | n/a | n/a | year | n/a | n/a | n/a | n/a | n/a | n/a | n/a | n/a | n/a | n/a | n/a | n/a | n/a | n/a | n/a | n/a
Equip-A5080 | bill.east@us.army.mil | 2013-02-28T01:01:01 | 23-40 20 21 17: Paper Towel Dispensers: Disposal Units | Paper Towel Dispenser | Fixed | n/a | n/a | n/a | n/a | n/a | n/a | year | n/a | n/a | n/a | n/a | n/a | year | n/a | n/a | n/a | n/a | n/a | n/a | n/a | n/a | n/a | n/a | n/a | n/a | n/a | n/a | n/a | n/a
Equip-A5090 | bill.east@us.army.mil | 2013-02-28T01:01:01 | 23-40 20 21 24: Sanitary Napkin and Tampon Dispensers: Disposal Units | Feminine Napkin Receptacle | Fixed | n/a | n/a | n/a | n/a | n/a | n/a | year | n/a | n/a | n/a | n/a | n/a | year | n/a | n/a | n/a | n/a | n/a | n/a | n/a | n/a | n/a | n/a | n/a | n/a | n/a | n/a | n/a | n/a
Equip-A5108 | bill.east@us.army.mil | 2013-02-28T01:01:01 | 23-40 70 34 21: Waste Clean-Up Equipment | Waste Disposal Unit | Fixed | n/a | n/a | n/a | n/a | n/a | n/a | year | n/a | n/a | n/a | n/a | n/a | year | n/a | n/a | n/a | n/a | n/a | n/a | n/a | n/a | n/a | n/a | n/a | n/a | n/a | n/a | n/a | n/a
Equip-A5109 | bill.east@us.army.mil | 2013-02-28T01:01:01 | 23-40 20 21 47: Bath Grab Bars | Grab Bar | Fixed | n/a | n/a | n/a | n/a | n/a | n/a | year | n/a | n/a | n/a | n/a | n/a | year | n/a | n/a | n/a | n/a | n/a | n/a | n/a | n/a | n/a | n/a | n/a | n/a | n/a | n/a | n/a | n/a
Equip-A5112 | bill.east@us.army.mil | 2013-02-28T01:01:01 | 23-40 20 21 47: Bath Grab Bars | Grab Bar 1065 STRAIGHT | Fixed | n/a | n/a | n/a | n/a | n/a | n/a | year | n/a | n/a | n/a | n/a | n/a | year | n/a | n/a | n/a | n/a | n/a | n/a | n/a | n/a | n/a | n/a | n/a | n/a | n/a | n/a | n/a | n/a
Equip-A5145 | bill.east@us.army.mil | 2013-02-28T01:01:01 | 23-40 20 21 31: Robe Hooks | 2 Prong Robe Hook | Fixed | n/a | n/a | n/a | n/a | n/a | n/a | year | n/a | n/a | n/a | n/a | n/a | year | n/a | n/a | n/a | n/a | n/a | n/a | n/a | n/a | n/a | n/a | n/a | n/a | n/a | n/a | n/a | n/a
Equip-A5150 | bill.east@us.army.mil | 2013-02-28T01:01:01 | 23-40 20 21 31: Robe Hooks | 3 Prong Robe Hook | Fixed | n/a | n/a | n/a | n/a | n/a | n/a | year | n/a | n/a | n/a | n/a | n/a | year | n/a | n/a | n/a | n/a | n/a | n/a | n/a | n/a | n/a | n/a | n/a | n/a | n/a | n/a | n/a | n/a
Equip-A5160 | bill.east@us.army.mil | 2013-02-28T01:01:01 | 23-40 20 27: Storage Shelving | Shelf - 230mm Wide | Fixed | n/a | n/a | n/a | n/a | n/a | n/a | year | n/a | n/a | n/a | n/a | n/a | year | n/a | n/a | n/a | n/a | n/a | n/a | n/a | n/a | n/a | n/a | n/a | n/a | n/a | n/a | n/a | n/a
Equip-A5180 | bill.east@us.army.mil | 2013-02-28T01:01:01 | 23-25 40 14 14 17: Cubicles | Track-Cubicle | Fixed | n/a | n/a | n/a | n/a | n/a | n/a | year | n/a | n/a | n/a | n/a | n/a | year | n/a | n/a | n/a | n/a | n/a | n/a | n/a | n/a | n/a | n/a | n/a | n/a | n/a | n/a | n/a | n/a
Equip-A5195 | bill.east@us.army.mil | 2013-02-28T01:01:01 | 23-40 20 21 21: Toilet Paper Dispensers | Toilet Paper Dispenser | Fixed | n/a | n/a | n/a | n/a | n/a | n/a | year | n/a | n/a | n/a | n/a | n/a | year | n/a | n/a | n/a | n/a | n/a | n/a | n/a | n/a | n/a | n/a | n/a | n/a | n/a | n/a | n/a | n/a
Equip-A5220 | bill.east@us.army.mil | 2013-02-28T01:01:01 | 23-85 05 17 11 11: Television Broadcasting Equipment | Wall Mounted Bracket Television | Fixed | n/a | n/a | n/a | n/a | n/a | n/a | year | n/a | n/a | n/a | n/a | n/a | year | n/a | n/a | n/a | n/a | n/a | n/a | n/a | n/a | n/a | n/a | n/a | n/a | n/a | n/a | n/a | n/a
Equip-A5415 | bill.east@us.army.mil | 2013-02-28T01:01:01 | 23-40 70 11 11 11 34: Laboratory Flammables Storage Cabinets | Fire Blanket | Fixed | n/a | n/a | n/a | n/a | n/a | n/a | year | n/a | n/a | n/a | n/a | n/a | year | n/a | n/a | n/a | n/a | n/a | n/a | n/a | n/a | n/a | n/a | n/a | n/a | n/a | n/a | n/a | n/a
Equip-A6046 | bill.east@us.army.mil | 2013-02-28T01:01:01 | 23-40 95 17 24: Artwork | Decorative Artwork | Fixed | n/a | n/a | n/a | n/a | n/a | n/a | year | n/a | n/a | n/a | n/a | n/a | year | n/a | n/a | n/a | n/a | n/a | n/a | n/a | n/a | n/a | n/a | n/a | n/a | n/a | n/a | n/a | n/a
Equip-A6309 | bill.east@us.army.mil | 2013-02-28T01:01:01 | 23-30 60 14 11: Blinds | Window Blinds | Fixed | n/a | n/a | n/a | n/a | n/a | n/a | year | n/a | n/a | n/a | n/a | n/a | year | n/a | n/a | n/a | n/a | n/a | n/a | n/a | n/a | n/a | n/a | n/a | n/a | n/a | n/a | n/a | n/a
Equip-A9058 | bill.east@us.army.mil | 2013-02-28T01:01:01 | 23-30 60 14 11: Blinds | Window Blinds | Fixed | n/a | n/a | n/a | n/a | n/a | n/a | year | n/a | n/a | n/a | n/a | n/a | year | n/a | n/a | n/a | n/a | n/a | n/a | n/a | n/a | n/a | n/a | n/a | n/a | n/a | n/a | n/a | n/a
Equip-C0037 | bill.east@us.army.mil | 2013-02-28T01:01:01 | 23-30 80 11 11 17: Railing | Rail-Apron | Fixed | n/a | n/a | n/a | n/a | n/a | n/a | year | n/a | n/a | n/a | n/a | n/a | year | n/a | n/a | n/a | n/a | n/a | n/a | n/a | n/a | n/a | n/a | n/a | n/a | n/a | n/a | n/a | n/a
Equip-C0045 | bill.east@us.army.mil | 2013-02-28T01:01:01 | 23-20 50 11: Fireproofing | Frame Apron | Fixed | n/a | n/a | n/a | n/a | n/a | n/a | year | n/a | n/a | n/a | n/a | n/a | year | n/a | n/a | n/a | n/a | n/a | n/a | n/a | n/a | n/a | n/a | n/a | n/a | n/a | n/a | n/a | n/a
Equip-C01B0 | bill.east@us.army.mil | 2013-02-28T01:01:01 | 23-40 35 11 11: Cabinets | Cabinet-915 x 455 x 560 | Fixed | n/a | n/a | n/a | n/a | n/a | n/a | year | n/a | n/a | n/a | n/a | n/a | year | n/a | n/a | n/a | n/a | n/a | n/a | n/a | n/a | n/a | n/a | n/a | n/a | n/a | n/a | n/a | n/a
Equip-C01C0 | bill.east@us.army.mil | 2013-02-28T01:01:01 | 23-40 35 11 11: Cabinets | Cabinet-915 x 610 x 560 | Fixed | n/a | n/a | n/a | n/a | n/a | n/a | year | n/a | n/a | n/a | n/a | n/a | year | n/a | n/a | n/a | n/a | n/a | n/a | n/a | n/a | n/a | n/a | n/a | n/a | n/a | n/a | n/a | n/a
Equip-C01D0 | bill.east@us.army.mil | 2013-02-28T01:01:01 | 23-40 35 11 11: Cabinets | Cabinet-915 x 455 x 560 | Fixed | n/a | n/a | n/a | n/a | n/a | n/a | year | n/a | n/a | n/a | n/a | n/a | year | n/a | n/a | n/a | n/a | n/a | n/a | n/a | n/a | n/a | n/a | n/a | n/a | n/a | n/a | n/a | n/a
Equip-C02B0 | bill.east@us.army.mil | 2013-02-28T01:01:01 | 23-40 35 11 11: Cabinets | Cabinet-915 x 610 x 560 | Fixed | n/a | n/a | n/a | n/a | n/a | n/a | year | n/a | n/a | n/a | n/a | n/a | year | n/a | n/a | n/a | n/a | n/a | n/a | n/a | n/a | n/a | n/a | n/a | n/a | n/a | n/a | n/a | n/a
Equip-C02D0 | bill.east@us.army.mil | 2013-02-28T01:01:01 | 23-40 35 11 11: Cabinets | Cabinet-915 x 610 x 560 | Fixed | n/a | n/a | n/a | n/a | n/a | n/a | year | n/a | n/a | n/a | n/a | n/a | year | n/a | n/a | n/a | n/a | n/a | n/a | n/a | n/a | n/a | n/a | n/a | n/a | n/a | n/a | n/a | n/a
Equip-C02Q0 | bill.east@us.army.mil | 2013-02-28T01:01:01 | 23-40 35 11 11: Cabinets | Cabinet-915 x 610 x 560 | Fixed | n/a | n/a | n/a | n/a | n/a | n/a | year | n/a | n/a | n/a | n/a | n/a | year | n/a | n/a | n/a | n/a | n/a | n/a | n/a | n/a | n/a | n/a | n/a | n/a | n/a | n/a | n/a | n/a
Equip-C03H0 | bill.east@us.army.mil | 2013-02-28T01:01:01 | 23-40 35 11 11: Cabinets | Cabinet-915 x 760 x 560 | Fixed | n/a | n/a | n/a | n/a | n/a | n/a | year | n/a | n/a | n/a | n/a | n/a | year | n/a | n/a | n/a | n/a | n/a | n/a | n/a | n/a | n/a | n/a | n/a | n/a | n/a | n/a | n/a | n/a
Equip-C04E0 | bill.east@us.army.mil | 2013-02-28T01:01:01 | 23-40 35 11 11: Cabinets | Cabinet-U/C/B-2DO-2HDR-SH | Fixed | n/a | n/a | n/a | n/a | n/a | n/a | year | n/a | n/a | n/a | n/a | n/a | year | n/a | n/a | n/a | n/a | n/a | n/a | n/a | n/a | n/a | n/a | n/a | n/a | n/a | n/a | n/a | n/a
Equip-C04J0 | bill.east@us.army.mil | 2013-02-28T01:01:01 | 23-40 35 11 11: Cabinets | Cabinet-915 x 915 x 560 | Fixed | n/a | n/a | n/a | n/a | n/a | n/a | year | n/a | n/a | n/a | n/a | n/a | year | n/a | n/a | n/a | n/a | n/a | n/a | n/a | n/a | n/a | n/a | n/a | n/a | n/a | n/a | n/a | n/a
Equip-C05F0 | bill.east@us.army.mil | 2013-02-28T01:01:01 | 23-40 35 11 11: Cabinets | Cabinet-915 x 1220 x 560 | Fixed | n/a | n/a | n/a | n/a | n/a | n/a | year | n/a | n/a | n/a | n/a | n/a | year | n/a | n/a | n/a | n/a | n/a | n/a | n/a | n/a | n/a | n/a | n/a | n/a | n/a | n/a | n/a | n/a
Equip-C05P0 | bill.east@us.army.mil | 2013-02-28T01:01:01 | 23-40 35 11 11: Cabinets | Cabinet-915 x 1220 x 560 | Fixed | n/a | n/a | n/a | n/a | n/a | n/a | year | n/a | n/a | n/a | n/a | n/a | year | n/a | n/a | n/a | n/a | n/a | n/a | n/a | n/a | n/a | n/a | n/a | n/a | n/a | n/a | n/a | n/a
Equip-C2700 | bill.east@us.army.mil | 2013-02-28T01:01:01 | 23-40 35 11 11: Cabinets | Cabinet-915 x 1220 x 560 | Fixed | n/a | n/a | n/a | n/a | n/a | n/a | year | n/a | n/a | n/a | n/a | n/a | year | n/a | n/a | n/a | n/a | n/a | n/a | n/a | n/a | n/a | n/a | n/a | n/a | n/a | n/a | n/a | n/a
Equip-C3030 | bill.east@us.army.mil | 2013-02-28T01:01:01 | 23-40 35 11 11: Cabinets | Cabinet-915 x 1220 x 560 | Fixed | n/a | n/a | n/a | n/a | n/a | n/a | year | n/a | n/a | n/a | n/a | n/a | year | n/a | n/a | n/a | n/a | n/a | n/a | n/a | n/a | n/a | n/a | n/a | n/a | n/a | n/a | n/a | n/a
Equip-CB020 | bill.east@us.army.mil | 2013-02-28T01:01:01 | 23-40 35 11 11: Cabinets | Cabinet-760 x 610 x 330 | Fixed | n/a | n/a | n/a | n/a | n/a | n/a | year | n/a | n/a | n/a | n/a | n/a | year | n/a | n/a | n/a | n/a | n/a | n/a | n/a | n/a | n/a | n/a | n/a | n/a | n/a | n/a | n/a | n/a
Equip-CC020 | bill.east@us.army.mil | 2013-02-28T01:01:01 | 23-40 35 11 11: Cabinets | Cabinet-760 x 610 x 330 | Fixed | n/a | n/a | n/a | n/a | n/a | n/a | year | n/a | n/a | n/a | n/a | n/a | year | n/a | n/a | n/a | n/a | n/a | n/a | n/a | n/a | n/a | n/a | n/a | n/a | n/a | n/a | n/a | n/a
Equip-CD030 | bill.east@us.army.mil | 2013-02-28T01:01:01 | 23-40 35 11 11: Cabinets | Cabinet-760 x 915 x 330 | Fixed | n/a | n/a | n/a | n/a | n/a | n/a | year | n/a | n/a | n/a | n/a | n/a | year | n/a | n/a | n/a | n/a | n/a | n/a | n/a | n/a | n/a | n/a | n/a | n/a | n/a | n/a | n/a | n/a
Equip-CD040 | bill.east@us.army.mil | 2013-02-28T01:01:01 | 23-40 35 11 11: Cabinets | Cabinet-760 x 915 x 330 | Fixed | n/a | n/a | n/a | n/a | n/a | n/a | year | n/a | n/a | n/a | n/a | n/a | year | n/a | n/a | n/a | n/a | n/a | n/a | n/a | n/a | n/a | n/a | n/a | n/a | n/a | n/a | n/a | n/a
Equip-CE030 | bill.east@us.army.mil | 2013-02-28T01:01:01 | 23-40 35 11 11: Cabinets | Cabinet-760 x 760 x 330 | Fixed | n/a | n/a | n/a | n/a | n/a | n/a | year | n/a | n/a | n/a | n/a | n/a | year | n/a | n/a | n/a | n/a | n/a | n/a | n/a | n/a | n/a | n/a | n/a | n/a | n/a | n/a | n/a | n/a
Equip-CE040 | bill.east@us.army.mil | 2013-02-28T01:01:01 | 23-40 35 11 11: Cabinets | Cabinet-760 x 915 x 330 | Fixed | n/a | n/a | n/a | n/a | n/a | n/a | year | n/a | n/a | n/a | n/a | n/a | year | n/a | n/a | n/a | n/a | n/a | n/a | n/a | n/a | n/a | n/a | n/a | n/a | n/a | n/a | n/a | n/a
Equip-CO4L0 | bill.east@us.army.mil | 2013-02-28T01:01:01 | 23-40 35 11 11: Cabinets | Cabinet-760 x 915 x 330 | Fixed | n/a | n/a | n/a | n/a | n/a | n/a | year | n/a | n/a | n/a | n/a | n/a | year | n/a | n/a | n/a | n/a | n/a | n/a | n/a | n/a | n/a | n/a | n/a | n/a | n/a | n/a | n/a | n/a
Equip-CR620 | bill.east@us.army.mil | 2013-02-28T01:01:01 | 23-40 35 11 11: Cabinets | Cabinet-760 x 915 x 330 | Fixed | n/a | n/a | n/a | n/a | n/a | n/a | year | n/a | n/a | n/a | n/a | n/a | year | n/a | n/a | n/a | n/a | n/a | n/a | n/a | n/a | n/a | n/a | n/a | n/a | n/a | n/a | n/a | n/a
Equip-CS150 | bill.east@us.army.mil | 2013-02-28T01:01:01 | 23-40 70 17 21 11: Counters and Work Surfaces | Counter Sink - 255 x 480 x 405 | Fixed | n/a | n/a | n/a | n/a | n/a | n/a | year | n/a | n/a | n/a | n/a | n/a | year | n/a | n/a | n/a | n/a | n/a | n/a | n/a | n/a | n/a | n/a | n/a | n/a | n/a | n/a | n/a | n/a
Equip-CS180A | bill.east@us.army.mil | 2013-02-28T01:01:01 | 23-40 70 17 21 11: Counters and Work Surfaces | Counter Sink - 305 x 560 x 405-MODULAR DROP-IN | Fixed | n/a | n/a | n/a | n/a | n/a | n/a | year | n/a | n/a | n/a | n/a | n/a | year | n/a | n/a | n/a | n/a | n/a | n/a | n/a | n/a | n/a | n/a | n/a | n/a | n/a | n/a | n/a | n/a
Equip-CS180M | bill.east@us.army.mil | 2013-02-28T01:01:01 | 23-40 70 17 21 11: Counters and Work Surfaces | Counter Sink - 305 x 560 x 405 | Fixed | n/a | n/a | n/a | n/a | n/a | n/a | year | n/a | n/a | n/a | n/a | n/a | year | n/a | n/a | n/a | n/a | n/a | n/a | n/a | n/a | n/a | n/a | n/a | n/a | n/a | n/a | n/a | n/a
Equip-CS220M | bill.east@us.army.mil | 2013-02-28T01:01:01 | 23-40 70 17 21 11: Counters and Work Surfaces | Counter Sink - Cup | Fixed | n/a | n/a | n/a | n/a | n/a | n/a | year | n/a | n/a | n/a | n/a | n/a | year | n/a | n/a | n/a | n/a | n/a | n/a | n/a | n/a | n/a | n/a | n/a | n/a | n/a | n/a | n/a | n/a
Equip-CT030 | bill.east@us.army.mil | 2013-02-28T01:01:01 | 23-40 70 17 21 11: Counters and Work Surfaces | Counter Top-Laminatec Plastic | Fixed | n/a | n/a | n/a | n/a | n/a | n/a | year | n/a | n/a | n/a | n/a | n/a | year | n/a | n/a | n/a | n/a | n/a | n/a | n/a | n/a | n/a | n/a | n/a | n/a | n/a | n/a | n/a | n/a
Equip-CT050 | bill.east@us.army.mil | 2013-02-28T01:01:01 | 23-40 70 17 21 11: Counters and Work Surfaces | Counter Top | Fixed | n/a | n/a | n/a | n/a | n/a | n/a | year | n/a | n/a | n/a | n/a | n/a | year | n/a | n/a | n/a | n/a | n/a | n/a | n/a | n/a | n/a | n/a | n/a | n/a | n/a | n/a | n/a | n/a
Equip-CT060 | bill.east@us.army.mil | 2013-02-28T01:01:01 | 23-40 70 17 21 11: Counters and Work Surfaces | Counter Top-Modified Epoxy Resin | Fixed | n/a | n/a | n/a | n/a | n/a | n/a | year | n/a | n/a | n/a | n/a | n/a | year | n/a | n/a | n/a | n/a | n/a | n/a | n/a | n/a | n/a | n/a | n/a | n/a | n/a | n/a | n/a | n/a
Equip-CW080 | bill.east@us.army.mil | 2013-02-28T01:01:01 | 23-40 35 11 11: Cabinets | Cabinet-2135 x 760 x 405 | Fixed | n/a | n/a | n/a | n/a | n/a | n/a | year | n/a | n/a | n/a | n/a | n/a | year | n/a | n/a | n/a | n/a | n/a | n/a | n/a | n/a | n/a | n/a | n/a | n/a | n/a | n/a | n/a | n/a
Equip-D0664 | bill.east@us.army.mil | 2013-02-28T01:01:01 | 23-40 20 27: Storage Shelving | Open Shelf - 610 x 660 x 305 | Fixed | n/a | n/a | n/a | n/a | n/a | n/a | year | n/a | n/a | n/a | n/a | n/a | year | n/a | n/a | n/a | n/a | n/a | n/a | n/a | n/a | n/a | n/a | n/a | n/a | n/a | n/a | n/a | n/a
Equip-D0666 | bill.east@us.army.mil | 2013-02-28T01:01:01 | 23-40 20 27: Storage Shelving | Open Shelf - 1195 x 660 x 305 | Fixed | n/a | n/a | n/a | n/a | n/a | n/a | year | n/a | n/a | n/a | n/a | n/a | year | n/a | n/a | n/a | n/a | n/a | n/a | n/a | n/a | n/a | n/a | n/a | n/a | n/a | n/a | n/a | n/a
Equip-D0757 | bill.east@us.army.mil | 2013-02-28T01:01:01 | 23-15 30 27 11: Tanks, Reservoirs | Boilout | Fixed | n/a | n/a | n/a | n/a | n/a | n/a | year | n/a | n/a | n/a | n/a | n/a | year | n/a | n/a | n/a | n/a | n/a | n/a | n/a | n/a | n/a | n/a | n/a | n/a | n/a | n/a | n/a | n/a
Equip-D0795 | bill.east@us.army.mil | 2013-02-28T01:01:01 | 23-40 70 17 21 11: Counters and Work Surfaces | Counter Sink - 255 x 355 x 255-11 | Fixed | n/a | n/a | n/a | n/a | n/a | n/a | year | n/a | n/a | n/a | n/a | n/a | year | n/a | n/a | n/a | n/a | n/a | n/a | n/a | n/a | n/a | n/a | n/a | n/a | n/a | n/a | n/a | n/a
Equip-D0800 | bill.east@us.army.mil | 2013-02-28T01:01:01 | 23-40 70 17 21 11: Counters and Work Surfaces | Sink 305 x 508 x 405 | Fixed | n/a | n/a | n/a | n/a | n/a | n/a | year | n/a | n/a | n/a | n/a | n/a | year | n/a | n/a | n/a | n/a | n/a | n/a | n/a | n/a | n/a | n/a | n/a | n/a | n/a | n/a | n/a | n/a
Equip-D0904 | bill.east@us.army.mil | 2013-02-28T01:01:01 | 23-40 70 17 14 14: Work Stations | Workstation | Fixed | n/a | n/a | n/a | n/a | n/a | n/a | year | n/a | n/a | n/a | n/a | n/a | year | n/a | n/a | n/a | n/a | n/a | n/a | n/a | n/a | n/a | n/a | n/a | n/a | n/a | n/a | n/a | n/a
Equip-D0915 | bill.east@us.army.mil | 2013-02-28T01:01:01 | 23-40 70 17 14 14: Work Stations | Workstation - Ceramic Modular | Fixed | n/a | n/a | n/a | n/a | n/a | n/a | year | n/a | n/a | n/a | n/a | n/a | year | n/a | n/a | n/a | n/a | n/a | n/a | n/a | n/a | n/a | n/a | n/a | n/a | n/a | n/a | n/a | n/a
Equip-D0930M | bill.east@us.army.mil | 2013-02-28T01:01:01 | 23-40 70 17 14 14: Work Stations | Workstation - Casing Modular | Fixed | n/a | n/a | n/a | n/a | n/a | n/a | year | n/a | n/a | n/a | n/a | n/a | year | n/a | n/a | n/a | n/a | n/a | n/a | n/a | n/a | n/a | n/a | n/a | n/a | n/a | n/a | n/a | n/a
Equip-D0935 | bill.east@us.army.mil | 2013-02-28T01:01:01 | 23-40 70 17 14 14: Work Stations | Workstation 2455 W. x 510 D. x 940 | Fixed | n/a | n/a | n/a | n/a | n/a | n/a | year | n/a | n/a | n/a | n/a | n/a | year | n/a | n/a | n/a | n/a | n/a | n/a | n/a | n/a | n/a | n/a | n/a | n/a | n/a | n/a | n/a | n/a
Equip-D0935M | bill.east@us.army.mil | 2013-02-28T01:01:01 | 23-40 70 17 14 14: Work Stations | Workstation with Sink | Fixed | n/a | n/a | n/a | n/a | n/a | n/a | year | n/a | n/a | n/a | n/a | n/a | year | n/a | n/a | n/a | n/a | n/a | n/a | n/a | n/a | n/a | n/a | n/a | n/a | n/a | n/a | n/a | n/a
Equip-D0942 | bill.east@us.army.mil | 2013-02-28T01:01:01 | 23-40 70 17 14 14: Work Stations | Workstation Equipment Bench | Fixed | n/a | n/a | n/a | n/a | n/a | n/a | year | n/a | n/a | n/a | n/a | n/a | year | n/a | n/a | n/a | n/a | n/a | n/a | n/a | n/a | n/a | n/a | n/a | n/a | n/a | n/a | n/a | n/a
Equip-D0981 | bill.east@us.army.mil | 2013-02-28T01:01:01 | 23-40 70 17 14 14: Work Stations | Workstation Equipment Bench | Fixed | n/a | n/a | n/a | n/a | n/a | n/a | year | n/a | n/a | n/a | n/a | n/a | year | n/a | n/a | n/a | n/a | n/a | n/a | n/a | n/a | n/a | n/a | n/a | n/a | n/a | n/a | n/a | n/a
Equip-D0985 | bill.east@us.army.mil | 2013-02-28T01:01:01 | 23-40 70 17 14 14: Work Stations | Workstation - Infection Control | Fixed | n/a | n/a | n/a | n/a | n/a | n/a | year | n/a | n/a | n/a | n/a | n/a | year | n/a | n/a | n/a | n/a | n/a | n/a | n/a | n/a | n/a | n/a | n/a | n/a | n/a | n/a | n/a | n/a
Equip-D3290 | bill.east@us.army.mil | 2013-02-28T01:01:01 | 23-20 40 14 11: Soldering Products | Soldering Unit | Fixed | n/a | n/a | n/a | n/a | n/a | n/a | year | n/a | n/a | n/a | n/a | n/a | year | n/a | n/a | n/a | n/a | n/a | n/a | n/a | n/a | n/a | n/a | n/a | n/a | n/a | n/a | n/a | n/a
Equip-D3300 | bill.east@us.army.mil | 2013-02-28T01:01:01 | 23-40 20 14 14 11: Chairs | Chair-Radiographic | Fixed | n/a | n/a | n/a | n/a | n/a | n/a | year | n/a | n/a | n/a | n/a | n/a | year | n/a | n/a | n/a | n/a | n/a | n/a | n/a | n/a | n/a | n/a | n/a | n/a | n/a | n/a | n/a | n/a
Equip-D3320 | bill.east@us.army.mil | 2013-02-28T01:01:01 | 23-40 20 14 14 11: Chairs | Chair with Unit Mount | Fixed | n/a | n/a | n/a | n/a | n/a | n/a | year | n/a | n/a | n/a | n/a | n/a | year | n/a | n/a | n/a | n/a | n/a | n/a | n/a | n/a | n/a | n/a | n/a | n/a | n/a | n/a | n/a | n/a
Equip-D3380 | bill.east@us.army.mil | 2013-02-28T01:01:01 | 23-40 20 14 14 17: Stools | Operating Stool | Fixed | n/a | n/a | n/a | n/a | n/a | n/a | year | n/a | n/a | n/a | n/a | n/a | year | n/a | n/a | n/a | n/a | n/a | n/a | n/a | n/a | n/a | n/a | n/a | n/a | n/a | n/a | n/a | n/a
Equip-D3390 | bill.east@us.army.mil | 2013-02-28T01:01:01 | 23-40 20 14 14 17: Stools | Operating Stool | Fixed | n/a | n/a | n/a | n/a | n/a | n/a | year | n/a | n/a | n/a | n/a | n/a | year | n/a | n/a | n/a | n/a | n/a | n/a | n/a | n/a | n/a | n/a | n/a | n/a | n/a | n/a | n/a | n/a
Equip-D4360 | bill.east@us.army.mil | 2013-02-28T01:01:01 | 23-65 55 11 11: Gas Compressors/Vacuum Pumps | Vacuum Pump | Fixed | n/a | n/a | n/a | n/a | n/a | n/a | year | n/a | n/a | n/a | n/a | n/a | year | n/a | n/a | n/a | n/a | n/a | n/a | n/a | n/a | n/a | n/a | n/a | n/a | n/a | n/a | n/a | n/a
Equip-D5145 | bill.east@us.army.mil | 2013-02-28T01:01:01 | 23-75 85 14 14: Pneumatic Controls | Pneumatic Chisel | Fixed | n/a | n/a | n/a | n/a | n/a | n/a | year | n/a | n/a | n/a | n/a | n/a | year | n/a | n/a | n/a | n/a | n/a | n/a | n/a | n/a | n/a | n/a | n/a | n/a | n/a | n/a | n/a | n/a
Equip-D600 | bill.east@us.army.mil | 2013-02-28T01:01:01 | 23-75 85 14 14: Pneumatic Controls | Pneumatic Chisel | Fixed | n/a | n/a | n/a | n/a | n/a | n/a | year | n/a | n/a | n/a | n/a | n/a | year | n/a | n/a | n/a | n/a | n/a | n/a | n/a | n/a | n/a | n/a | n/a | n/a | n/a | n/a | n/a | n/a
Equip-D6000 | bill.east@us.army.mil | 2013-02-28T01:01:01 | 23-80 70: Lighting | Light-Dental | Fixed | n/a | n/a | n/a | n/a | n/a | n/a | year | n/a | n/a | n/a | n/a | n/a | year | n/a | n/a | n/a | n/a | n/a | n/a | n/a | n/a | n/a | n/a | n/a | n/a | n/a | n/a | n/a | n/a
Equip-D6600 | bill.east@us.army.mil | 2013-02-28T01:01:01 | 23-40 70 11 14 11: Medical Equipment | Mixer/Investor-Vacuum | Fixed | n/a | n/a | n/a | n/a | n/a | n/a | year | n/a | n/a | n/a | n/a | n/a | year | n/a | n/a | n/a | n/a | n/a | n/a | n/a | n/a | n/a | n/a | n/a | n/a | n/a | n/a | n/a | n/a
Equip-D7090 | bill.east@us.army.mil | 2013-02-28T01:01:01 | 23-40 70 11 14 11: Medical Equipment | Floor Mounted Utility Center | Fixed | n/a | n/a | n/a | n/a | n/a | n/a | year | n/a | n/a | n/a | n/a | n/a | year | n/a | n/a | n/a | n/a | n/a | n/a | n/a | n/a | n/a | n/a | n/a | n/a | n/a | n/a | n/a | n/a
Equip-D8250 | bill.east@us.army.mil | 2013-02-28T01:01:01 | 23-40 70 11 14 11: Medical Equipment | Unit-Dental-Opera | Fixed | n/a | n/a | n/a | n/a | n/a | n/a | year | n/a | n/a | n/a | n/a | n/a | year | n/a | n/a | n/a | n/a | n/a | n/a | n/a | n/a | n/a | n/a | n/a | n/a | n/a | n/a | n/a | n/a
Equip-D8350 | bill.east@us.army.mil | 2013-02-28T01:01:01 | 23-40 70 11 14 11: Medical Equipment | Unit-Dental-Opera | Fixed | n/a | n/a | n/a | n/a | n/a | n/a | year | n/a | n/a | n/a | n/a | n/a | year | n/a | n/a | n/a | n/a | n/a | n/a | n/a | n/a | n/a | n/a | n/a | n/a | n/a | n/a | n/a | n/a
Equip-D8620M | bill.east@us.army.mil | 2013-02-28T01:01:01 | 23-35 06 23: Plasters | Plaster Bin | Fixed | n/a | n/a | n/a | n/a | n/a | n/a | year | n/a | n/a | n/a | n/a | n/a | year | n/a | n/a | n/a | n/a | n/a | n/a | n/a | n/a | n/a | n/a | n/a | n/a | n/a | n/a | n/a | n/a
Equip-D8850 | bill.east@us.army.mil | 2013-02-28T01:01:01 | 23-40 70 11 14 14: Dental Equipment | Amalgamator | Fixed | n/a | n/a | n/a | n/a | n/a | n/a | year | n/a | n/a | n/a | n/a | n/a | year | n/a | n/a | n/a | n/a | n/a | n/a | n/a | n/a | n/a | n/a | n/a | n/a | n/a | n/a | n/a | n/a
Equip-D9010 | bill.east@us.army.mil | 2013-02-28T01:01:01 | 23-40 35 11 11: Cabinets | Blast Cleaning Cabinet | Fixed | n/a | n/a | n/a | n/a | n/a | n/a | year | n/a | n/a | n/a | n/a | n/a | year | n/a | n/a | n/a | n/a | n/a | n/a | n/a | n/a | n/a | n/a | n/a | n/a | n/a | n/a | n/a | n/a
Equip-D9030 | bill.east@us.army.mil | 2013-02-28T01:01:01 | 23-40 35 11 11: Cabinets | Cabinet-810 x 560 x 460 | Fixed | n/a | n/a | n/a | n/a | n/a | n/a | year | n/a | n/a | n/a | n/a | n/a | year | n/a | n/a | n/a | n/a | n/a | n/a | n/a | n/a | n/a | n/a | n/a | n/a | n/a | n/a | n/a | n/a
Equip-D9056 | bill.east@us.army.mil | 2013-02-28T01:01:01 | 23-15 20 11 14 14 14: Regulating Valves | Valve-Air-16.4mm | Fixed | n/a | n/a | n/a | n/a | n/a | n/a | year | n/a | n/a | n/a | n/a | n/a | year | n/a | n/a | n/a | n/a | n/a | n/a | n/a | n/a | n/a | n/a | n/a | n/a | n/a | n/a | n/a | n/a
Equip-D9057 | bill.east@us.army.mil | 2013-02-28T01:01:01 | 23-15 20 11 14 14 14: Regulating Valves | Valve-Gas-Needle Control | Fixed | n/a | n/a | n/a | n/a | n/a | n/a | year | n/a | n/a | n/a | n/a | n/a | year | n/a | n/a | n/a | n/a | n/a | n/a | n/a | n/a | n/a | n/a | n/a | n/a | n/a | n/a | n/a | n/a
Equip-D9058 | bill.east@us.army.mil | 2013-02-28T01:01:01 | 23-15 20 11 14 14 14: Regulating Valves | Valve-90 PSI Air-16.4mm | Fixed | n/a | n/a | n/a | n/a | n/a | n/a | year | n/a | n/a | n/a | n/a | n/a | year | n/a | n/a | n/a | n/a | n/a | n/a | n/a | n/a | n/a | n/a | n/a | n/a | n/a | n/a | n/a | n/a
Equip-D9060 | bill.east@us.army.mil | 2013-02-28T01:01:01 | 23-40 70 11 14 11: Medical Equipment | Prophylaxis Unit-Ultrasonic | Fixed | n/a | n/a | n/a | n/a | n/a | n/a | year | n/a | n/a | n/a | n/a | n/a | year | n/a | n/a | n/a | n/a | n/a | n/a | n/a | n/a | n/a | n/a | n/a | n/a | n/a | n/a | n/a | n/a
Equip-D9400 | bill.east@us.army.mil | 2013-02-28T01:01:01 | 23-40 35 11 11: Cabinets | Cabinet-760 x 965 x 355 | Fixed | n/a | n/a | n/a | n/a | n/a | n/a | year | n/a | n/a | n/a | n/a | n/a | year | n/a | n/a | n/a | n/a | n/a | n/a | n/a | n/a | n/a | n/a | n/a | n/a | n/a | n/a | n/a | n/a
Equip-D9622 | bill.east@us.army.mil | 2013-02-28T01:01:01 | 23-20 40 11 11 21: Inserts | Insert-Tray 380 x 355 | Fixed | n/a | n/a | n/a | n/a | n/a | n/a | year | n/a | n/a | n/a | n/a | n/a | year | n/a | n/a | n/a | n/a | n/a | n/a | n/a | n/a | n/a | n/a | n/a | n/a | n/a | n/a | n/a | n/a
Equip-D9661 | bill.east@us.army.mil | 2013-02-28T01:01:01 | 23-40 35 11 11: Cabinets | Cabinet-790 x 480 x 460 | Fixed | n/a | n/a | n/a | n/a | n/a | n/a | year | n/a | n/a | n/a | n/a | n/a | year | n/a | n/a | n/a | n/a | n/a | n/a | n/a | n/a | n/a | n/a | n/a | n/a | n/a | n/a | n/a | n/a
Equip-D9662 | bill.east@us.army.mil | 2013-02-28T01:01:01 | 23-40 35 11 11: Cabinets | Cabinet-165 x 685 x 430 | Fixed | n/a | n/a | n/a | n/a | n/a | n/a | year | n/a | n/a | n/a | n/a | n/a | year | n/a | n/a | n/a | n/a | n/a | n/a | n/a | n/a | n/a | n/a | n/a | n/a | n/a | n/a | n/a | n/a
Equip-D9683 | bill.east@us.army.mil | 2013-02-28T01:01:01 | 23-40 35 11 11: Cabinets | Cabinet-780 x 480 x 455 | Fixed | n/a | n/a | n/a | n/a | n/a | n/a | year | n/a | n/a | n/a | n/a | n/a | year | n/a | n/a | n/a | n/a | n/a | n/a | n/a | n/a | n/a | n/a | n/a | n/a | n/a | n/a | n/a | n/a
Equip-D9691 | bill.east@us.army.mil | 2013-02-28T01:01:01 | 23-40 35 11 11: Cabinets | Cabinet-560 x 508 x 455 | Fixed | n/a | n/a | n/a | n/a | n/a | n/a | year | n/a | n/a | n/a | n/a | n/a | year | n/a | n/a | n/a | n/a | n/a | n/a | n/a | n/a | n/a | n/a | n/a | n/a | n/a | n/a | n/a | n/a
Equip-D9693 | bill.east@us.army.mil | 2013-02-28T01:01:01 | 23-40 35 11 11: Cabinets | Cabinet-780 x 480 x 455 | Fixed | n/a | n/a | n/a | n/a | n/a | n/a | year | n/a | n/a | n/a | n/a | n/a | year | n/a | n/a | n/a | n/a | n/a | n/a | n/a | n/a | n/a | n/a | n/a | n/a | n/a | n/a | n/a | n/a
Equip-D9787 | bill.east@us.army.mil | 2013-02-28T01:01:01 | 23-40 35 11 11: Cabinets | Cabinet-790 x 480 x 455 | Fixed | n/a | n/a | n/a | n/a | n/a | n/a | year | n/a | n/a | n/a | n/a | n/a | year | n/a | n/a | n/a | n/a | n/a | n/a | n/a | n/a | n/a | n/a | n/a | n/a | n/a | n/a | n/a | n/a
Equip-D9835 | bill.east@us.army.mil | 2013-02-28T01:01:01 | 23-40 35 11 11: Cabinets | Cabinet-430 x 685 x 455 | Fixed | n/a | n/a | n/a | n/a | n/a | n/a | year | n/a | n/a | n/a | n/a | n/a | year | n/a | n/a | n/a | n/a | n/a | n/a | n/a | n/a | n/a | n/a | n/a | n/a | n/a | n/a | n/a | n/a
Equip-D9836 | bill.east@us.army.mil | 2013-02-28T01:01:01 | 23-40 35 11 11: Cabinets | Cabinet-780 x 685 x 455 | Fixed | n/a | n/a | n/a | n/a | n/a | n/a | year | n/a | n/a | n/a | n/a | n/a | year | n/a | n/a | n/a | n/a | n/a | n/a | n/a | n/a | n/a | n/a | n/a | n/a | n/a | n/a | n/a | n/a
Equip-D9890 | bill.east@us.army.mil | 2013-02-28T01:01:01 | 23-20 40 11 11 21: Inserts | Insert-Tray | Fixed | n/a | n/a | n/a | n/a | n/a | n/a | year | n/a | n/a | n/a | n/a | n/a | year | n/a | n/a | n/a | n/a | n/a | n/a | n/a | n/a | n/a | n/a | n/a | n/a | n/a | n/a | n/a | n/a
Equip-D9941 | bill.east@us.army.mil | 2013-02-28T01:01:01 | 23-40 70 17 21 11: Counters and Work Surfaces | Counter Top-Laminated | Fixed | n/a | n/a | n/a | n/a | n/a | n/a | year | n/a | n/a | n/a | n/a | n/a | year | n/a | n/a | n/a | n/a | n/a | n/a | n/a | n/a | n/a | n/a | n/a | n/a | n/a | n/a | n/a | n/a
Equip-E1130 | bill.east@us.army.mil | 2013-02-28T01:01:01 | 23-40 70 17 14 14: Work Stations | Workstation - MOD - Recep 2135 x 1245 x 635 | Fixed | n/a | n/a | n/a | n/a | n/a | n/a | year | n/a | n/a | n/a | n/a | n/a | year | n/a | n/a | n/a | n/a | n/a | n/a | n/a | n/a | n/a | n/a | n/a | n/a | n/a | n/a | n/a | n/a
Equip-E1130A | bill.east@us.army.mil | 2013-02-28T01:01:01 | 23-40 70 17 14 14: Work Stations | Workstation - WPH - 760 mm DIA. | Fixed | n/a | n/a | n/a | n/a | n/a | n/a | year | n/a | n/a | n/a | n/a | n/a | year | n/a | n/a | n/a | n/a | n/a | n/a | n/a | n/a | n/a | n/a | n/a | n/a | n/a | n/a | n/a | n/a
Equip-E1405 | bill.east@us.army.mil | 2013-02-28T01:01:01 | 23-40 70 17 14 14: Work Stations | Workstation - Mod - Recep | Fixed | n/a | n/a | n/a | n/a | n/a | n/a | year | n/a | n/a | n/a | n/a | n/a | year | n/a | n/a | n/a | n/a | n/a | n/a | n/a | n/a | n/a | n/a | n/a | n/a | n/a | n/a | n/a | n/a
Equip-E1450 | bill.east@us.army.mil | 2013-02-28T01:01:01 | 23-40 70 17 14 14: Work Stations | Workstation - Mod - Recep | Fixed | n/a | n/a | n/a | n/a | n/a | n/a | year | n/a | n/a | n/a | n/a | n/a | year | n/a | n/a | n/a | n/a | n/a | n/a | n/a | n/a | n/a | n/a | n/a | n/a | n/a | n/a | n/a | n/a
Equip-E1500 | bill.east@us.army.mil | 2013-02-28T01:01:01 | 23-30 80 11 11 17: Railing | Rail-Apron | Fixed | n/a | n/a | n/a | n/a | n/a | n/a | year | n/a | n/a | n/a | n/a | n/a | year | n/a | n/a | n/a | n/a | n/a | n/a | n/a | n/a | n/a | n/a | n/a | n/a | n/a | n/a | n/a | n/a
Equip-E2302 | bill.east@us.army.mil | 2013-02-28T01:01:01 | 23-40 35 11 17: Work Surfaces | MBI Table-965 x 1220 x 760 | Fixed | n/a | n/a | n/a | n/a | n/a | n/a | year | n/a | n/a | n/a | n/a | n/a | year | n/a | n/a | n/a | n/a | n/a | n/a | n/a | n/a | n/a | n/a | n/a | n/a | n/a | n/a | n/a | n/a
Equip-E2401 | bill.east@us.army.mil | 2013-02-28T01:01:01 | 23-40 35 11 17: Work Surfaces | MBI Table-965 x 1830 x 760 | Fixed | n/a | n/a | n/a | n/a | n/a | n/a | year | n/a | n/a | n/a | n/a | n/a | year | n/a | n/a | n/a | n/a | n/a | n/a | n/a | n/a | n/a | n/a | n/a | n/a | n/a | n/a | n/a | n/a
Equip-E2700 | bill.east@us.army.mil | 2013-02-28T01:01:01 | 23-40 70 17 14 14: Work Stations | Workstation with Sink - 965 x 1245 x 635 | Fixed | n/a | n/a | n/a | n/a | n/a | n/a | year | n/a | n/a | n/a | n/a | n/a | year | n/a | n/a | n/a | n/a | n/a | n/a | n/a | n/a | n/a | n/a | n/a | n/a | n/a | n/a | n/a | n/a
Equip-E2700A | bill.east@us.army.mil | 2013-02-28T01:01:01 | 23-40 70 17 14 14: Work Stations | Workstation with Sink - 760 diameter | Fixed | n/a | n/a | n/a | n/a | n/a | n/a | year | n/a | n/a | n/a | n/a | n/a | year | n/a | n/a | n/a | n/a | n/a | n/a | n/a | n/a | n/a | n/a | n/a | n/a | n/a | n/a | n/a | n/a
Equip-E2858 | bill.east@us.army.mil | 2013-02-28T01:01:01 | 23-40 20 27: Storage Shelving | Shelf - 2135 x 940 x 330 | Fixed | n/a | n/a | n/a | n/a | n/a | n/a | year | n/a | n/a | n/a | n/a | n/a | year | n/a | n/a | n/a | n/a | n/a | n/a | n/a | n/a | n/a | n/a | n/a | n/a | n/a | n/a | n/a | n/a
Equip-E2870 | bill.east@us.army.mil | 2013-02-28T01:01:01 | 23-40 20 27: Storage Shelving | Shelf - 2135 x 1245 x 330 | Fixed | n/a | n/a | n/a | n/a | n/a | n/a | year | n/a | n/a | n/a | n/a | n/a | year | n/a | n/a | n/a | n/a | n/a | n/a | n/a | n/a | n/a | n/a | n/a | n/a | n/a | n/a | n/a | n/a
Equip-E2900 | bill.east@us.army.mil | 2013-02-28T01:01:01 | 23-40 90 11 17: Pin Boards | Tackboard | Fixed | n/a | n/a | n/a | n/a | n/a | n/a | year | n/a | n/a | n/a | n/a | n/a | year | n/a | n/a | n/a | n/a | n/a | n/a | n/a | n/a | n/a | n/a | n/a | n/a | n/a | n/a | n/a | n/a
Equip-E3150 | bill.east@us.army.mil | 2013-02-28T01:01:01 | 23-40 70 17 14 14: Work Stations | Workstation - 2135 x 1245 x 635 | Fixed | n/a | n/a | n/a | n/a | n/a | n/a | year | n/a | n/a | n/a | n/a | n/a | year | n/a | n/a | n/a | n/a | n/a | n/a | n/a | n/a | n/a | n/a | n/a | n/a | n/a | n/a | n/a | n/a
Equip-E3500 | bill.east@us.army.mil | 2013-02-28T01:01:01 | 23-40 70 17 14 14: Work Stations | Control Station-Mod | Fixed | n/a | n/a | n/a | n/a | n/a | n/a | year | n/a | n/a | n/a | n/a | n/a | year | n/a | n/a | n/a | n/a | n/a | n/a | n/a | n/a | n/a | n/a | n/a | n/a | n/a | n/a | n/a | n/a
Equip-E3500A | bill.east@us.army.mil | 2013-02-28T01:01:01 | 23-40 70 17 14 14: Work Stations | Control Station-Corner | Fixed | n/a | n/a | n/a | n/a | n/a | n/a | year | n/a | n/a | n/a | n/a | n/a | year | n/a | n/a | n/a | n/a | n/a | n/a | n/a | n/a | n/a | n/a | n/a | n/a | n/a | n/a | n/a | n/a
Equip-E3500B | bill.east@us.army.mil | 2013-02-28T01:01:01 | 23-40 70 17 14 14: Work Stations | Control Station-End | Fixed | n/a | n/a | n/a | n/a | n/a | n/a | year | n/a | n/a | n/a | n/a | n/a | year | n/a | n/a | n/a | n/a | n/a | n/a | n/a | n/a | n/a | n/a | n/a | n/a | n/a | n/a | n/a | n/a
Equip-E5200 | bill.east@us.army.mil | 2013-02-28T01:01:01 | 23-40 20 11 17: Lockers | Locker-Linen | Fixed | n/a | n/a | n/a | n/a | n/a | n/a | year | n/a | n/a | n/a | n/a | n/a | year | n/a | n/a | n/a | n/a | n/a | n/a | n/a | n/a | n/a | n/a | n/a | n/a | n/a | n/a | n/a | n/a
Equip-E5410 | bill.east@us.army.mil | 2013-02-28T01:01:01 | 23-40 70 17 14 14: Work Stations | Workstation - MOD - 1525 x 760 | Fixed | n/a | n/a | n/a | n/a | n/a | n/a | year | n/a | n/a | n/a | n/a | n/a | year | n/a | n/a | n/a | n/a | n/a | n/a | n/a | n/a | n/a | n/a | n/a | n/a | n/a | n/a | n/a | n/a
Equip-E5500 | bill.east@us.army.mil | 2013-02-28T01:01:01 | 23-40 70 17 14 14: Work Stations | Workstation | Fixed | n/a | n/a | n/a | n/a | n/a | n/a | year | n/a | n/a | n/a | n/a | n/a | year | n/a | n/a | n/a | n/a | n/a | n/a | n/a | n/a | n/a | n/a | n/a | n/a | n/a | n/a | n/a | n/a
Equip-E5650 | bill.east@us.army.mil | 2013-02-28T01:01:01 | 23-40 20 24 21: Dressers | Credenza | Fixed | n/a | n/a | n/a | n/a | n/a | n/a | year | n/a | n/a | n/a | n/a | n/a | year | n/a | n/a | n/a | n/a | n/a | n/a | n/a | n/a | n/a | n/a | n/a | n/a | n/a | n/a | n/a | n/a
Equip-E5700 | bill.east@us.army.mil | 2013-02-28T01:01:01 | 23-40 70 17 14 14: Work Stations | Workstation | Fixed | n/a | n/a | n/a | n/a | n/a | n/a | year | n/a | n/a | n/a | n/a | n/a | year | n/a | n/a | n/a | n/a | n/a | n/a | n/a | n/a | n/a | n/a | n/a | n/a | n/a | n/a | n/a | n/a
Equip-E8100 | bill.east@us.army.mil | 2013-02-28T01:01:01 | 23-25 30 24 24: Structural Panels | Support Panel-Modular 2035 x 1220 x 50 | Fixed | n/a | n/a | n/a | n/a | n/a | n/a | year | n/a | n/a | n/a | n/a | n/a | year | n/a | n/a | n/a | n/a | n/a | n/a | n/a | n/a | n/a | n/a | n/a | n/a | n/a | n/a | n/a | n/a
Equip-F0130 | bill.east@us.army.mil | 2013-02-28T01:01:01 | 23-40 20 24 34: Bookcases | Single Bookstack | Fixed | n/a | n/a | n/a | n/a | n/a | n/a | year | n/a | n/a | n/a | n/a | n/a | year | n/a | n/a | n/a | n/a | n/a | n/a | n/a | n/a | n/a | n/a | n/a | n/a | n/a | n/a | n/a | n/a
Equip-F0205 | bill.east@us.army.mil | 2013-02-28T01:01:01 | 23-40 20 14 14 11: Chairs | Chair with Arms | Fixed | n/a | n/a | n/a | n/a | n/a | n/a | year | n/a | n/a | n/a | n/a | n/a | year | n/a | n/a | n/a | n/a | n/a | n/a | n/a | n/a | n/a | n/a | n/a | n/a | n/a | n/a | n/a | n/a
Equip-F0710M | bill.east@us.army.mil | 2013-02-28T01:01:01 | 23-40 20 24 31: Desk | Computer Desk | Fixed | n/a | n/a | n/a | n/a | n/a | n/a | year | n/a | n/a | n/a | n/a | n/a | year | n/a | n/a | n/a | n/a | n/a | n/a | n/a | n/a | n/a | n/a | n/a | n/a | n/a | n/a | n/a | n/a
Equip-F2000 | bill.east@us.army.mil | 2013-02-28T01:01:01 | 23-40 10 11 21: Trash Receptors | Round Wastepaper Basket | Fixed | n/a | n/a | n/a | n/a | n/a | n/a | year | n/a | n/a | n/a | n/a | n/a | year | n/a | n/a | n/a | n/a | n/a | n/a | n/a | n/a | n/a | n/a | n/a | n/a | n/a | n/a | n/a | n/a
Equip-F2270 | bill.east@us.army.mil | 2013-02-28T01:01:01 | 23-85 10 11 14 11: Audio Recorders | Recorder | Fixed | n/a | n/a | n/a | n/a | n/a | n/a | year | n/a | n/a | n/a | n/a | n/a | year | n/a | n/a | n/a | n/a | n/a | n/a | n/a | n/a | n/a | n/a | n/a | n/a | n/a | n/a | n/a | n/a
Equip-F2310 | bill.east@us.army.mil | 2013-02-28T01:01:01 | 23-40 20 11 21: Racks and Hangers | Coat Rack | Fixed | n/a | n/a | n/a | n/a | n/a | n/a | year | n/a | n/a | n/a | n/a | n/a | year | n/a | n/a | n/a | n/a | n/a | n/a | n/a | n/a | n/a | n/a | n/a | n/a | n/a | n/a | n/a | n/a
Equip-F2420 | bill.east@us.army.mil | 2013-02-28T01:01:01 | 23-80 70 21: Lamps | Table Lamp with Shade | Fixed | n/a | n/a | n/a | n/a | n/a | n/a | year | n/a | n/a | n/a | n/a | n/a | year | n/a | n/a | n/a | n/a | n/a | n/a | n/a | n/a | n/a | n/a | n/a | n/a | n/a | n/a | n/a | n/a
Equip-F3010 | bill.east@us.army.mil | 2013-02-28T01:01:01 | 23-40 90 11 17: Pin Boards | Bulletin Board | Fixed | n/a | n/a | n/a | n/a | n/a | n/a | year | n/a | n/a | n/a | n/a | n/a | year | n/a | n/a | n/a | n/a | n/a | n/a | n/a | n/a | n/a | n/a | n/a | n/a | n/a | n/a | n/a | n/a
Equip-F3030 | bill.east@us.army.mil | 2013-02-28T01:01:01 | 23-40 90 11 31: Notice Boards | Magnetic Scheduling Board | Fixed | n/a | n/a | n/a | n/a | n/a | n/a | year | n/a | n/a | n/a | n/a | n/a | year | n/a | n/a | n/a | n/a | n/a | n/a | n/a | n/a | n/a | n/a | n/a | n/a | n/a | n/a | n/a | n/a
Equip-F3050 | bill.east@us.army.mil | 2013-02-28T01:01:01 | 23-40 90 11 21: Writing Boards | Whiteboard - 915 x 1220 | Fixed | n/a | n/a | n/a | n/a | n/a | n/a | year | n/a | n/a | n/a | n/a | n/a | year | n/a | n/a | n/a | n/a | n/a | n/a | n/a | n/a | n/a | n/a | n/a | n/a | n/a | n/a | n/a | n/a
Equip-F3050M | bill.east@us.army.mil | 2013-02-28T01:01:01 | 23-40 90 11 21: Writing Boards | Whiteboard - 510 x 915 | Fixed | n/a | n/a | n/a | n/a | n/a | n/a | year | n/a | n/a | n/a | n/a | n/a | year | n/a | n/a | n/a | n/a | n/a | n/a | n/a | n/a | n/a | n/a | n/a | n/a | n/a | n/a | n/a | n/a
Equip-F3055 | bill.east@us.army.mil | 2013-02-28T01:01:01 | 23-40 90 11 21: Writing Boards | Whiteboard | Fixed | n/a | n/a | n/a | n/a | n/a | n/a | year | n/a | n/a | n/a | n/a | n/a | year | n/a | n/a | n/a | n/a | n/a | n/a | n/a | n/a | n/a | n/a | n/a | n/a | n/a | n/a | n/a | n/a
Equip-F3070 | bill.east@us.army.mil | 2013-02-28T01:01:01 | 23-40 90 14 34: Directory Boards | Grid Map-Wall Mounted | Fixed | n/a | n/a | n/a | n/a | n/a | n/a | year | n/a | n/a | n/a | n/a | n/a | year | n/a | n/a | n/a | n/a | n/a | n/a | n/a | n/a | n/a | n/a | n/a | n/a | n/a | n/a | n/a | n/a
Equip-F3200 | bill.east@us.army.mil | 2013-02-28T01:01:01 | 23-40 95 17 27: Clocks | Battery Clock | Fixed | n/a | n/a | n/a | n/a | n/a | n/a | year | n/a | n/a | n/a | n/a | n/a | year | n/a | n/a | n/a | n/a | n/a | n/a | n/a | n/a | n/a | n/a | n/a | n/a | n/a | n/a | n/a | n/a
Equip-F3230 | bill.east@us.army.mil | 2013-02-28T01:01:01 | 23-40 20 11 21 11: Coat Racks | Coat Rack | Fixed | n/a | n/a | n/a | n/a | n/a | n/a | year | n/a | n/a | n/a | n/a | n/a | year | n/a | n/a | n/a | n/a | n/a | n/a | n/a | n/a | n/a | n/a | n/a | n/a | n/a | n/a | n/a | n/a
Equip-K1552M | bill.east@us.army.mil | 2013-02-28T01:01:01 | 23-40 70 11 14 11: Medical Equipment | Eye Exam | Fixed | n/a | n/a | n/a | n/a | n/a | n/a | year | n/a | n/a | n/a | n/a | n/a | year | n/a | n/a | n/a | n/a | n/a | n/a | n/a | n/a | n/a | n/a | n/a | n/a | n/a | n/a | n/a | n/a
Equip-K4505 | bill.east@us.army.mil | 2013-02-28T01:01:01 | 23-40 20 34 17: Stoves | Operating Stool | Fixed | n/a | n/a | n/a | n/a | n/a | n/a | year | n/a | n/a | n/a | n/a | n/a | year | n/a | n/a | n/a | n/a | n/a | n/a | n/a | n/a | n/a | n/a | n/a | n/a | n/a | n/a | n/a | n/a
Equip-L0090M | bill.east@us.army.mil | 2013-02-28T01:01:01 | 23-40 35 11 17: Work Surfaces | Microscope | Fixed | n/a | n/a | n/a | n/a | n/a | n/a | year | n/a | n/a | n/a | n/a | n/a | year | n/a | n/a | n/a | n/a | n/a | n/a | n/a | n/a | n/a | n/a | n/a | n/a | n/a | n/a | n/a | n/a
Equip-L1080 | bill.east@us.army.mil | 2013-02-28T01:01:01 | 23-15 30 17 31: Chemical Equipment | Analyzer - Chemistry | Fixed | n/a | n/a | n/a | n/a | n/a | n/a | year | n/a | n/a | n/a | n/a | n/a | year | n/a | n/a | n/a | n/a | n/a | n/a | n/a | n/a | n/a | n/a | n/a | n/a | n/a | n/a | n/a | n/a
Equip-L1200 | bill.east@us.army.mil | 2013-02-28T01:01:01 | 23-40 35 11 11: Cabinets | Cabinet-Specimen | Fixed | n/a | n/a | n/a | n/a | n/a | n/a | year | n/a | n/a | n/a | n/a | n/a | year | n/a | n/a | n/a | n/a | n/a | n/a | n/a | n/a | n/a | n/a | n/a | n/a | n/a | n/a | n/a | n/a
Equip-L2001 | bill.east@us.army.mil | 2013-02-28T01:01:01 | 23-65 50 11: Water Treatment | Demineralizer-Water | Fixed | n/a | n/a | n/a | n/a | n/a | n/a | year | n/a | n/a | n/a | n/a | n/a | year | n/a | n/a | n/a | n/a | n/a | n/a | n/a | n/a | n/a | n/a | n/a | n/a | n/a | n/a | n/a | n/a
Equip-L2290 | bill.east@us.army.mil | 2013-02-28T01:01:01 | 23-40 40 14 21: Hood and Ventilation Equipment | Hood-Laminar Flow | Fixed | n/a | n/a | n/a | n/a | n/a | n/a | year | n/a | n/a | n/a | n/a | n/a | year | n/a | n/a | n/a | n/a | n/a | n/a | n/a | n/a | n/a | n/a | n/a | n/a | n/a | n/a | n/a | n/a
Equip-L3365 | bill.east@us.army.mil | 2013-02-28T01:01:01 | 23-20 90 11: Cleaning and Maintenance Products | Washer-Labware | Fixed | n/a | n/a | n/a | n/a | n/a | n/a | year | n/a | n/a | n/a | n/a | n/a | year | n/a | n/a | n/a | n/a | n/a | n/a | n/a | n/a | n/a | n/a | n/a | n/a | n/a | n/a | n/a | n/a
Equip-M0410 | bill.east@us.army.mil | 2013-02-28T01:01:01 | 23-40 90 11 34: Display Screens | Projection Screen | Fixed | n/a | n/a | n/a | n/a | n/a | n/a | year | n/a | n/a | n/a | n/a | n/a | year | n/a | n/a | n/a | n/a | n/a | n/a | n/a | n/a | n/a | n/a | n/a | n/a | n/a | n/a | n/a | n/a
Equip-M0500 | bill.east@us.army.mil | 2013-02-28T01:01:01 | 23-85 05 17 11 11: Television Broadcasting Equipment | Color Television | Fixed | n/a | n/a | n/a | n/a | n/a | n/a | year | n/a | n/a | n/a | n/a | n/a | year | n/a | n/a | n/a | n/a | n/a | n/a | n/a | n/a | n/a | n/a | n/a | n/a | n/a | n/a | n/a | n/a
Equip-M1620 | bill.east@us.army.mil | 2013-02-28T01:01:01 | 23-40 70 11 14 11: Medical Equipment | Patient Chart Holder-Wall Mounted | Fixed | n/a | n/a | n/a | n/a | n/a | n/a | year | n/a | n/a | n/a | n/a | n/a | year | n/a | n/a | n/a | n/a | n/a | n/a | n/a | n/a | n/a | n/a | n/a | n/a | n/a | n/a | n/a | n/a
Equip-M1625 | bill.east@us.army.mil | 2013-02-28T01:01:01 | 23-40 70 11 14 11: Medical Equipment | Patient Chart Holder-Wall Mounted | Fixed | n/a | n/a | n/a | n/a | n/a | n/a | year | n/a | n/a | n/a | n/a | n/a | year | n/a | n/a | n/a | n/a | n/a | n/a | n/a | n/a | n/a | n/a | n/a | n/a | n/a | n/a | n/a | n/a
Equip-M1825M | bill.east@us.army.mil | 2013-02-28T01:01:01 | 23-40 70 11 14 11: Medical Equipment | Power Support | Fixed | n/a | n/a | n/a | n/a | n/a | n/a | year | n/a | n/a | n/a | n/a | n/a | year | n/a | n/a | n/a | n/a | n/a | n/a | n/a | n/a | n/a | n/a | n/a | n/a | n/a | n/a | n/a | n/a
Equip-M2015 | bill.east@us.army.mil | 2013-02-28T01:01:01 | 23-40 70 11 11 11 34: Laboratory Flammables Storage Cabinets | Flammable Storage Cabinet | Fixed | n/a | n/a | n/a | n/a | n/a | n/a | year | n/a | n/a | n/a | n/a | n/a | year | n/a | n/a | n/a | n/a | n/a | n/a | n/a | n/a | n/a | n/a | n/a | n/a | n/a | n/a | n/a | n/a
Equip-M2025 | bill.east@us.army.mil | 2013-02-28T01:01:01 | 23-40 20 11 21: Racks and Hangers | Storage Rack | Fixed | n/a | n/a | n/a | n/a | n/a | n/a | year | n/a | n/a | n/a | n/a | n/a | year | n/a | n/a | n/a | n/a | n/a | n/a | n/a | n/a | n/a | n/a | n/a | n/a | n/a | n/a | n/a | n/a
Equip-M2050 | bill.east@us.army.mil | 2013-02-28T01:01:01 | 23-40 20 27: Storage Shelving | Storage Shelving - 1955 mm H. X 915 W. x 305 D | Fixed | n/a | n/a | n/a | n/a | n/a | n/a | year | n/a | n/a | n/a | n/a | n/a | year | n/a | n/a | n/a | n/a | n/a | n/a | n/a | n/a | n/a | n/a | n/a | n/a | n/a | n/a | n/a | n/a
Equip-M2055 | bill.east@us.army.mil | 2013-02-28T01:01:01 | 23-40 20 27: Storage Shelving | Storage Shelving | Fixed | n/a | n/a | n/a | n/a | n/a | n/a | year | n/a | n/a | n/a | n/a | n/a | year | n/a | n/a | n/a | n/a | n/a | n/a | n/a | n/a | n/a | n/a | n/a | n/a | n/a | n/a | n/a | n/a
Equip-M2205 | bill.east@us.army.mil | 2013-02-28T01:01:01 | 23-15 30 21 24 11: Waste Compactors and Destructors | Front Door Loading Compactor | Fixed | n/a | n/a | n/a | n/a | n/a | n/a | year | n/a | n/a | n/a | n/a | n/a | year | n/a | n/a | n/a | n/a | n/a | n/a | n/a | n/a | n/a | n/a | n/a | n/a | n/a | n/a | n/a | n/a
Equip-M4655 | bill.east@us.army.mil | 2013-02-28T01:01:01 | 23-40 70 11 14 11: Medical Equipment | Mobile Stretcher | Fixed | n/a | n/a | n/a | n/a | n/a | n/a | year | n/a | n/a | n/a | n/a | n/a | year | n/a | n/a | n/a | n/a | n/a | n/a | n/a | n/a | n/a | n/a | n/a | n/a | n/a | n/a | n/a | n/a
Equip-M5005M | bill.east@us.army.mil | 2013-02-28T01:01:01 | 23-40 35 11 11: Cabinets | Cabinet-Lens Measuring | Fixed | n/a | n/a | n/a | n/a | n/a | n/a | year | n/a | n/a | n/a | n/a | n/a | year | n/a | n/a | n/a | n/a | n/a | n/a | n/a | n/a | n/a | n/a | n/a | n/a | n/a | n/a | n/a | n/a
Equip-M5531 | bill.east@us.army.mil | 2013-02-28T01:01:01 | 23-80 70 21: Lamps | Photographic Lamp with Tonometer | Fixed | n/a | n/a | n/a | n/a | n/a | n/a | year | n/a | n/a | n/a | n/a | n/a | year | n/a | n/a | n/a | n/a | n/a | n/a | n/a | n/a | n/a | n/a | n/a | n/a | n/a | n/a | n/a | n/a
Equip-M5600 | bill.east@us.army.mil | 2013-02-28T01:01:01 | 23-40 70 11 14 11: Medical Equipment | Eye Exam | Fixed | n/a | n/a | n/a | n/a | n/a | n/a | year | n/a | n/a | n/a | n/a | n/a | year | n/a | n/a | n/a | n/a | n/a | n/a | n/a | n/a | n/a | n/a | n/a | n/a | n/a | n/a | n/a | n/a
Equip-M5710 | bill.east@us.army.mil | 2013-02-28T01:01:01 | 23-40 95 17 17: Mirrors | Mirror-Front Surface Reflector | Fixed | n/a | n/a | n/a | n/a | n/a | n/a | year | n/a | n/a | n/a | n/a | n/a | year | n/a | n/a | n/a | n/a | n/a | n/a | n/a | n/a | n/a | n/a | n/a | n/a | n/a | n/a | n/a | n/a
Equip-M5720 | bill.east@us.army.mil | 2013-02-28T01:01:01 | 23-40 90 11 34: Display Screens | Projection Screen-Eye Exam | Fixed | n/a | n/a | n/a | n/a | n/a | n/a | year | n/a | n/a | n/a | n/a | n/a | year | n/a | n/a | n/a | n/a | n/a | n/a | n/a | n/a | n/a | n/a | n/a | n/a | n/a | n/a | n/a | n/a
Equip-M6045 | bill.east@us.army.mil | 2013-02-28T01:01:01 | 23-40 70 11 14 11: Medical Equipment | Corneal Topography | Fixed | n/a | n/a | n/a | n/a | n/a | n/a | year | n/a | n/a | n/a | n/a | n/a | year | n/a | n/a | n/a | n/a | n/a | n/a | n/a | n/a | n/a | n/a | n/a | n/a | n/a | n/a | n/a | n/a
Equip-M7405 | bill.east@us.army.mil | 2013-02-28T01:01:01 | 23-80 70: Lighting | Light-Exam-Ceiling Mounted | Fixed | n/a | n/a | n/a | n/a | n/a | n/a | year | n/a | n/a | n/a | n/a | n/a | year | n/a | n/a | n/a | n/a | n/a | n/a | n/a | n/a | n/a | n/a | n/a | n/a | n/a | n/a | n/a | n/a
Equip-M750 | bill.east@us.army.mil | 2013-02-28T01:01:01 | 23-80 70: Lighting | Light-Exam-Ceiling Mounted | Fixed | n/a | n/a | n/a | n/a | n/a | n/a | year | n/a | n/a | n/a | n/a | n/a | year | n/a | n/a | n/a | n/a | n/a | n/a | n/a | n/a | n/a | n/a | n/a | n/a | n/a | n/a | n/a | n/a
Equip-M7760 | bill.east@us.army.mil | 2013-02-28T01:01:01 | 23-40 70 11 14 11: Medical Equipment | Electrocardiograph | Fixed | n/a | n/a | n/a | n/a | n/a | n/a | year | n/a | n/a | n/a | n/a | n/a | year | n/a | n/a | n/a | n/a | n/a | n/a | n/a | n/a | n/a | n/a | n/a | n/a | n/a | n/a | n/a | n/a
Equip-M8235 | bill.east@us.army.mil | 2013-02-28T01:01:01 | 23-40 95 17 17: Mirrors | Mirror-Posture | Fixed | n/a | n/a | n/a | n/a | n/a | n/a | year | n/a | n/a | n/a | n/a | n/a | year | n/a | n/a | n/a | n/a | n/a | n/a | n/a | n/a | n/a | n/a | n/a | n/a | n/a | n/a | n/a | n/a
Equip-M9025 | bill.east@us.army.mil | 2013-02-28T01:01:01 | 23-40 35 11 17: Work Surfaces | Exam Table | Fixed | n/a | n/a | n/a | n/a | n/a | n/a | year | n/a | n/a | n/a | n/a | n/a | year | n/a | n/a | n/a | n/a | n/a | n/a | n/a | n/a | n/a | n/a | n/a | n/a | n/a | n/a | n/a | n/a
Equip-M9065 | bill.east@us.army.mil | 2013-02-28T01:01:01 | 23-40 35 11 17: Work Surfaces | Exam Table | Fixed | n/a | n/a | n/a | n/a | n/a | n/a | year | n/a | n/a | n/a | n/a | n/a | year | n/a | n/a | n/a | n/a | n/a | n/a | n/a | n/a | n/a | n/a | n/a | n/a | n/a | n/a | n/a | n/a
Equip-P1960 | bill.east@us.army.mil | 2013-02-28T01:01:01 | 23-45 05 14 24: Eye Wash Fountains | Eye Wash Station | Fixed | n/a | n/a | n/a | n/a | n/a | n/a | year | n/a | n/a | n/a | n/a | n/a | year | n/a | n/a | n/a | n/a | n/a | n/a | n/a | n/a | n/a | n/a | n/a | n/a | n/a | n/a | n/a | n/a
Equip-P1961 | bill.east@us.army.mil | 2013-02-28T01:01:01 | 23-45 05 14 24: Eye Wash Fountains | Eye Wash Station | Fixed | n/a | n/a | n/a | n/a | n/a | n/a | year | n/a | n/a | n/a | n/a | n/a | year | n/a | n/a | n/a | n/a | n/a | n/a | n/a | n/a | n/a | n/a | n/a | n/a | n/a | n/a | n/a | n/a
Equip-P2000 | bill.east@us.army.mil | 2013-02-28T01:01:01 | 23-45 05 14 24: Eye Wash Fountains | Eye Wash Station | Fixed | n/a | n/a | n/a | n/a | n/a | n/a | year | n/a | n/a | n/a | n/a | n/a | year | n/a | n/a | n/a | n/a | n/a | n/a | n/a | n/a | n/a | n/a | n/a | n/a | n/a | n/a | n/a | n/a
Equip-P2100 | bill.east@us.army.mil | 2013-02-28T01:01:01 | 23-45 30: Washing and Waste Disposal Equipment | Garbage Disposal | Fixed | n/a | n/a | n/a | n/a | n/a | n/a | year | n/a | n/a | n/a | n/a | n/a | year | n/a | n/a | n/a | n/a | n/a | n/a | n/a | n/a | n/a | n/a | n/a | n/a | n/a | n/a | n/a | n/a
Equip-P2450 | bill.east@us.army.mil | 2013-02-28T01:01:01 | 23-15 20 11 14 14 14: Regulating Valves | Thermostatic Mixing Valve | Fixed | n/a | n/a | n/a | n/a | n/a | n/a | year | n/a | n/a | n/a | n/a | n/a | year | n/a | n/a | n/a | n/a | n/a | n/a | n/a | n/a | n/a | n/a | n/a | n/a | n/a | n/a | n/a | n/a
Equip-P3100 | bill.east@us.army.mil | 2013-02-28T01:01:01 | 23-55 50 21 14: Lavatory Units | Lavatory-Clinic China | Fixed | n/a | n/a | n/a | n/a | n/a | n/a | year | n/a | n/a | n/a | n/a | n/a | year | n/a | n/a | n/a | n/a | n/a | n/a | n/a | n/a | n/a | n/a | n/a | n/a | n/a | n/a | n/a | n/a
Equip-P5210 | bill.east@us.army.mil | 2013-02-28T01:01:01 | 23-45 05 14 17: Showers | Safety Shower | Fixed | n/a | n/a | n/a | n/a | n/a | n/a | year | n/a | n/a | n/a | n/a | n/a | year | n/a | n/a | n/a | n/a | n/a | n/a | n/a | n/a | n/a | n/a | n/a | n/a | n/a | n/a | n/a | n/a
Equip-P6500 | bill.east@us.army.mil | 2013-02-28T01:01:01 | 23-40 70 17 21 11: Counters and Work Surfaces | Cast Iron Counter - 355 x 610 x 508 | Fixed | n/a | n/a | n/a | n/a | n/a | n/a | year | n/a | n/a | n/a | n/a | n/a | year | n/a | n/a | n/a | n/a | n/a | n/a | n/a | n/a | n/a | n/a | n/a | n/a | n/a | n/a | n/a | n/a
Equip-P8710 | bill.east@us.army.mil | 2013-02-28T01:01:01 | 23-45 05 14 34: Security Plumbing Fixtures | Plumbing Connections | Fixed | n/a | n/a | n/a | n/a | n/a | n/a | year | n/a | n/a | n/a | n/a | n/a | year | n/a | n/a | n/a | n/a | n/a | n/a | n/a | n/a | n/a | n/a | n/a | n/a | n/a | n/a | n/a | n/a
Equip-P9050 | bill.east@us.army.mil | 2013-02-28T01:01:01 | 23-25 40 14 14 11: Toilet Compartments and Urinal Screens | Toilet with Siphon Jet | Fixed | n/a | n/a | n/a | n/a | n/a | n/a | year | n/a | n/a | n/a | n/a | n/a | year | n/a | n/a | n/a | n/a | n/a | n/a | n/a | n/a | n/a | n/a | n/a | n/a | n/a | n/a | n/a | n/a
Equip-R2201 | bill.east@us.army.mil | 2013-02-28T01:01:01 | 23-65 70 14 11: Drinking Fountains/Coolers | Water Fountain | Fixed | n/a | n/a | n/a | n/a | n/a | n/a | year | n/a | n/a | n/a | n/a | n/a | year | n/a | n/a | n/a | n/a | n/a | n/a | n/a | n/a | n/a | n/a | n/a | n/a | n/a | n/a | n/a | n/a
Equip-R6060M | bill.east@us.army.mil | 2013-02-28T01:01:01 | 23-40 40 11 11: Refrigerators and Freezers | Refrigerator | Fixed | n/a | n/a | n/a | n/a | n/a | n/a | year | n/a | n/a | n/a | n/a | n/a | year | n/a | n/a | n/a | n/a | n/a | n/a | n/a | n/a | n/a | n/a | n/a | n/a | n/a | n/a | n/a | n/a
Equip-R6200 | bill.east@us.army.mil | 2013-02-28T01:01:01 | 23-40 40 11 11: Refrigerators and Freezers | Refrigerator | Fixed | n/a | n/a | n/a | n/a | n/a | n/a | year | n/a | n/a | n/a | n/a | n/a | year | n/a | n/a | n/a | n/a | n/a | n/a | n/a | n/a | n/a | n/a | n/a | n/a | n/a | n/a | n/a | n/a
Equip-R6400 | bill.east@us.army.mil | 2013-02-28T01:01:01 | 23-40 40 11 11: Refrigerators and Freezers | Refrigerator | Fixed | n/a | n/a | n/a | n/a | n/a | n/a | year | n/a | n/a | n/a | n/a | n/a | year | n/a | n/a | n/a | n/a | n/a | n/a | n/a | n/a | n/a | n/a | n/a | n/a | n/a | n/a | n/a | n/a
Equip-R7000 | bill.east@us.army.mil | 2013-02-28T01:01:01 | 23-40 40 11 11: Refrigerators and Freezers | Refrigerator | Fixed | n/a | n/a | n/a | n/a | n/a | n/a | year | n/a | n/a | n/a | n/a | n/a | year | n/a | n/a | n/a | n/a | n/a | n/a | n/a | n/a | n/a | n/a | n/a | n/a | n/a | n/a | n/a | n/a
Equip-R7250 | bill.east@us.army.mil | 2013-02-28T01:01:01 | 23-40 40 11 11: Refrigerators and Freezers | Refrigerator/Freezer | Fixed | n/a | n/a | n/a | n/a | n/a | n/a | year | n/a | n/a | n/a | n/a | n/a | year | n/a | n/a | n/a | n/a | n/a | n/a | n/a | n/a | n/a | n/a | n/a | n/a | n/a | n/a | n/a | n/a
Equip-S4700 | bill.east@us.army.mil | 2013-02-28T01:01:01 | 23-40 70 11 14 11: Medical Equipment | Thermal Disinfector | Fixed | n/a | n/a | n/a | n/a | n/a | n/a | year | n/a | n/a | n/a | n/a | n/a | year | n/a | n/a | n/a | n/a | n/a | n/a | n/a | n/a | n/a | n/a | n/a | n/a | n/a | n/a | n/a | n/a
Equip-S4710 | bill.east@us.army.mil | 2013-02-28T01:01:01 | 23-20 50: Thermal and Moisture Protective Products | Thermal Disinfector | Fixed | n/a | n/a | n/a | n/a | n/a | n/a | year | n/a | n/a | n/a | n/a | n/a | year | n/a | n/a | n/a | n/a | n/a | n/a | n/a | n/a | n/a | n/a | n/a | n/a | n/a | n/a | n/a | n/a
Equip-S4720 | bill.east@us.army.mil | 2013-02-28T01:01:01 | 23-40 40 14 31: Cleaning and Disposal Equipment | Detergent Dispenser | Fixed | n/a | n/a | n/a | n/a | n/a | n/a | year | n/a | n/a | n/a | n/a | n/a | year | n/a | n/a | n/a | n/a | n/a | n/a | n/a | n/a | n/a | n/a | n/a | n/a | n/a | n/a | n/a | n/a
Equip-X1170 | bill.east@us.army.mil | 2013-02-28T01:01:01 | 23-40 35 11 11: Cabinets | Cabinet-2110 x 915 x 455 | Fixed | n/a | n/a | n/a | n/a | n/a | n/a | year | n/a | n/a | n/a | n/a | n/a | year | n/a | n/a | n/a | n/a | n/a | n/a | n/a | n/a | n/a | n/a | n/a | n/a | n/a | n/a | n/a | n/a
Equip-X1405 | bill.east@us.army.mil | 2013-02-28T01:01:01 | 23-40 70 11 14 11: Medical Equipment | Vertical Bucky Tilt | Fixed | n/a | n/a | n/a | n/a | n/a | n/a | year | n/a | n/a | n/a | n/a | n/a | year | n/a | n/a | n/a | n/a | n/a | n/a | n/a | n/a | n/a | n/a | n/a | n/a | n/a | n/a | n/a | n/a
Equip-X1709 | bill.east@us.army.mil | 2013-02-28T01:01:01 | 23-40 70 11 14 11: Medical Equipment | Loader/Unloader | Fixed | n/a | n/a | n/a | n/a | n/a | n/a | year | n/a | n/a | n/a | n/a | n/a | year | n/a | n/a | n/a | n/a | n/a | n/a | n/a | n/a | n/a | n/a | n/a | n/a | n/a | n/a | n/a | n/a
Equip-X1710 | bill.east@us.army.mil | 2013-02-28T01:01:01 | 23-40 70 11 14 11: Medical Equipment | Processor-Film-Daylight | Fixed | n/a | n/a | n/a | n/a | n/a | n/a | year | n/a | n/a | n/a | n/a | n/a | year | n/a | n/a | n/a | n/a | n/a | n/a | n/a | n/a | n/a | n/a | n/a | n/a | n/a | n/a | n/a | n/a
Equip-X1720 | bill.east@us.army.mil | 2013-02-28T01:01:01 | 23-40 70 11 14 11: Medical Equipment | X-ray Safe Film | Fixed | n/a | n/a | n/a | n/a | n/a | n/a | year | n/a | n/a | n/a | n/a | n/a | year | n/a | n/a | n/a | n/a | n/a | n/a | n/a | n/a | n/a | n/a | n/a | n/a | n/a | n/a | n/a | n/a
Equip-X2040 | bill.east@us.army.mil | 2013-02-28T01:01:01 | 23-40 70 11 14 11: Medical Equipment | Processor-Film-Dental | Fixed | n/a | n/a | n/a | n/a | n/a | n/a | year | n/a | n/a | n/a | n/a | n/a | year | n/a | n/a | n/a | n/a | n/a | n/a | n/a | n/a | n/a | n/a | n/a | n/a | n/a | n/a | n/a | n/a
Equip-X3150 | bill.east@us.army.mil | 2013-02-28T01:01:01 | 23-40 20 11 21: Racks and Hangers | Wall Mounted Rack | Fixed | n/a | n/a | n/a | n/a | n/a | n/a | year | n/a | n/a | n/a | n/a | n/a | year | n/a | n/a | n/a | n/a | n/a | n/a | n/a | n/a | n/a | n/a | n/a | n/a | n/a | n/a | n/a | n/a
Equip-X3160 | bill.east@us.army.mil | 2013-02-28T01:01:01 | 23-40 20 11 21: Racks and Hangers | Wall Mounted Rack | Fixed | n/a | n/a | n/a | n/a | n/a | n/a | year | n/a | n/a | n/a | n/a | n/a | year | n/a | n/a | n/a | n/a | n/a | n/a | n/a | n/a | n/a | n/a | n/a | n/a | n/a | n/a | n/a | n/a
Equip-X3830 | bill.east@us.army.mil | 2013-02-28T01:01:01 | 23-40 90 11 31: Notice Boards | Board-Badge-Film | Fixed | n/a | n/a | n/a | n/a | n/a | n/a | year | n/a | n/a | n/a | n/a | n/a | year | n/a | n/a | n/a | n/a | n/a | n/a | n/a | n/a | n/a | n/a | n/a | n/a | n/a | n/a | n/a | n/a
Equip-X3930 | bill.east@us.army.mil | 2013-02-28T01:01:01 | 23-40 10 14 24 17: Illuminated Signs | Illuminator-Film | Fixed | n/a | n/a | n/a | n/a | n/a | n/a | year | n/a | n/a | n/a | n/a | n/a | year | n/a | n/a | n/a | n/a | n/a | n/a | n/a | n/a | n/a | n/a | n/a | n/a | n/a | n/a | n/a | n/a
Equip-X3990 | bill.east@us.army.mil | 2013-02-28T01:01:01 | 23-40 10 14 24 17: Illuminated Signs | Illuminator-Film-4 Panels | Fixed | n/a | n/a | n/a | n/a | n/a | n/a | year | n/a | n/a | n/a | n/a | n/a | year | n/a | n/a | n/a | n/a | n/a | n/a | n/a | n/a | n/a | n/a | n/a | n/a | n/a | n/a | n/a | n/a
Equip-X5325 | bill.east@us.army.mil | 2013-02-28T01:01:01 | 23-35 50 11 21 14: Acoustic Floor Mountings | Juke Box | Fixed | n/a | n/a | n/a | n/a | n/a | n/a | year | n/a | n/a | n/a | n/a | n/a | year | n/a | n/a | n/a | n/a | n/a | n/a | n/a | n/a | n/a | n/a | n/a | n/a | n/a | n/a | n/a | n/a
Equip-X5416 | bill.east@us.army.mil | 2013-02-28T01:01:01 | 23-40 70 11 14 11: Medical Equipment | Chemical Mixer | Fixed | n/a | n/a | n/a | n/a | n/a | n/a | year | n/a | n/a | n/a | n/a | n/a | year | n/a | n/a | n/a | n/a | n/a | n/a | n/a | n/a | n/a | n/a | n/a | n/a | n/a | n/a | n/a | n/a
Equip-X5900 | bill.east@us.army.mil | 2013-02-28T01:01:01 | 23-40 70 11 14 11: Medical Equipment | Chemical Mixer | Fixed | n/a | n/a | n/a | n/a | n/a | n/a | year | n/a | n/a | n/a | n/a | n/a | year | n/a | n/a | n/a | n/a | n/a | n/a | n/a | n/a | n/a | n/a | n/a | n/a | n/a | n/a | n/a | n/a
Equip-X6450 | bill.east@us.army.mil | 2013-02-28T01:01:01 | 23-40 70 11 14 11: Medical Equipment | Chemical Mixer | Fixed | n/a | n/a | n/a | n/a | n/a | n/a | year | n/a | n/a | n/a | n/a | n/a | year | n/a | n/a | n/a | n/a | n/a | n/a | n/a | n/a | n/a | n/a | n/a | n/a | n/a | n/a | n/a | n/a
Equip-X6500 | bill.east@us.army.mil | 2013-02-28T01:01:01 | 23-40 70 11 14 11: Medical Equipment | Radiographic Unit | Fixed | n/a | n/a | n/a | n/a | n/a | n/a | year | n/a | n/a | n/a | n/a | n/a | year | n/a | n/a | n/a | n/a | n/a | n/a | n/a | n/a | n/a | n/a | n/a | n/a | n/a | n/a | n/a | n/a
Equip-X6600 | bill.east@us.army.mil | 2013-02-28T01:01:01 | 23-40 70 11 14 11: Medical Equipment | Radiographic Unit | Fixed | n/a | n/a | n/a | n/a | n/a | n/a | year | n/a | n/a | n/a | n/a | n/a | year | n/a | n/a | n/a | n/a | n/a | n/a | n/a | n/a | n/a | n/a | n/a | n/a | n/a | n/a | n/a | n/a
Equip-X6660 | bill.east@us.army.mil | 2013-02-28T01:01:01 | 23-40 70 11 14 11: Medical Equipment | Safe Light-Darkroom | Fixed | n/a | n/a | n/a | n/a | n/a | n/a | year | n/a | n/a | n/a | n/a | n/a | year | n/a | n/a | n/a | n/a | n/a | n/a | n/a | n/a | n/a | n/a | n/a | n/a | n/a | n/a | n/a | n/a
Equip-X8800 | bill.east@us.army.mil | 2013-02-28T01:01:01 | 23-40 10 14 24 17: Illuminated Signs | Illuminator-Portable | Fixed | n/a | n/a | n/a | n/a | n/a | n/a | year | n/a | n/a | n/a | n/a | n/a | year | n/a | n/a | n/a | n/a | n/a | n/a | n/a | n/a | n/a | n/a | n/a | n/a | n/a | n/a | n/a | n/a
Expansion Tank | danielle.r.love@usace.army.mil | 2011-09-14T16:57:53 | 23-15 30 27 11: Tanks, Reservoirs | Vertical, Captive Air, Bladder Type | Fixed | n/a | n/a | n/a | n/a | n/a | n/a | year | n/a | IfcTankType | n/a | n/a | n/a | year | n/a | n/a | n/a | n/a | n/a | n/a | n/a | n/a | n/a | n/a | n/a | n/a | n/a | n/a | n/a | n/a
Fan- Centrifugal Air Foil | danielle.r.love@usace.army.mil | 2011-09-14T16:57:53 | 23-75 35 17 27: Centrifugal Fans | Centrifugal, Air Foil Fan, With Internal Vibration Isolation, Double Wall Insulated Cabinet, Mounted in AHU With Variable Frequency Drive | Fixed | n/a | n/a | n/a | n/a | n/a | n/a | year | n/a | IfcFanType | n/a | n/a | n/a | year | n/a | n/a | n/a | n/a | n/a | n/a | n/a | n/a | n/a | n/a | n/a | n/a | n/a | n/a | n/a | n/a
Fan- In Line Type 1 | danielle.r.love@usace.army.mil | 2011-09-14T16:57:53 | 23-75 35 17 27: Centrifugal Fans | Centrifugal In Line, Class I Construction | Fixed | n/a | n/a | n/a | n/a | n/a | n/a | year | n/a | IfcFanType | n/a | n/a | n/a | year | n/a | n/a | n/a | n/a | n/a | n/a | n/a | n/a | n/a | n/a | n/a | n/a | n/a | n/a | n/a | n/a
Fan- In Line Type 2 | danielle.r.love@usace.army.mil | 2011-09-14T16:57:53 | 23-75 35 17 27: Centrifugal Fans | Centrifugal In Line, Class I Construction | Fixed | n/a | n/a | n/a | n/a | n/a | n/a | year | n/a | IfcFanType | n/a | n/a | n/a | year | n/a | n/a | n/a | n/a | n/a | n/a | n/a | n/a | n/a | n/a | n/a | n/a | n/a | n/a | n/a | n/a
Fan- In Line Type 3 | danielle.r.love@usace.army.mil | 2011-09-14T16:57:53 | 23-75 35 17 27: Centrifugal Fans | Centrifugal In Line, Class I Construction | Fixed | n/a | n/a | n/a | n/a | n/a | n/a | year | n/a | IfcFanType | n/a | n/a | n/a | year | n/a | n/a | n/a | n/a | n/a | n/a | n/a | n/a | n/a | n/a | n/a | n/a | n/a | n/a | n/a | n/a
Fan- Roof Mounted Type 1 | danielle.r.love@usace.army.mil | 2011-09-14T16:57:53 | 23-75 35 17 27: Centrifugal Fans | Centrifugal Roof Mounted, Motorized Damper, Prefabricated Curb | Fixed | n/a | n/a | n/a | n/a | n/a | n/a | year | n/a | IfcFanType | n/a | n/a | n/a | year | n/a | n/a | n/a | n/a | n/a | n/a | n/a | n/a | n/a | n/a | n/a | n/a | n/a | n/a | n/a | n/a
Fan- Roof Mounted Type 2 | danielle.r.love@usace.army.mil | 2011-09-14T16:57:53 | 23-75 35 17 27: Centrifugal Fans | Centrifugal Roof Mounted, Motorized Damper, Prefabricated Curb | Fixed | n/a | n/a | n/a | n/a | n/a | n/a | year | n/a | IfcFanType | n/a | n/a | n/a | year | n/a | n/a | n/a | n/a | n/a | n/a | n/a | n/a | n/a | n/a | n/a | n/a | n/a | n/a | n/a | n/a
Fan- Roof Mounted Type 3 | danielle.r.love@usace.army.mil | 2011-09-14T16:57:53 | 23-75 35 17 27: Centrifugal Fans | Centrifugal Roof Mounted, Motorized Damper, Prefabricated Curb | Fixed | n/a | n/a | n/a | n/a | n/a | n/a | year | n/a | IfcFanType | n/a | n/a | n/a | year | n/a | n/a | n/a | n/a | n/a | n/a | n/a | n/a | n/a | n/a | n/a | n/a | n/a | n/a | n/a | n/a
Fan- Roof Mounted Type 4 | danielle.r.love@usace.army.mil | 2011-09-14T16:57:53 | 23-75 35 17 27: Centrifugal Fans | Centrifugal Roof Mounted, Motorized Damper, Prefabricated Curb | Fixed | n/a | n/a | n/a | n/a | n/a | n/a | year | n/a | IfcFanType | n/a | n/a | n/a | year | n/a | n/a | n/a | n/a | n/a | n/a | n/a | n/a | n/a | n/a | n/a | n/a | n/a | n/a | n/a | n/a
Fan- Sidewall Type 1 | danielle.r.love@usace.army.mil | 2011-09-14T16:57:53 | 23-75 35 17: Fans | Wall Mounted, Propeller, Supply Fan, with Wall Housing and Motor Operated Damper | Fixed | n/a | n/a | n/a | n/a | n/a | n/a | year | n/a | IfcFanType | n/a | n/a | n/a | year | n/a | n/a | n/a | n/a | n/a | n/a | n/a | n/a | n/a | n/a | n/a | n/a | n/a | n/a | n/a | n/a
Fan- Sidewall Type 2 | danielle.r.love@usace.army.mil | 2011-09-14T16:57:53 | 23-75 35 17: Fans | Wall Mounted, Propeller, Exhaust Fan, with Wall Housing and Motor Operated Damper | Fixed | n/a | n/a | n/a | n/a | n/a | n/a | year | n/a | IfcFanType | n/a | n/a | n/a | year | n/a | n/a | n/a | n/a | n/a | n/a | n/a | n/a | n/a | n/a | n/a | n/a | n/a | n/a | n/a | n/a
Fan- Sidewall Type 3 | danielle.r.love@usace.army.mil | 2011-09-14T16:57:53 | 23-75 35 17: Fans | Wall Mounted, Propeller, Exhaust Fan, with Wall Housing and Motor Operated Damper | Fixed | n/a | n/a | n/a | n/a | n/a | n/a | year | n/a | IfcFanType | n/a | n/a | n/a | year | n/a | n/a | n/a | n/a | n/a | n/a | n/a | n/a | n/a | n/a | n/a | n/a | n/a | n/a | n/a | n/a
Fire Extinguisher Cabinet | mariangelica.carrasquillo@usace.army.mil | 2011-09-14T16:57:50 | 23-65 70 17 11: Fire Fighting Terminal Components | Fire Extinguisher Cabinet:305 x 215 x 813mm:305 x 215 x 813mm | Fixed | n/a | n/a | n/a | n/a | n/a | n/a | year | Autodesk Revit Architecture 2011 | IfcSanitaryTerminalType | 0tIhQ6hmz02e5gznEed7Ad | 180 | 20 | year | n/a | 232 | 394 | 774 | n/a | n/a | n/a | n/a | n/a | n/a | n/a | n/a | n/a | n/a | n/a | n/a
Fire Sprinkler | danielle.r.love@usace.army.mil | 2011-09-14T16:57:53 | 23-65 70 17 11 24: Fire Fighting Sprinkler Heads | 15 mm Pendent | Fixed | n/a | n/a | n/a | n/a | n/a | n/a | year | Autodesk Revit MEP 2011 | IfcFireSuppressionTerminalType | 0ch9VYgcbAYQpkbobh$sFH | n/a | n/a | year | n/a | n/a | n/a | n/a | n/a | n/a | n/a | n/a | n/a | n/a | n/a | n/a | n/a | n/a | n/a | n/a
Grab Bar Type A | mariangelica.carrasquillo@usace.army.mil | 2011-09-14T16:57:50 | 23-40 20 21 47: Bath Grab Bars | Bathroom Grab Bar: 8370-001300 | Fixed | n/a | n/a | n/a | n/a | n/a | n/a | year | Autodesk Revit Architecture 2011 | IfcSanitaryTerminalType | 3Ftw9Fm$X4cRgPiOBJfybS | n/a | 10 | year | n/a | 762 | n/a | n/a | n/a | n/a | n/a | n/a | n/a | n/a | n/a | n/a | n/a | n/a | n/a | n/a
Grab Bar Type B | mariangelica.carrasquillo@usace.army.mil | 2011-09-14T16:57:50 | 23-40 20 21 47: Bath Grab Bars | Bathroom Grab Bar: 8370-001420 | Fixed | n/a | n/a | n/a | n/a | n/a | n/a | year | Autodesk Revit Architecture 2011 | IfcSanitaryTerminalType | 3Ftw9Fm$X4cRgPiOBJfydk | n/a | 10 | year | n/a | 1066 | n/a | n/a | n/a | n/a | n/a | n/a | n/a | n/a | n/a | n/a | n/a | n/a | n/a | n/a
Lavatory P-3070 | danielle.r.love@usace.army.mil | 2011-09-14T16:57:53 | 23-45 05 14 14: Sinks/Lavatories | Lavatory | Fixed | n/a | n/a | n/a | n/a | n/a | n/a | year | n/a | IfcSanitaryTerminalType | n/a | n/a | n/a | year | n/a | n/a | n/a | n/a | n/a | n/a | n/a | n/a | n/a | n/a | n/a | n/a | n/a | n/a | n/a | n/a
Lavatory P-3100 | danielle.r.love@usace.army.mil | 2011-09-14T16:57:53 | 23-45 05 14 14: Sinks/Lavatories | Lavatory, Clinic | Fixed | n/a | n/a | n/a | n/a | n/a | n/a | year | Autodesk Revit MEP 2011 | IfcSanitaryTerminalType | 32xCMlMsb8h8u4rXrjrOEo | n/a | n/a | year | n/a | n/a | n/a | n/a | n/a | n/a | n/a | n/a | n/a | n/a | n/a | n/a | n/a | n/a | n/a | n/a
Light Fixture A2 | danielle.r.love@usace.army.mil | 2011-09-14T16:57:53 | 23-80 70 11 14 11: Downlights | 610mm X 1219mm Recessed Troffer | Fixed | n/a | n/a | n/a | n/a | n/a | n/a | year | n/a | IfcLightFixtureType | n/a | n/a | n/a | year | n/a | n/a | n/a | n/a | n/a | n/a | n/a | n/a | n/a | n/a | n/a | n/a | n/a | n/a | n/a | n/a
Light Fixture A28 | danielle.r.love@usace.army.mil | 2011-09-14T16:57:53 | 23-80 70 11 14 11: Downlights | 600mm X 4100mm Flourescent Troffer | Fixed | n/a | n/a | n/a | n/a | n/a | n/a | year | n/a | IfcLightFixtureType | n/a | n/a | n/a | year | n/a | n/a | n/a | n/a | n/a | n/a | n/a | n/a | n/a | n/a | n/a | n/a | n/a | n/a | n/a | n/a
Light Fixture A2B | danielle.r.love@usace.army.mil | 2011-09-14T16:57:53 | 23-80 70 11 14 11: Downlights | 610mm X 1219mm Recessed Troffer with Emergency Battery Pack | Fixed | n/a | n/a | n/a | n/a | n/a | n/a | year | n/a | IfcLightFixtureType | n/a | n/a | n/a | year | n/a | n/a | n/a | n/a | n/a | n/a | n/a | n/a | n/a | n/a | n/a | n/a | n/a | n/a | n/a | n/a
Light Fixture A3 | danielle.r.love@usace.army.mil | 2011-09-14T16:57:53 | 23-80 70 11 14 11: Downlights | 600mm X 4100mm Flourescent Troffer with Emergency Battery Pack | Fixed | n/a | n/a | n/a | n/a | n/a | n/a | year | n/a | IfcLightFixtureType | n/a | n/a | n/a | year | n/a | n/a | n/a | n/a | n/a | n/a | n/a | n/a | n/a | n/a | n/a | n/a | n/a | n/a | n/a | n/a
Light Fixture B1 | danielle.r.love@usace.army.mil | 2011-09-14T16:57:53 | 23-80 70 11 14 11: Downlights | 0600x4100mm Troffer with 32 Cell, 78mm Deep | Fixed | n/a | n/a | n/a | n/a | n/a | n/a | year | Autodesk Revit MEP 2011 | IfcLightFixtureType | 2FyTkPjK9BvRWrsrCGCvMc | n/a | n/a | year | n/a | n/a | n/a | n/a | n/a | n/a | n/a | n/a | n/a | n/a | n/a | n/a | n/a | n/a | n/a | n/a
Light Fixture B18 | danielle.r.love@usace.army.mil | 2011-09-14T16:57:53 | 23-80 70 11 14 11: Downlights | 0600x4100mm Troffer with 32 Cell, 78mm Deep with 85 Color Rendering Lamps | Fixed | n/a | n/a | n/a | n/a | n/a | n/a | year | n/a | IfcLightFixtureType | n/a | n/a | n/a | year | n/a | n/a | n/a | n/a | n/a | n/a | n/a | n/a | n/a | n/a | n/a | n/a | n/a | n/a | n/a | n/a
Light Fixture B1B | danielle.r.love@usace.army.mil | 2011-09-14T16:57:53 | 23-80 70 11 14 11: Downlights | 0600x4100mm Troffer with 32 Cell, 78mm Deep with Emergency Battery Pack | Fixed | n/a | n/a | n/a | n/a | n/a | n/a | year | n/a | IfcLightFixtureType | n/a | n/a | n/a | year | n/a | n/a | n/a | n/a | n/a | n/a | n/a | n/a | n/a | n/a | n/a | n/a | n/a | n/a | n/a | n/a
Light Fixture B1D | danielle.r.love@usace.army.mil | 2011-09-14T16:57:53 | 23-80 70 11 14 11: Downlights | 0600x4100mm Troffer with 32 Cell, 78mm Deep with Dimming Ballast | Fixed | n/a | n/a | n/a | n/a | n/a | n/a | year | n/a | IfcLightFixtureType | n/a | n/a | n/a | year | n/a | n/a | n/a | n/a | n/a | n/a | n/a | n/a | n/a | n/a | n/a | n/a | n/a | n/a | n/a | n/a
Light Fixture B3 | danielle.r.love@usace.army.mil | 2011-09-14T16:57:53 | 23-80 70 11 14 11: Downlights | 600mm X 600mm Fluorescent Troffer (U Shaped) | Fixed | n/a | n/a | n/a | n/a | n/a | n/a | year | Autodesk Revit MEP 2011 | IfcLightFixtureType | 312$WHH7b36fc6XaYoDluI | n/a | n/a | year | n/a | n/a | n/a | n/a | n/a | n/a | n/a | n/a | n/a | n/a | n/a | n/a | n/a | n/a | n/a | n/a
Light Fixture B3B | danielle.r.love@usace.army.mil | 2011-09-14T16:57:53 | 23-80 70 11 14 11: Downlights | 600mm X 600mm Fluorescent Troffer (U Shaped) with Emergency Battery Pack | Fixed | n/a | n/a | n/a | n/a | n/a | n/a | year | n/a | IfcLightFixtureType | n/a | n/a | n/a | year | n/a | n/a | n/a | n/a | n/a | n/a | n/a | n/a | n/a | n/a | n/a | n/a | n/a | n/a | n/a | n/a
Light Fixture B3D | danielle.r.love@usace.army.mil | 2011-09-14T16:57:53 | 23-80 70 11 14 11: Downlights | 600mm X 600mm Fluorescent Troffer (U Shaped) with Dimming Ballast | Fixed | n/a | n/a | n/a | n/a | n/a | n/a | year | n/a | IfcLightFixtureType | n/a | n/a | n/a | year | n/a | n/a | n/a | n/a | n/a | n/a | n/a | n/a | n/a | n/a | n/a | n/a | n/a | n/a | n/a | n/a
Light Fixture B3DB | danielle.r.love@usace.army.mil | 2011-09-14T16:57:53 | 23-80 70 11 14 11: Downlights | 600mm X 600mm Fluorescent Troffer (U Shaped) with Dimming Ballast and Emergency Battery Pack | Fixed | n/a | n/a | n/a | n/a | n/a | n/a | year | n/a | IfcLightFixtureType | n/a | n/a | n/a | year | n/a | n/a | n/a | n/a | n/a | n/a | n/a | n/a | n/a | n/a | n/a | n/a | n/a | n/a | n/a | n/a
Light Fixture C1 | danielle.r.love@usace.army.mil | 2011-09-14T16:57:53 | 23-80 70 11 11: General Luminaries, Non Directional | 600mm X 4100mm Flourescent Troffer | Fixed | n/a | n/a | n/a | n/a | n/a | n/a | year | n/a | IfcLightFixtureType | n/a | n/a | n/a | year | n/a | n/a | n/a | n/a | n/a | n/a | n/a | n/a | n/a | n/a | n/a | n/a | n/a | n/a | n/a | n/a
Light Fixture C18 | danielle.r.love@usace.army.mil | 2011-09-14T16:57:53 | 23-80 70 11 11: General Luminaries, Non Directional | 600mm X 4100mm Flourescent Troffer with 85 Color Rendering Lamps | Fixed | n/a | n/a | n/a | n/a | n/a | n/a | year | n/a | IfcLightFixtureType | n/a | n/a | n/a | year | n/a | n/a | n/a | n/a | n/a | n/a | n/a | n/a | n/a | n/a | n/a | n/a | n/a | n/a | n/a | n/a
Light Fixture C18B | danielle.r.love@usace.army.mil | 2011-09-14T16:57:53 | 23-80 70 11 11: General Luminaries, Non Directional | 600mm X 4100mm Flourescent Troffer with 85 Color Rendering Lamps and Emergency Battery Pack | Fixed | n/a | n/a | n/a | n/a | n/a | n/a | year | n/a | IfcLightFixtureType | n/a | n/a | n/a | year | n/a | n/a | n/a | n/a | n/a | n/a | n/a | n/a | n/a | n/a | n/a | n/a | n/a | n/a | n/a | n/a
Light Fixture C1B | danielle.r.love@usace.army.mil | 2011-09-14T16:57:53 | 23-80 70 11 11: General Luminaries, Non Directional | 600mm X 4100mm Flourescent Troffer with Emergency Battery Pack | Fixed | n/a | n/a | n/a | n/a | n/a | n/a | year | n/a | IfcLightFixtureType | n/a | n/a | n/a | year | n/a | n/a | n/a | n/a | n/a | n/a | n/a | n/a | n/a | n/a | n/a | n/a | n/a | n/a | n/a | n/a
Light Fixture C1D | danielle.r.love@usace.army.mil | 2011-09-14T16:57:53 | 23-80 70 11 11: General Luminaries, Non Directional | 600mm X 4100mm Flourescent Troffer with Dimming Ballast | Fixed | n/a | n/a | n/a | n/a | n/a | n/a | year | n/a | IfcLightFixtureType | n/a | n/a | n/a | year | n/a | n/a | n/a | n/a | n/a | n/a | n/a | n/a | n/a | n/a | n/a | n/a | n/a | n/a | n/a | n/a
Light Fixture D18 | danielle.r.love@usace.army.mil | 2011-09-14T16:57:53 | 23-80 70 11 11: General Luminaries, Non Directional | 610mm X 4100mm Recesses Troffer | Fixed | n/a | n/a | n/a | n/a | n/a | n/a | year | n/a | IfcLightFixtureType | n/a | n/a | n/a | year | n/a | n/a | n/a | n/a | n/a | n/a | n/a | n/a | n/a | n/a | n/a | n/a | n/a | n/a | n/a | n/a
Light Fixture E1 | danielle.r.love@usace.army.mil | 2011-09-14T16:57:53 | 23-80 70 11 11: General Luminaries, Non Directional | 4100mm Surface Mounted Up Light | Fixed | n/a | n/a | n/a | n/a | n/a | n/a | year | n/a | IfcLightFixtureType | n/a | n/a | n/a | year | n/a | n/a | n/a | n/a | n/a | n/a | n/a | n/a | n/a | n/a | n/a | n/a | n/a | n/a | n/a | n/a
Light Fixture E2 | danielle.r.love@usace.army.mil | 2011-09-14T16:57:53 | 23-80 70 11 11: General Luminaries, Non Directional | 610mm Surface Mounted Down Light | Fixed | n/a | n/a | n/a | n/a | n/a | n/a | year | n/a | IfcLightFixtureType | n/a | n/a | n/a | year | n/a | n/a | n/a | n/a | n/a | n/a | n/a | n/a | n/a | n/a | n/a | n/a | n/a | n/a | n/a | n/a
Light Fixture LV | danielle.r.love@usace.army.mil | 2011-09-14T16:57:53 | 23-80 70 11 14 11: Downlights | Recessed Halogen Down Light | Fixed | n/a | n/a | n/a | n/a | n/a | n/a | year | n/a | IfcLightFixtureType | n/a | n/a | n/a | year | n/a | n/a | n/a | n/a | n/a | n/a | n/a | n/a | n/a | n/a | n/a | n/a | n/a | n/a | n/a | n/a
Light Fixture M175 | danielle.r.love@usace.army.mil | 2011-09-14T16:57:53 | 23-80 70 11 14 11: Downlights | Surface Mounted Metal Halide | Fixed | n/a | n/a | n/a | n/a | n/a | n/a | year | n/a | IfcLightFixtureType | n/a | n/a | n/a | year | n/a | n/a | n/a | n/a | n/a | n/a | n/a | n/a | n/a | n/a | n/a | n/a | n/a | n/a | n/a | n/a
Light Fixture M250 | danielle.r.love@usace.army.mil | 2011-09-14T16:57:53 | 23-80 70 11 14 11: Downlights | Surface Mounted Metal Halide | Fixed | n/a | n/a | n/a | n/a | n/a | n/a | year | n/a | IfcLightFixtureType | n/a | n/a | n/a | year | n/a | n/a | n/a | n/a | n/a | n/a | n/a | n/a | n/a | n/a | n/a | n/a | n/a | n/a | n/a | n/a
Light Fixture M400 | danielle.r.love@usace.army.mil | 2011-09-14T16:57:53 | 23-80 70 11 14 11: Downlights | Surface Mounted Metal Halide | Fixed | n/a | n/a | n/a | n/a | n/a | n/a | year | n/a | IfcLightFixtureType | n/a | n/a | n/a | year | n/a | n/a | n/a | n/a | n/a | n/a | n/a | n/a | n/a | n/a | n/a | n/a | n/a | n/a | n/a | n/a
Light Fixture P1 | danielle.r.love@usace.army.mil | 2011-09-14T16:57:53 | 23-80 70 11 11: General Luminaries, Non Directional | Linear Fluorescent Up Light | Fixed | n/a | n/a | n/a | n/a | n/a | n/a | year | Autodesk Revit MEP 2011 | IfcLightFixtureType | 1MPejKGxvAxOPe64yBS0Ic | n/a | n/a | year | n/a | n/a | n/a | n/a | n/a | n/a | n/a | n/a | n/a | n/a | n/a | n/a | n/a | n/a | n/a | n/a
Light Fixture Q1 | danielle.r.love@usace.army.mil | 2011-09-14T16:57:53 | 23-80 70 11 11: General Luminaries, Non Directional | 4100mm Single Lamp Strip with Wire Guard | Fixed | n/a | n/a | n/a | n/a | n/a | n/a | year | n/a | IfcLightFixtureType | n/a | n/a | n/a | year | n/a | n/a | n/a | n/a | n/a | n/a | n/a | n/a | n/a | n/a | n/a | n/a | n/a | n/a | n/a | n/a
Light Fixture Q4 | danielle.r.love@usace.army.mil | 2011-09-14T16:57:53 | 23-80 70 11 11: General Luminaries, Non Directional | 4100mm Two Lamp Strip with Wire Guard | Fixed | n/a | n/a | n/a | n/a | n/a | n/a | year | Autodesk Revit MEP 2011 | IfcLightFixtureType | 1MPejKGxvAxOPe64yBS3ap | n/a | n/a | year | n/a | n/a | n/a | n/a | n/a | n/a | n/a | n/a | n/a | n/a | n/a | n/a | n/a | n/a | n/a | n/a
Light Fixture Q4B | danielle.r.love@usace.army.mil | 2011-09-14T16:57:53 | 23-80 70 11 11: General Luminaries, Non Directional | 4100mm Two Lamp Strip with Wire Guard with Emergency Battery Pack | Fixed | n/a | n/a | n/a | n/a | n/a | n/a | year | n/a | IfcLightFixtureType | n/a | n/a | n/a | year | n/a | n/a | n/a | n/a | n/a | n/a | n/a | n/a | n/a | n/a | n/a | n/a | n/a | n/a | n/a | n/a
Light Fixture R1 | danielle.r.love@usace.army.mil | 2011-09-14T16:57:53 | 23-80 70 11 11: General Luminaries, Non Directional | 305mm X 4100mm (Normal) Fluorescent Toffer | Fixed | n/a | n/a | n/a | n/a | n/a | n/a | year | Autodesk Revit MEP 2011 | IfcLightFixtureType | 1MPejKGxvAxOPe64yBS3rq | n/a | n/a | year | n/a | n/a | n/a | n/a | n/a | n/a | n/a | n/a | n/a | n/a | n/a | n/a | n/a | n/a | n/a | n/a
Light Fixture S | danielle.r.love@usace.army.mil | 2011-09-14T16:57:53 | 23-80 70 11 14 11: Downlights | Recessed Incandescent Down Light | Fixed | n/a | n/a | n/a | n/a | n/a | n/a | year | n/a | IfcLightFixtureType | n/a | n/a | n/a | year | n/a | n/a | n/a | n/a | n/a | n/a | n/a | n/a | n/a | n/a | n/a | n/a | n/a | n/a | n/a | n/a
Light Fixture SA | danielle.r.love@usace.army.mil | 2011-09-14T16:57:53 | 23-80 70 11 11: General Luminaries, Non Directional | 152mm Recessed Fluorescent Shower Light | Fixed | n/a | n/a | n/a | n/a | n/a | n/a | year | n/a | IfcLightFixtureType | n/a | n/a | n/a | year | n/a | n/a | n/a | n/a | n/a | n/a | n/a | n/a | n/a | n/a | n/a | n/a | n/a | n/a | n/a | n/a
Light Fixture SB | danielle.r.love@usace.army.mil | 2011-09-14T16:57:53 | 23-80 70 11 14 11: Downlights | 102mm Recessed Fluorescent Down Light | Fixed | n/a | n/a | n/a | n/a | n/a | n/a | year | Autodesk Revit MEP 2011 | IfcLightFixtureType | 1MPejKGxvAxOPe64yBS0Dr | n/a | n/a | year | n/a | n/a | n/a | n/a | n/a | n/a | n/a | n/a | n/a | n/a | n/a | n/a | n/a | n/a | n/a | n/a
Light Fixture SBB | danielle.r.love@usace.army.mil | 2011-09-14T16:57:53 | 23-80 70 11 14 11: Downlights | 102mm Recessed Fluorescent Down Light with Emergency Battery Pack | Fixed | n/a | n/a | n/a | n/a | n/a | n/a | year | n/a | IfcLightFixtureType | n/a | n/a | n/a | year | n/a | n/a | n/a | n/a | n/a | n/a | n/a | n/a | n/a | n/a | n/a | n/a | n/a | n/a | n/a | n/a
Light Fixture SC | danielle.r.love@usace.army.mil | 2011-09-14T16:57:53 | 23-80 70 11 14 11: Downlights | 213mm Recessed Compact Fluorescent Down Light | Fixed | n/a | n/a | n/a | n/a | n/a | n/a | year | n/a | IfcLightFixtureType | n/a | n/a | n/a | year | n/a | n/a | n/a | n/a | n/a | n/a | n/a | n/a | n/a | n/a | n/a | n/a | n/a | n/a | n/a | n/a
Light Fixture SCB | danielle.r.love@usace.army.mil | 2011-09-14T16:57:53 | 23-80 70 11 14 11: Downlights | 213mm Recessed Compact Fluorescent Down Light with Emergency Battery Pack | Fixed | n/a | n/a | n/a | n/a | n/a | n/a | year | n/a | IfcLightFixtureType | n/a | n/a | n/a | year | n/a | n/a | n/a | n/a | n/a | n/a | n/a | n/a | n/a | n/a | n/a | n/a | n/a | n/a | n/a | n/a
Light Fixture SD | danielle.r.love@usace.army.mil | 2011-09-14T16:57:53 | 23-80 70 11 14 11: Downlights | 213mm Recessed Compact Fluorescent Down Light | Fixed | n/a | n/a | n/a | n/a | n/a | n/a | year | n/a | IfcLightFixtureType | n/a | n/a | n/a | year | n/a | n/a | n/a | n/a | n/a | n/a | n/a | n/a | n/a | n/a | n/a | n/a | n/a | n/a | n/a | n/a
Light Fixture SDB | danielle.r.love@usace.army.mil | 2011-09-14T16:57:53 | 23-80 70 11 14 11: Downlights | 213mm Recessed Compact Fluorescent Down Light with Emergency Battery Pack | Fixed | n/a | n/a | n/a | n/a | n/a | n/a | year | n/a | IfcLightFixtureType | n/a | n/a | n/a | year | n/a | n/a | n/a | n/a | n/a | n/a | n/a | n/a | n/a | n/a | n/a | n/a | n/a | n/a | n/a | n/a
Light Fixture SE | danielle.r.love@usace.army.mil | 2011-09-14T16:57:53 | 23-80 70 11 14 11: Downlights | 213mm Recessed Compact Fluorescent Down Light | Fixed | n/a | n/a | n/a | n/a | n/a | n/a | year | n/a | IfcLightFixtureType | n/a | n/a | n/a | year | n/a | n/a | n/a | n/a | n/a | n/a | n/a | n/a | n/a | n/a | n/a | n/a | n/a | n/a | n/a | n/a
Light Fixture T1 | danielle.r.love@usace.army.mil | 2011-09-14T16:57:53 | 23-80 70 11 11: General Luminaries, Non Directional | Linear Fluorescent Wall Mounted Up Light | Fixed | n/a | n/a | n/a | n/a | n/a | n/a | year | Autodesk Revit MEP 2011 | IfcLightFixtureType | 1MPejKGxvAxOPe64yBS1lL | n/a | n/a | year | n/a | n/a | n/a | n/a | n/a | n/a | n/a | n/a | n/a | n/a | n/a | n/a | n/a | n/a | n/a | n/a
Light Fixture X1 | danielle.r.love@usace.army.mil | 2011-09-14T16:57:53 | 23-80 70 17 14: Illuminated Signs/Boards | Single Face Ceiling Mounted LED Exit Light | Fixed | n/a | n/a | n/a | n/a | n/a | n/a | year | n/a | IfcLightFixtureType | n/a | n/a | n/a | year | n/a | n/a | n/a | n/a | n/a | n/a | n/a | n/a | n/a | n/a | n/a | n/a | n/a | n/a | n/a | n/a
Light Fixture Y1 | danielle.r.love@usace.army.mil | 2011-09-14T16:57:53 | 23-80 70 11 17: Specialized Lighting by Location or Use | Recessed "Darkroom in Use" Fixture | Fixed | n/a | n/a | n/a | n/a | n/a | n/a | year | n/a | IfcLightFixtureType | n/a | n/a | n/a | year | n/a | n/a | n/a | n/a | n/a | n/a | n/a | n/a | n/a | n/a | n/a | n/a | n/a | n/a | n/a | n/a
Light Fixture Y2 | danielle.r.love@usace.army.mil | 2011-09-14T16:57:53 | 23-80 70 11 17: Specialized Lighting by Location or Use | Ceiling Mounted Darkroom Safe Fixture | Fixed | n/a | n/a | n/a | n/a | n/a | n/a | year | n/a | IfcLightFixtureType | n/a | n/a | n/a | year | n/a | n/a | n/a | n/a | n/a | n/a | n/a | n/a | n/a | n/a | n/a | n/a | n/a | n/a | n/a | n/a
Light Switch | danielle.r.love@usace.army.mil | 2011-09-14T16:57:53 | 23.80.50.11.14: Switches | Single Pole | Fixed | n/a | n/a | n/a | n/a | n/a | n/a | year | Autodesk Revit MEP 2011 | IfcLightFixtureType | 0FGGKr9E19BvyMqqUqhCY9 | n/a | n/a | year | n/a | 27.2542 | 33.528 | 83.3374 | PS15AC1CSL | Traditional | n/a | Clear | Nylon | Industrial Heavy-Duty | n/a | n/a | Heavy-gauge one-piece copper alloy contact arm virtually eliminates contact bounce; Cam controls fast “make” and positive “break” to minimize arcing; Heavy-duty bumper pads for quiet operation; High strength thermoplastic polycarbonate toggle; Back body made of glass-reinforced nylon; Locking support provides resistance to face and back body separation; Oversized silver alloy contacts for long life and better heat dissipation; Grounding terminal is standard; Shallow design for ease of installation; Strap nickel-plated steel with integral ground; Auto-ground clip assures positive ground. | n/a | FSUL Listed (Federal Specification WS896); UL20, CSA-C22.2 111 | n/a
Light Switch- Three Way | danielle.r.love@usace.army.mil | 2011-09-14T16:57:53 | 23-80 50 11 14: Switches | Three Way | Fixed | n/a | n/a | n/a | n/a | n/a | n/a | year | Autodesk Revit MEP 2011 | IfcLightFixtureType | 0YIMYffWP7i9skNaemGPe9 | n/a | n/a | year | n/a | n/a | n/a | n/a | n/a | n/a | n/a | n/a | n/a | n/a | n/a | n/a | n/a | n/a | n/a | n/a
Lighting and Appliance Panelboard | danielle.r.love@usace.army.mil | 2011-09-14T16:57:53 | 23-80 30 11 17: Distribution Boards and Control Panels | 225 A | Fixed | n/a | n/a | n/a | n/a | n/a | n/a | year | Autodesk Revit MEP 2011 | IfcElectricApplianceType | 23oK9Ybpf2MPoMOri$YlXS | n/a | n/a | year | n/a | n/a | n/a | n/a | n/a | n/a | n/a | n/a | n/a | n/a | n/a | n/a | n/a | n/a | n/a | n/a
Mirror | mariangelica.carrasquillo@usace.army.mil | 2011-09-14T16:57:50 | 23-40 20 21: Toilet and Bath Specialties | Mirror 600mm x 900mm | Fixed | n/a | n/a | n/a | n/a | n/a | n/a | year | Autodesk Revit Architecture 2011 | IfcSanitaryTerminalType | 197mqEVor8ZRDjVbXCpoNP | n/a | 5 | year | n/a | n/a | 610 | 914 | n/a | n/a | n/a | n/a | n/a | n/a | n/a | n/a | n/a | n/a | n/a | n/a
Mop Basin P-4700 | danielle.r.love@usace.army.mil | 2011-09-14T16:57:53 | 23-45 05 14 14: Sinks/Lavatories | Basin, Mop, Service | Fixed | n/a | n/a | n/a | n/a | n/a | n/a | year | Autodesk Revit MEP 2011 | IfcSanitaryTerminalType | 3zITTn13z5pvvW8SU1ZMsq | n/a | n/a | year | n/a | n/a | n/a | n/a | n/a | n/a | n/a | n/a | n/a | n/a | n/a | n/a | n/a | n/a | n/a | n/a
PH Meter | danielle.r.love@usace.army.mil | 2011-09-14T16:57:53 | 23-40 70 11 14 11: Medical Equipment | PH Meter | Fixed | n/a | n/a | n/a | n/a | n/a | n/a | year | n/a | IfcMedicalDeviceType | n/a | n/a | n/a | year | n/a | n/a | n/a | n/a | n/a | n/a | n/a | n/a | n/a | n/a | n/a | n/a | n/a | n/a | n/a | n/a
PH MONITOR | danielle.r.love@usace.army.mil | 2011-09-14T16:57:53 | 23-40 70 11 14 11: Medical Equipment | PH MONITOR | Fixed | n/a | n/a | n/a | n/a | n/a | n/a | year | n/a | IfcMedicalDeviceType | n/a | n/a | n/a | year | n/a | n/a | n/a | n/a | n/a | n/a | n/a | n/a | n/a | n/a | n/a | n/a | n/a | n/a | n/a | n/a
Pump- Cold Water | danielle.r.love@usace.army.mil | 2011-09-14T16:57:53 | 23-60 30 21: Pumps | Line Mounted, Centrifugal, Constant Valume | Fixed | n/a | n/a | n/a | n/a | n/a | n/a | year | n/a | IfcPumpType | n/a | n/a | n/a | year | n/a | n/a | n/a | n/a | n/a | n/a | n/a | n/a | n/a | n/a | n/a | n/a | n/a | n/a | n/a | n/a
Pump- Hot Water | danielle.r.love@usace.army.mil | 2011-09-14T16:57:53 | 23-60 30 21: Pumps | Line Mounted, Centrifugal, Constant Valume | Fixed | n/a | n/a | n/a | n/a | n/a | n/a | year | n/a | IfcPumpType | n/a | n/a | n/a | year | n/a | n/a | n/a | n/a | n/a | n/a | n/a | n/a | n/a | n/a | n/a | n/a | n/a | n/a | n/a | n/a
Return Diffuser 150 Face | danielle.r.love@usace.army.mil | 2011-09-14T16:57:53 | 23.75.70.21.27.11: Diffusers, Registers, and Grilles | 150 x 150 Face 300 x 300 Connection 2 | Fixed | n/a | n/a | n/a | n/a | n/a | n/a | year | Autodesk Revit MEP 2011 | IfcAirTerminalType | 0JGTSjcSn7v8o$ZI4qc4Ty | n/a | n/a | year | n/a | n/a | n/a | n/a | n/a | n/a | n/a | n/a | n/a | n/a | n/a | n/a | n/a | n/a | n/a | n/a
Return Diffuser 200 Face | danielle.r.love@usace.army.mil | 2011-09-14T16:57:53 | 23.75.70.21.27.11: Diffusers, Registers, and Grilles | 200 x 200 Face 300 x 300 Connection | Fixed | n/a | n/a | n/a | n/a | n/a | n/a | year | Autodesk Revit MEP 2011 | IfcAirTerminalType | 0JGTSjcSn7v8o$ZI4qc4UR | n/a | n/a | year | n/a | n/a | n/a | n/a | n/a | n/a | n/a | n/a | n/a | n/a | n/a | n/a | n/a | n/a | n/a | n/a
Return Diffuser 300 Face | danielle.r.love@usace.army.mil | 2011-09-14T16:57:53 | 23.75.70.21.27.11: Diffusers, Registers, and Grilles | 300 x 300 Face 300 x 300 Connection 2 | Fixed | n/a | n/a | n/a | n/a | n/a | n/a | year | Autodesk Revit MEP 2011 | IfcAirTerminalType | 0JGTSjcSn7v8o$ZI4qc4UI | n/a | n/a | year | n/a | n/a | n/a | n/a | n/a | n/a | n/a | n/a | n/a | n/a | n/a | n/a | n/a | n/a | n/a | n/a
Return Diffuser 350 Face | danielle.r.love@usace.army.mil | 2011-09-14T16:57:53 | 23.75.70.21.27.11: Diffusers, Registers, and Grilles | 350 x 350 Face 300 x 300 Connection 3 | Fixed | n/a | n/a | n/a | n/a | n/a | n/a | year | Autodesk Revit MEP 2011 | IfcAirTerminalType | 0JGTSjcSn7v8o$ZI4qc4Tu | n/a | n/a | year | n/a | n/a | n/a | n/a | n/a | n/a | n/a | n/a | n/a | n/a | n/a | n/a | n/a | n/a | n/a | n/a
Return Diffuser 400 Face | danielle.r.love@usace.army.mil | 2011-09-14T16:57:53 | 23.75.70.21.27.11: Diffusers, Registers, and Grilles | 400 x 400 Face 300 x 300 Connection 3 | Fixed | n/a | n/a | n/a | n/a | n/a | n/a | year | Autodesk Revit MEP 2011 | IfcAirTerminalType | 0JGTSjcSn7v8o$ZI4qc4Tz | n/a | n/a | year | n/a | n/a | n/a | n/a | n/a | n/a | n/a | n/a | n/a | n/a | n/a | n/a | n/a | n/a | n/a | n/a
Return Diffuser 450 Face | danielle.r.love@usace.army.mil | 2011-09-14T16:57:53 | 23.75.70.21.27.11: Diffusers, Registers, and Grilles | 450 x 450 Face 300 x 300 Connection 3 | Fixed | n/a | n/a | n/a | n/a | n/a | n/a | year | Autodesk Revit MEP 2011 | IfcAirTerminalType | 0JGTSjcSn7v8o$ZI4qc4TI | n/a | n/a | year | n/a | n/a | n/a | n/a | n/a | n/a | n/a | n/a | n/a | n/a | n/a | n/a | n/a | n/a | n/a | n/a
Return Diffuser 500 Face | danielle.r.love@usace.army.mil | 2011-09-14T16:57:53 | 23.75.70.21.27.11: Diffusers, Registers, and Grilles | 500 x 500 Face 300 x 300 Connection 2 | Fixed | n/a | n/a | n/a | n/a | n/a | n/a | year | Autodesk Revit MEP 2011 | IfcAirTerminalType | 0JGTSjcSn7v8o$ZI4qc4UM | n/a | n/a | year | n/a | n/a | n/a | n/a | n/a | n/a | n/a | n/a | n/a | n/a | n/a | n/a | n/a | n/a | n/a | n/a
Shower P-5040 | danielle.r.love@usace.army.mil | 2011-09-14T16:57:53 | 23-45 05 14 21 11: Bath/Shower Units | Shower | Fixed | n/a | n/a | n/a | n/a | n/a | n/a | year | Autodesk Revit MEP 2011 | IfcSanitaryTerminalType | 32xCMlMsb8h8u4rXrjrSzA | n/a | n/a | year | n/a | n/a | n/a | n/a | n/a | n/a | n/a | n/a | n/a | n/a | n/a | n/a | n/a | n/a | n/a | n/a
Shower Seat | mariangelica.carrasquillo@usace.army.mil | 2011-09-14T16:57:50 | 23-45 05 14 11 17: Shower/Bath Seats | ADA Shower Seat 17" Depth x 18 1/2" Width | Fixed | n/a | n/a | n/a | n/a | n/a | n/a | year | Autodesk Revit Architecture 2011 | IfcSanitaryTerminalType | 197mqEVor8ZRDjVbXCpqxc | n/a | 10 | year | n/a | 430 | 570 | 194 | n/a | n/a | n/a | White | n/a | n/a | n/a | n/a | n/a | n/a | n/a | n/a
Sink CS-090M | danielle.r.love@usace.army.mil | 2011-09-14T16:57:53 | 23-45 05 14 14: Sinks/Lavatories | Sink, Counter, Mod, 190 X 483 X 406 | Fixed | n/a | n/a | n/a | n/a | n/a | n/a | year | n/a | IfcSanitaryTerminalType | n/a | n/a | n/a | year | n/a | n/a | n/a | n/a | n/a | n/a | n/a | n/a | n/a | n/a | n/a | n/a | n/a | n/a | n/a | n/a
Sink CS-150 | danielle.r.love@usace.army.mil | 2011-09-14T16:57:53 | 23-45 05 14 14: Sinks/Lavatories | Sink, Counter, 250 X 415 X 340 | Fixed | n/a | n/a | n/a | n/a | n/a | n/a | year | n/a | IfcSanitaryTerminalType | n/a | n/a | n/a | year | n/a | n/a | n/a | n/a | n/a | n/a | n/a | n/a | n/a | n/a | n/a | n/a | n/a | n/a | n/a | n/a
Sink CS-180A | danielle.r.love@usace.army.mil | 2011-09-14T16:57:53 | 23-45 05 14 14: Sinks/Lavatories | Sink, Counter, 304 X 559 X 406 Mod. Drop-in | Fixed | n/a | n/a | n/a | n/a | n/a | n/a | year | n/a | IfcSanitaryTerminalType | n/a | n/a | n/a | year | n/a | n/a | n/a | n/a | n/a | n/a | n/a | n/a | n/a | n/a | n/a | n/a | n/a | n/a | n/a | n/a
Sink CS-180M | danielle.r.love@usace.army.mil | 2011-09-14T16:57:53 | 23-45 05 14 14: Sinks/Lavatories | Sink, Counter, 304 X 559 X 406 Mod. Drop-in | Fixed | n/a | n/a | n/a | n/a | n/a | n/a | year | Autodesk Revit MEP 2011 | IfcSanitaryTerminalType | 3vaHZZzFDFReJQQQ7ii9yG | n/a | n/a | year | n/a | n/a | n/a | n/a | n/a | n/a | n/a | n/a | n/a | n/a | n/a | n/a | n/a | n/a | n/a | n/a
Sink D-0795 | danielle.r.love@usace.army.mil | 2011-09-14T16:57:53 | 23-45 05 14 14: Sinks/Lavatories | Sink, CRS, 18 Ga. 250 X 350 X 250 | Fixed | n/a | n/a | n/a | n/a | n/a | n/a | year | n/a | IfcSanitaryTerminalType | n/a | n/a | n/a | year | n/a | n/a | n/a | n/a | n/a | n/a | n/a | n/a | n/a | n/a | n/a | n/a | n/a | n/a | n/a | n/a
Sink D-0800 | danielle.r.love@usace.army.mil | 2011-09-14T16:57:53 | 23-45 05 14 14: Sinks/Lavatories | Sink, CRS, 304 X 508 X 406 | Fixed | n/a | n/a | n/a | n/a | n/a | n/a | year | n/a | IfcSanitaryTerminalType | n/a | n/a | n/a | year | n/a | n/a | n/a | n/a | n/a | n/a | n/a | n/a | n/a | n/a | n/a | n/a | n/a | n/a | n/a | n/a
Sink P-6500 | danielle.r.love@usace.army.mil | 2011-09-14T16:57:53 | 23-45 05 14 14: Sinks/Lavatories | Sink | Fixed | n/a | n/a | n/a | n/a | n/a | n/a | year | n/a | IfcSanitaryTerminalType | n/a | n/a | n/a | year | n/a | n/a | n/a | n/a | n/a | n/a | n/a | n/a | n/a | n/a | n/a | n/a | n/a | n/a | n/a | n/a
Supply Diffuser 600 Face | danielle.r.love@usace.army.mil | 2011-09-14T16:57:53 | 23.75.70.21.27.11: Diffusers, Registers, and Grilles | 600 x 600 Face 300 x 300 Connection | Fixed | n/a | n/a | n/a | n/a | n/a | n/a | year | Autodesk Revit MEP 2011 | IfcAirTerminalType | 0JGTSjcSn7v8o$ZI4qc4JY | n/a | n/a | year | n/a | n/a | n/a | n/a | n/a | n/a | n/a | n/a | n/a | n/a | n/a | n/a | n/a | n/a | n/a | n/a
Supply Diffuser Sidewall 200mm | danielle.r.love@usace.army.mil | 2011-09-14T16:57:53 | 23.75.70.21.27.11: Diffusers, Registers, and Grilles | 200mm | Fixed | n/a | n/a | n/a | n/a | n/a | n/a | year | Autodesk Revit MEP 2011 | IfcAirTerminalType | 2BsQZ2jP5BGeo4VhIdr7CA | n/a | n/a | year | n/a | n/a | n/a | n/a | n/a | n/a | n/a | n/a | n/a | n/a | n/a | n/a | n/a | n/a | n/a | n/a
Supply Diffuser Sidewall 400mm | danielle.r.love@usace.army.mil | 2011-09-14T16:57:53 | 23.75.70.21.27.11: Diffusers, Registers, and Grilles | 400mm | Fixed | n/a | n/a | n/a | n/a | n/a | n/a | year | Autodesk Revit MEP 2011 | IfcAirTerminalType | 1_Zh3tX9X1EP5VDitdzju7 | n/a | n/a | year | n/a | n/a | n/a | n/a | n/a | n/a | n/a | n/a | n/a | n/a | n/a | n/a | n/a | n/a | n/a | n/a
Supply Diffuser Sidewall 800 mm | danielle.r.love@usace.army.mil | 2011-09-14T16:57:53 | 23.75.70.21.27.11: Diffusers, Registers, and Grilles | 800mm | Fixed | n/a | n/a | n/a | n/a | n/a | n/a | year | Autodesk Revit MEP 2011 | IfcAirTerminalType | 0JGTSjcSn7v8o$ZI4qc5M6 | n/a | n/a | year | n/a | n/a | n/a | n/a | n/a | n/a | n/a | n/a | n/a | n/a | n/a | n/a | n/a | n/a | n/a | n/a
Supply Diffuser Sidewall Standard | danielle.r.love@usace.army.mil | 2011-09-14T16:57:53 | 23.75.70.21.27.11: Diffusers, Registers, and Grilles | Standard | Fixed | n/a | n/a | n/a | n/a | n/a | n/a | year | Autodesk Revit MEP 2011 | IfcAirTerminalType | 0JGTSjcSn7v8o$ZI4qc5MQ | n/a | n/a | year | n/a | n/a | n/a | n/a | n/a | n/a | n/a | n/a | n/a | n/a | n/a | n/a | n/a | n/a | n/a | n/a
Toilet Door | mariangelica.carrasquillo@usace.army.mil | 2011-09-14T16:57:53 | 23-30 10: Doors | 0865 x 1500mm | Fixed | n/a | n/a | n/a | n/a | n/a | n/a | year | Autodesk Revit Architecture 2011 | IfcDoorStyle | 3QZM8asyXBR9VRzB6nM4Ev | 588 | n/a | year | n/a | n/a | 915 | 1500 | 2EHH6 | rectangular | n/a | n/a | n/a | n/a | Stainless Steel | n/a | n/a | n/a | n/a | n/a
Towel Dispenser | mariangelica.carrasquillo@usace.army.mil | 2011-09-14T16:57:50 | 23-40 20 21 17: Paper Towel Dispensers: Disposal Units | Multi Purpose Towel Dispenser | Fixed | n/a | n/a | n/a | n/a | n/a | n/a | year | Autodesk Revit Architecture 2011 | IfcSanitaryTerminalType | 1DK25N9_HAXeOalNKVejj2 | n/a | 10 | year | n/a | 102 | 324 | 435 | n/a | n/a | n/a | n/a | n/a | n/a | n/a | n/a | n/a | n/a | n/a | n/a
Transformer Switchboard | danielle.r.love@usace.army.mil | 2011-09-14T16:57:53 | 23-80 30 11 17: Distribution Boards and Control Panels | 914mmx673mm | Fixed | n/a | n/a | n/a | n/a | n/a | n/a | year | Autodesk Revit MEP 2011 | IfcTransformerType | 23oK9Ybpf2MPoMOri$Yi6d | n/a | n/a | year | n/a | n/a | n/a | n/a | n/a | n/a | n/a | n/a | n/a | n/a | n/a | n/a | n/a | n/a | n/a | n/a
Urinal P-8150 | danielle.r.love@usace.army.mil | 2011-09-14T16:57:53 | 23-45 05 21 11 21: Urinals | 25 mm Flush Valve | Fixed | n/a | n/a | n/a | n/a | n/a | n/a | year | Autodesk Revit MEP 2011 | IfcSanitaryTerminalType | 32xCMlMsb8h8u4rXrjrSAw | n/a | n/a | year | n/a | n/a | n/a | n/a | n/a | n/a | n/a | n/a | n/a | n/a | n/a | n/a | n/a | n/a | n/a | n/a
VAV 100 mm | danielle.r.love@usace.army.mil | 2011-09-14T16:57:53 | 23-75 70 21 24 14: Variable Volume Air Terminal Units | 100 mm | Fixed | n/a | n/a | n/a | n/a | n/a | n/a | year | n/a | IfcFanType | n/a | n/a | n/a | year | n/a | n/a | n/a | n/a | n/a | n/a | n/a | n/a | n/a | n/a | n/a | n/a | n/a | n/a | n/a | n/a
VAV 125 mm | danielle.r.love@usace.army.mil | 2011-09-14T16:57:53 | 23-75 70 21 24 14: Variable Volume Air Terminal Units | 125 mm | Fixed | n/a | n/a | n/a | n/a | n/a | n/a | year | n/a | IfcFanType | n/a | n/a | n/a | year | n/a | n/a | n/a | n/a | n/a | n/a | n/a | n/a | n/a | n/a | n/a | n/a | n/a | n/a | n/a | n/a
VAV 150 mm | danielle.r.love@usace.army.mil | 2011-09-14T16:57:53 | 23-75 70 21 24 14: Variable Volume Air Terminal Units | 150 mm | Fixed | n/a | n/a | n/a | n/a | n/a | n/a | year | Autodesk Revit MEP 2011 | IfcFanType | 0JGTSjcSn7v8o$ZI4qc4cN | n/a | n/a | year | n/a | n/a | n/a | n/a | n/a | n/a | n/a | n/a | n/a | n/a | n/a | n/a | n/a | n/a | n/a | n/a
VAV 175 mm | danielle.r.love@usace.army.mil | 2011-09-14T16:57:53 | 23-75 70 21 24 14: Variable Volume Air Terminal Units | 175 mm | Fixed | n/a | n/a | n/a | n/a | n/a | n/a | year | n/a | IfcFanType | n/a | n/a | n/a | year | n/a | n/a | n/a | n/a | n/a | n/a | n/a | n/a | n/a | n/a | n/a | n/a | n/a | n/a | n/a | n/a
VAV 200 mm | danielle.r.love@usace.army.mil | 2011-09-14T16:57:53 | 23-75 70 21 24 14: Variable Volume Air Terminal Units | 200 mm | Fixed | n/a | n/a | n/a | n/a | n/a | n/a | year | Autodesk Revit MEP 2011 | IfcFanType | 0JGTSjcSn7v8o$ZI4qc4db | n/a | n/a | year | n/a | n/a | n/a | n/a | n/a | n/a | n/a | n/a | n/a | n/a | n/a | n/a | n/a | n/a | n/a | n/a
VAV 225 mm | danielle.r.love@usace.army.mil | 2011-09-14T16:57:53 | 23-75 70 21 24 14: Variable Volume Air Terminal Units | 225 mm | Fixed | n/a | n/a | n/a | n/a | n/a | n/a | year | n/a | IfcFanType | n/a | n/a | n/a | year | n/a | n/a | n/a | n/a | n/a | n/a | n/a | n/a | n/a | n/a | n/a | n/a | n/a | n/a | n/a | n/a
VAV 250 mm | danielle.r.love@usace.army.mil | 2011-09-14T16:57:53 | 23-75 70 21 24 14: Variable Volume Air Terminal Units | 250 mm | Fixed | n/a | n/a | n/a | n/a | n/a | n/a | year | Autodesk Revit MEP 2011 | IfcFanType | 0JGTSjcSn7v8o$ZI4qc4bk | n/a | n/a | year | n/a | n/a | n/a | n/a | n/a | n/a | n/a | n/a | n/a | n/a | n/a | n/a | n/a | n/a | n/a | n/a
VAV 300 mm | danielle.r.love@usace.army.mil | 2011-09-14T16:57:53 | 23-75 70 21 24 14: Variable Volume Air Terminal Units | 300 mm | Fixed | n/a | n/a | n/a | n/a | n/a | n/a | year | Autodesk Revit MEP 2011 | IfcFanType | 0JGTSjcSn7v8o$ZI4qc4ct | n/a | n/a | year | n/a | n/a | n/a | n/a | n/a | n/a | n/a | n/a | n/a | n/a | n/a | n/a | n/a | n/a | n/a | n/a
VAV 350 mm | danielle.r.love@usace.army.mil | 2011-09-14T16:57:53 | 23-75 70 21 24 14: Variable Volume Air Terminal Units | 350 mm | Fixed | n/a | n/a | n/a | n/a | n/a | n/a | year | Autodesk Revit MEP 2011 | IfcFanType | 0JGTSjcSn7v8o$ZI4qc4dx | n/a | n/a | year | n/a | n/a | n/a | n/a | n/a | n/a | n/a | n/a | n/a | n/a | n/a | n/a | n/a | n/a | n/a | n/a
VAV 400 mm | danielle.r.love@usace.army.mil | 2011-09-14T16:57:53 | 23-75 70 21 24 14: Variable Volume Air Terminal Units | 400 mm | Fixed | n/a | n/a | n/a | n/a | n/a | n/a | year | Autodesk Revit MEP 2011 | IfcFanType | 0JGTSjcSn7v8o$ZI4qc4bF | n/a | n/a | year | n/a | n/a | n/a | n/a | n/a | n/a | n/a | n/a | n/a | n/a | n/a | n/a | n/a | n/a | n/a | n/a
Water Closet P-9050 | danielle.r.love@usace.army.mil | 2011-09-14T16:57:53 | 23-45 05 21 11 11: Water Operated Water Closets | Water Closet | Fixed | n/a | n/a | n/a | n/a | n/a | n/a | year | Autodesk Revit MEP 2011 | IfcSanitaryTerminalType | 32xCMlMsb8h8u4rXrjrV4D | n/a | n/a | year | n/a | n/a | n/a | n/a | n/a | n/a | n/a | n/a | n/a | n/a | n/a | n/a | n/a | n/a | n/a | n/a
Water Closet P-9050M | danielle.r.love@usace.army.mil | 2011-09-14T16:57:53 | 23-45 05 21 11 11: Water Operated Water Closets | Water Closet | Fixed | n/a | n/a | n/a | n/a | n/a | n/a | year | n/a | IfcSanitaryTerminalType | n/a | n/a | n/a | year | n/a | n/a | n/a | n/a | n/a | n/a | n/a | n/a | n/a | n/a | n/a | n/a | n/a | n/a | n/a | n/a
Water Heater | danielle.r.love@usace.army.mil | 2011-09-14T16:57:53 | 23-65 35 11 11: Storage Water Heaters | 380 L | Fixed | n/a | n/a | n/a | n/a | n/a | n/a | year | Autodesk Revit MEP 2011 | IfcTankType | 1C7ufxVL54OQXhLl9juIzL | n/a | n/a | year | n/a | n/a | n/a | n/a | n/a | n/a | n/a | n/a | n/a | n/a | n/a | n/a | n/a | n/a | n/a | n/a
Window Type W1 | mariangelica.carrasquillo@usace.army.mil | 2011-09-14T16:57:50 | 23-30 20 17 11: Fixed Windows | Aluminum Window Wall with Fixed Glass Panels | Fixed | n/a | n/a | n/a | n/a | n/a | n/a | year | Autodesk Revit Architecture 2011 | IfcWindowStyle | 0r5hdZqg160vKYVB8J45_E | n/a | n/a | year | n/a | n/a | 1000 | 1735 | n/a | rectangular | n/a | n/a | n/a | n/a | Aluminum | n/a | n/a | n/a | n/a | n/a
Window Type W10 | mariangelica.carrasquillo@usace.army.mil | 2011-09-14T16:57:50 | 23-30 20 17 11: Fixed Windows | Aluminum Window Wall with Fixed Glass Panels | Fixed | n/a | n/a | n/a | n/a | n/a | n/a | year | Autodesk Revit Architecture 2011 | IfcWindowStyle | n/a | n/a | 20 | year | n/a | n/a | 6805 | 0 | n/a | n/a | n/a | n/a | n/a | n/a | Aluminum | n/a | n/a | n/a | n/a | n/a
Window Type W11 | mariangelica.carrasquillo@usace.army.mil | 2011-09-14T16:57:50 | 23-30 20 17 11: Fixed Windows | Aluminum Window Wall with Fixed Glass Panels | Fixed | n/a | n/a | n/a | n/a | n/a | n/a | year | Autodesk Revit Architecture 2011 | IfcWindowStyle | n/a | n/a | 20 | year | n/a | n/a | 4220 | n/a | n/a | n/a | n/a | n/a | n/a | n/a | Aluminum | n/a | n/a | n/a | n/a | n/a
Window Type W12 | mariangelica.carrasquillo@usace.army.mil | 2011-09-14T16:57:50 | 23-30 20 17 11: Fixed Windows | Aluminum Window Wall with Fixed Glass Panels | Fixed | n/a | n/a | n/a | n/a | n/a | n/a | year | Autodesk Revit Architecture 2011 | IfcWindowStyle | n/a | n/a | 20 | year | n/a | n/a | 4220 | n/a | n/a | n/a | n/a | n/a | n/a | n/a | Aluminum | n/a | n/a | n/a | n/a | n/a
Window Type W13 | mariangelica.carrasquillo@usace.army.mil | 2011-09-14T16:57:50 | 23-30 20 17 11: Fixed Windows | Aluminum Window Wall with Fixed Glass Panels | Fixed | n/a | n/a | n/a | n/a | n/a | n/a | year | Autodesk Revit Architecture 2011 | IfcWindowStyle | n/a | n/a | 20 | year | n/a | n/a | 6805 | n/a | n/a | n/a | n/a | n/a | n/a | n/a | Aluminum | n/a | n/a | n/a | n/a | n/a
Window Type W3 | mariangelica.carrasquillo@usace.army.mil | 2011-09-14T16:57:50 | 23-30 20 17 11: Fixed Windows | Aluminum Window Wall with Fixed Glass Panels | Fixed | n/a | n/a | n/a | n/a | n/a | n/a | year | Autodesk Revit Architecture 2011 | IfcWindowStyle | n/a | n/a | 20 | year | n/a | n/a | 1000 | 4000 | n/a | rectangular | n/a | n/a | n/a | n/a | Aluminum | n/a | n/a | n/a | n/a | n/a
Window Type W4 | mariangelica.carrasquillo@usace.army.mil | 2011-09-14T16:57:50 | 23-30 20 17 11: Fixed Windows | Aluminum Window Wall with Fixed Glass Panels | Fixed | n/a | n/a | n/a | n/a | n/a | n/a | year | Autodesk Revit Architecture 2011 | IfcWindowStyle | n/a | n/a | 20 | year | n/a | n/a | 1000 | 5000 | n/a | rectangular | n/a | n/a | n/a | n/a | Aluminum | n/a | n/a | n/a | n/a | n/a
Window Type W5 | mariangelica.carrasquillo@usace.army.mil | 2011-09-14T16:57:50 | 23-30 20 17 11: Fixed Windows | Aluminum Store Front with Fixed Glass Panels | Fixed | n/a | n/a | n/a | n/a | n/a | n/a | year | Autodesk Revit Architecture 2011 | IfcWindowStyle | n/a | n/a | 20 | year | n/a | n/a | 3870 | n/a | n/a | n/a | n/a | n/a | n/a | n/a | Aluminum | n/a | n/a | n/a | n/a | n/a
Window Type W6 | mariangelica.carrasquillo@usace.army.mil | 2011-09-14T16:57:50 | 23-30 20 17 11: Fixed Windows | Aluminum Store Front with Fixed Glass Panels | Fixed | n/a | n/a | n/a | n/a | n/a | n/a | year | Autodesk Revit Architecture 2011 | IfcWindowStyle | n/a | n/a | 20 | year | n/a | n/a | 3876 | n/a | n/a | n/a | n/a | n/a | n/a | n/a | Aluminum | n/a | n/a | n/a | n/a | n/a
Window Type W7 | mariangelica.carrasquillo@usace.army.mil | 2011-09-14T16:57:50 | 23-30 20 17 11: Fixed Windows | Aluminum Store Front with Fixed Glass Panels | Fixed | n/a | n/a | n/a | n/a | n/a | n/a | year | Autodesk Revit Architecture 2011 | IfcWindowStyle | n/a | n/a | 20 | year | n/a | n/a | 5844 | n/a | n/a | n/a | n/a | n/a | n/a | n/a | Aluminum | n/a | n/a | n/a | n/a | n/a
Window Type W8 | mariangelica.carrasquillo@usace.army.mil | 2011-09-14T16:57:50 | 23-30 20 17 11: Fixed Windows | Aluminum Store Front with Fixed Glass Panels | Fixed | n/a | n/a | n/a | n/a | n/a | n/a | year | Autodesk Revit Architecture 2011 | IfcWindowStyle | n/a | n/a | 20 | year | n/a | n/a | 7868 | n/a | n/a | n/a | n/a | n/a | n/a | n/a | Aluminum | n/a | n/a | n/a | n/a | n/a
Window Type W9 | mariangelica.carrasquillo@usace.army.mil | 2011-09-14T16:57:50 | 23-30 20 17 11: Fixed Windows | Aluminum Store Front with Fixed Glass Panels | Fixed | n/a | n/a | n/a | n/a | n/a | n/a | year | Autodesk Revit Architecture 2011 | IfcWindowStyle | n/a | n/a | 20 | year | n/a | n/a | 4028 | n/a | n/a | n/a | n/a | n/a | n/a | n/a | Aluminum | n/a | n/a | n/a | n/a | n/a
Workstation D-0935M | danielle.r.love@usace.army.mil | 2011-09-14T16:57:53 | 23-45 05 14 14 17: Plaster Sinks | Workstation, Dent. Lab Plast. W/813 X 406 Sink (DCA) | Fixed | n/a | n/a | n/a | n/a | n/a | n/a | year | n/a | IfcFurnitureType | n/a | n/a | n/a | year | n/a | n/a | n/a | n/a | n/a | n/a | n/a | n/a | n/a | n/a | n/a | n/a | n/a | n/a | n/a | n/a
Workstation D-0985 | danielle.r.love@usace.army.mil | 2011-09-14T16:57:53 | 23-45 05 14 14 14: Clinic Sinks | Worksation, Infect. Control | Fixed | n/a | n/a | n/a | n/a | n/a | n/a | year | n/a | IfcFurnitureType | n/a | n/a | n/a | year | n/a | n/a | n/a | n/a | n/a | n/a | n/a | n/a | n/a | n/a | n/a | n/a | n/a | n/a | n/a | n/a
X-Ray | danielle.r.love@usace.army.mil | 2011-09-14T16:57:53 | 23-40 70 11 14 11 27: Radiology Equipment | X-Ray Machine | Fixed | n/a | n/a | n/a | n/a | n/a | n/a | year | n/a | IfcMedicalDeviceType | n/a | n/a | n/a | year | n/a | n/a | n/a | n/a | n/a | n/a | n/a | n/a | n/a | n/a | n/a | n/a | n/a | n/a | n/a | n/a

## Component
Name | CreatedBy | CreatedOn | TypeName | Space | Description | ExtSystem | ExtObject | ExtIdentifier | SerialNumber | InstallationDate | WarrantyStartDate | TagNumber | BarCode | AssetIdentifier
AC Unit Type 1 AC-1 | danielle.r.love@usace.army.mil | 2011-09-14T17:02:59 | AC Unit Type 1 | 1B21 | AC Unit | n/a | IfcEnergyConversionDevice | n/a | n/a | n/a | n/a | n/a | n/a | n/a
AC Unit Type 1 AC-2 | danielle.r.love@usace.army.mil | 2011-09-14T17:02:59 | AC Unit Type 1 | 1C13 | AC Unit | n/a | IfcEnergyConversionDevice | n/a | n/a | n/a | n/a | n/a | n/a | n/a
AC Unit Type 1 AC-3 | danielle.r.love@usace.army.mil | 2011-09-14T17:02:59 | AC Unit Type 1 | 2B12 | AC Unit | n/a | IfcEnergyConversionDevice | n/a | n/a | n/a | n/a | n/a | n/a | n/a
AC Unit Type 1 AC-4 | danielle.r.love@usace.army.mil | 2011-09-14T17:02:59 | AC Unit Type 1 | 2C15 | AC Unit | n/a | IfcEnergyConversionDevice | n/a | n/a | n/a | n/a | n/a | n/a | n/a
AC Unit Type 2 AC-5 | danielle.r.love@usace.army.mil | 2011-09-14T17:02:59 | AC Unit Type 2 | 2D04 | AC Unit | n/a | IfcEnergyConversionDevice | n/a | n/a | n/a | n/a | n/a | n/a | n/a
ACC-1 | danielle.r.love@usace.army.mil | 2011-09-14T17:02:59 | Air Cooled Chiller | 1F01 | M_Screw Chiller - Air Cooled - 281-1231 kW:633-703 kW:633-703 kW:1066741 | Autodesk Revit MEP 2011 | IfcEnergyConversionDevice | 379JtJEeXDcB$Kt4QdnzF0 | n/a | n/a | n/a | n/a | n/a | n/a
ACCU-1 | danielle.r.love@usace.army.mil | 2011-09-14T17:02:59 | Air Cooled Condensing Unit- Small | Site | Air Cooled Condensing Unit | n/a | IfcEnergyConversionDevice | n/a | n/a | n/a | n/a | n/a | n/a | n/a
ACCU-2 | danielle.r.love@usace.army.mil | 2011-09-14T17:02:59 | Air Cooled Condensing Unit- Small | Site | Air Cooled Condensing Unit | n/a | IfcEnergyConversionDevice | n/a | n/a | n/a | n/a | n/a | n/a | n/a
ACCU-3 | danielle.r.love@usace.army.mil | 2011-09-14T17:02:59 | Air Cooled Condensing Unit- Small | Site | Air Cooled Condensing Unit | n/a | IfcEnergyConversionDevice | n/a | n/a | n/a | n/a | n/a | n/a | n/a
ACCU-4 | danielle.r.love@usace.army.mil | 2011-09-14T17:02:59 | Air Cooled Condensing Unit- Small | 2R02 | Air Cooled Condensing Unit | n/a | IfcEnergyConversionDevice | n/a | n/a | n/a | n/a | n/a | n/a | n/a
ACCU-5 | danielle.r.love@usace.army.mil | 2011-09-14T17:02:59 | Air Cooled Condensing Unit- Large | 2R02 | Air Cooled Condensing Unit | n/a | IfcEnergyConversionDevice | n/a | n/a | n/a | n/a | n/a | n/a | n/a
ADA shower Seat:17" Depth x 18 1/2" Width:17" Depth x 18 1/2" Width:443560 | mariangelica.carrasquillo@usace.army.mil | 2011-09-14T16:57:53 | Shower Seat | 2C07 | M_ADA shower Seat:17" Depth x 18 1/2" Width:17" Depth x 18 1/2" Width:443560 | Autodesk Revit Architecture 2011 | IfcFlowTerminal | 1_9zwrWXL1NOa5Q8Ec6fem | n/a | n/a | n/a | n/a | n/a | n/a
ADA shower Seat:17" Depth x 18 1/2" Width:17" Depth x 18 1/2" Width:443641 | mariangelica.carrasquillo@usace.army.mil | 2011-09-14T16:57:53 | Shower Seat | 2C08 | M_ADA shower Seat:17" Depth x 18 1/2" Width:17" Depth x 18 1/2" Width:443641 | Autodesk Revit Architecture 2011 | IfcFlowTerminal | 0lQ3YOpqDF_gyylNotosbj | n/a | n/a | n/a | n/a | n/a | n/a
ADA shower Seat:17" Depth x 18 1/2" Width:17" Depth x 18 1/2" Width:443686 | mariangelica.carrasquillo@usace.army.mil | 2011-09-14T16:57:53 | Shower Seat | 1D18 | M_ADA shower Seat:17" Depth x 18 1/2" Width:17" Depth x 18 1/2" Width:443686 | Autodesk Revit Architecture 2011 | IfcFlowTerminal | 197mqEVor8ZRDjVbXCpqze | n/a | n/a | n/a | n/a | n/a | n/a
AHU-1 | danielle.r.love@usace.army.mil | 2011-09-14T17:02:59 | AHU | 2D05 | M_Air HandLING Unit - Split System - Horizontal:63300000 J:63300000 J:570459 | Autodesk Revit MEP 2011 | IfcFlowMovingDevice | 0JGTSjcSn7v8o$ZI4qc5Ms | n/a | n/a | n/a | n/a | n/a | n/a
AHU-2 | danielle.r.love@usace.army.mil | 2011-09-14T17:02:59 | AHU | 2D05 | M_Air HandLING Unit - Split System - Horizontal:63300000 J:63300000 J:570439 | Autodesk Revit MEP 2011 | IfcFlowMovingDevice | 1gn$K6jVP9HfhTuVWaGfTa | n/a | n/a | n/a | n/a | n/a | n/a
Air Compressor - Dental | mariangelica.carrasquillo@usace.army.mil | 2013-01-28T16:24:52 | Air Compressor - Dental | 1E15 | Duplex Packaged Assembly with Dryer | n/a | IfcMedicalDevice | n/a | n/a | n/a | n/a | n/a | n/a | n/a
Air Separator AS-1 | danielle.r.love@usace.army.mil | 2011-09-14T17:02:59 | Air Separator | 1E15 | Air Separator | n/a | IfcEnergyConversionDevice | n/a | n/a | n/a | n/a | n/a | n/a | n/a
Air Separator AS-2 | danielle.r.love@usace.army.mil | 2011-09-14T17:02:59 | Air Separator | 2D05 | Air Separator | n/a | IfcEnergyConversionDevice | n/a | n/a | n/a | n/a | n/a | n/a | n/a
AMALGAMATOR-DENTAL-01 | bill.east@us.army.mil | 2013-02-28T01:01:01 | Equip-D8850 | 2A09 | AMALGAMATOR-DENTAL | n/a | n/a | n/a | n/a | n/a | n/a | n/a | n/a | n/a
AMALGAMATOR-DENTAL-02 | bill.east@us.army.mil | 2013-02-28T01:01:01 | Equip-D8850 | 2A08 | AMALGAMATOR-DENTAL | n/a | n/a | n/a | n/a | n/a | n/a | n/a | n/a | n/a
AMALGAMATOR-DENTAL-03 | bill.east@us.army.mil | 2013-02-28T01:01:01 | Equip-D8850 | 2C02 | AMALGAMATOR-DENTAL | n/a | n/a | n/a | n/a | n/a | n/a | n/a | n/a | n/a
AMALGAMATOR-DENTAL-04 | bill.east@us.army.mil | 2013-02-28T01:01:01 | Equip-D8850 | 2C09 | AMALGAMATOR-DENTAL | n/a | n/a | n/a | n/a | n/a | n/a | n/a | n/a | n/a
AMALGAMATOR-DENTAL-05 | bill.east@us.army.mil | 2013-02-28T01:01:01 | Equip-D8850 | 2C06 | AMALGAMATOR-DENTAL | n/a | n/a | n/a | n/a | n/a | n/a | n/a | n/a | n/a
ANALYZER-CHEMISTRY-MULTICHANNEL-01 | bill.east@us.army.mil | 2013-02-28T01:01:01 | Equip-L1080 | 1B04 | ANALYZER-CHEMISTRY-MULTICHANNEL | n/a | n/a | n/a | n/a | n/a | n/a | n/a | n/a | n/a
ARTWORK-DECORATIVE-W/FRAME-01 | bill.east@us.army.mil | 2013-02-28T01:01:01 | Equip-A6046 | 1D27 | ARTWORK-DECORATIVE-W/FRAME | n/a | n/a | n/a | n/a | n/a | n/a | n/a | n/a | n/a
ARTWORK-DECORATIVE-W/FRAME-02 | bill.east@us.army.mil | 2013-02-28T01:01:01 | Equip-A6046 | 1D27 | ARTWORK-DECORATIVE-W/FRAME | n/a | n/a | n/a | n/a | n/a | n/a | n/a | n/a | n/a
ARTWORK-DECORATIVE-W/FRAME-03 | bill.east@us.army.mil | 2013-02-28T01:01:01 | Equip-A6046 | 1D40 | ARTWORK-DECORATIVE-W/FRAME | n/a | n/a | n/a | n/a | n/a | n/a | n/a | n/a | n/a
ARTWORK-DECORATIVE-W/FRAME-04 | bill.east@us.army.mil | 2013-02-28T01:01:01 | Equip-A6046 | 1D40 | ARTWORK-DECORATIVE-W/FRAME | n/a | n/a | n/a | n/a | n/a | n/a | n/a | n/a | n/a
Backflow Preventer- 01 | danielle.r.love@usace.army.mil | 2011-09-14T17:02:59 | Backflow Preventer | 1D20 | M_Backflow Preventer - 15-50 mm:20 mm:20 mm:1054811 | Autodesk Revit MEP 2011 | IfcFlowController | 1JPIo1EPX5Nfiz46LZtLtu | n/a | n/a | n/a | n/a | n/a | n/a
Ball Valve 100 mm- 01 | danielle.r.love@usace.army.mil | 2011-09-14T17:02:59 | Ball Valve 100 mm | 1E15 | M_Ball Valve - 50-150 mm:100 mm:100 mm:1060496 | Autodesk Revit MEP 2011 | IfcFlowController | 0MFtAlAuz9LR8KDOy$Nk$4 | n/a | n/a | n/a | n/a | n/a | n/a
Ball Valve 150 mm- 01 | danielle.r.love@usace.army.mil | 2011-09-14T17:02:59 | Ball Valve 150 mm | 1E15 | M_Ball Valve - 50-150 mm:150 mm:150 mm:1060602 | Autodesk Revit MEP 2011 | IfcFlowController | 2Mein9diz0bQX0Y0I0Pxqq | n/a | n/a | n/a | n/a | n/a | n/a
Ball Valve 50 mm- 001 | danielle.r.love@usace.army.mil | 2011-09-14T17:02:59 | Ball Valve 50 mm | 1E01 | M_Ball Valve - 50-150 mm:50 mm:50 mm:681608 | Autodesk Revit MEP 2011 | IfcFlowController | 1l9cg6txb7YQBuTkjGDMvy | n/a | n/a | n/a | n/a | n/a | n/a
Ball Valve 50 mm- 002 | danielle.r.love@usace.army.mil | 2011-09-14T17:02:59 | Ball Valve 50 mm | 1E04 | M_Ball Valve - 50-150 mm:50 mm:50 mm:681789 | Autodesk Revit MEP 2011 | IfcFlowController | 1l9cg6txb7YQBuTkjGDM$9 | n/a | n/a | n/a | n/a | n/a | n/a
Ball Valve 50 mm- 003 | danielle.r.love@usace.army.mil | 2011-09-14T17:02:59 | Ball Valve 50 mm | 1E30 | M_Ball Valve - 50-150 mm:50 mm:50 mm:701674 | Autodesk Revit MEP 2011 | IfcFlowController | 14_yAMkvjD7RI4vzB4gO84 | n/a | n/a | n/a | n/a | n/a | n/a
Ball Valve 50 mm- 004 | danielle.r.love@usace.army.mil | 2011-09-14T17:02:59 | Ball Valve 50 mm | 1E33 | M_Ball Valve - 50-150 mm:50 mm:50 mm:693699 | Autodesk Revit MEP 2011 | IfcFlowController | 1Gr5pCPCDBK80TlQFtvMoH | n/a | n/a | n/a | n/a | n/a | n/a
Ball Valve 50 mm- 005 | danielle.r.love@usace.army.mil | 2011-09-14T17:02:59 | Ball Valve 50 mm | 1E33 | M_Ball Valve - 50-150 mm:50 mm:50 mm:714024 | Autodesk Revit MEP 2011 | IfcFlowController | 3fb0kioR114wnWie4Y642r | n/a | n/a | n/a | n/a | n/a | n/a
Ball Valve 50 mm- 006 | danielle.r.love@usace.army.mil | 2011-09-14T17:02:59 | Ball Valve 50 mm | 1E33 | M_Ball Valve - 50-150 mm:50 mm:50 mm:714079 | Autodesk Revit MEP 2011 | IfcFlowController | 3fb0kioR114wnWie4Y6432 | n/a | n/a | n/a | n/a | n/a | n/a
Ball Valve 50 mm- 007 | danielle.r.love@usace.army.mil | 2011-09-14T17:02:59 | Ball Valve 50 mm | 1A05 | M_Ball Valve - 50-150 mm:50 mm:50 mm:697331 | Autodesk Revit MEP 2011 | IfcFlowController | 1ptnbk45LAh8iAwIej9cZc | n/a | n/a | n/a | n/a | n/a | n/a
Ball Valve 50 mm- 008 | danielle.r.love@usace.army.mil | 2011-09-14T17:02:59 | Ball Valve 50 mm | 1A05 | M_Ball Valve - 50-150 mm:50 mm:50 mm:719283 | Autodesk Revit MEP 2011 | IfcFlowController | 3R0ffRhk18E8jkSQUc9t4a | n/a | n/a | n/a | n/a | n/a | n/a
Ball Valve 50 mm- 009 | danielle.r.love@usace.army.mil | 2011-09-14T17:02:59 | Ball Valve 50 mm | 1A05 | M_Ball Valve - 50-150 mm:50 mm:50 mm:719506 | Autodesk Revit MEP 2011 | IfcFlowController | 3R0ffRhk18E8jkSQUc9t85 | n/a | n/a | n/a | n/a | n/a | n/a
Ball Valve 50 mm- 010 | danielle.r.love@usace.army.mil | 2011-09-14T17:02:59 | Ball Valve 50 mm | 1A05 | M_Ball Valve - 50-150 mm:50 mm:50 mm:719540 | Autodesk Revit MEP 2011 | IfcFlowController | 3R0ffRhk18E8jkSQUc9t8Z | n/a | n/a | n/a | n/a | n/a | n/a
Ball Valve 50 mm- 011 | danielle.r.love@usace.army.mil | 2011-09-14T17:02:59 | Ball Valve 50 mm | 1A10 | M_Ball Valve - 50-150 mm:50 mm:50 mm:686685 | Autodesk Revit MEP 2011 | IfcFlowController | 2bvWibPF5DfhiWPX8n4qZg | n/a | n/a | n/a | n/a | n/a | n/a
Ball Valve 50 mm- 012 | danielle.r.love@usace.army.mil | 2011-09-14T17:02:59 | Ball Valve 50 mm | 1A10 | M_Ball Valve - 50-150 mm:50 mm:50 mm:696961 | Autodesk Revit MEP 2011 | IfcFlowController | 1ptnbk45LAh8iAwIej9ccK | n/a | n/a | n/a | n/a | n/a | n/a
Ball Valve 50 mm- 013 | danielle.r.love@usace.army.mil | 2011-09-14T17:02:59 | Ball Valve 50 mm | 1A10 | M_Ball Valve - 50-150 mm:50 mm:50 mm:718977 | Autodesk Revit MEP 2011 | IfcFlowController | 3R0ffRhk18E8jkSQUc9t0M | n/a | n/a | n/a | n/a | n/a | n/a
Ball Valve 50 mm- 014 | danielle.r.love@usace.army.mil | 2011-09-14T17:02:59 | Ball Valve 50 mm | 1A12 | M_Ball Valve - 50-150 mm:50 mm:50 mm:696843 | Autodesk Revit MEP 2011 | IfcFlowController | 1ptnbk45LAh8iAwIej9caU | n/a | n/a | n/a | n/a | n/a | n/a
Ball Valve 50 mm- 015 | danielle.r.love@usace.army.mil | 2011-09-14T17:02:59 | Ball Valve 50 mm | 1A12 | M_Ball Valve - 50-150 mm:50 mm:50 mm:718781 | Autodesk Revit MEP 2011 | IfcFlowController | 3R0ffRhk18E8jkSQUc9tyg | n/a | n/a | n/a | n/a | n/a | n/a
Ball Valve 50 mm- 016 | danielle.r.love@usace.army.mil | 2011-09-14T17:02:59 | Ball Valve 50 mm | 1A16 | M_Ball Valve - 50-150 mm:50 mm:50 mm:697150 | Autodesk Revit MEP 2011 | IfcFlowController | 1ptnbk45LAh8iAwIej9cWh | n/a | n/a | n/a | n/a | n/a | n/a
Ball Valve 50 mm- 017 | danielle.r.love@usace.army.mil | 2011-09-14T17:02:59 | Ball Valve 50 mm | 1A16 | M_Ball Valve - 50-150 mm:50 mm:50 mm:719068 | Autodesk Revit MEP 2011 | IfcFlowController | 3R0ffRhk18E8jkSQUc9t1B | n/a | n/a | n/a | n/a | n/a | n/a
Ball Valve 50 mm- 018 | danielle.r.love@usace.army.mil | 2011-09-14T17:02:59 | Ball Valve 50 mm | 1A16 | M_Ball Valve - 50-150 mm:50 mm:50 mm:719098 | Autodesk Revit MEP 2011 | IfcFlowController | 3R0ffRhk18E8jkSQUc9t1j | n/a | n/a | n/a | n/a | n/a | n/a
Ball Valve 50 mm- 019 | danielle.r.love@usace.army.mil | 2011-09-14T17:02:59 | Ball Valve 50 mm | 1A16 | M_Ball Valve - 50-150 mm:50 mm:50 mm:708079 | Autodesk Revit MEP 2011 | IfcFlowController | 31bgBM89T8$hd80GrNuzka | n/a | n/a | n/a | n/a | n/a | n/a
Ball Valve 50 mm- 020 | danielle.r.love@usace.army.mil | 2011-09-14T17:02:59 | Ball Valve 50 mm | 1AC2 | M_Ball Valve - 50-150 mm:50 mm:50 mm:687167 | Autodesk Revit MEP 2011 | IfcFlowController | 2bvWibPF5DfhiWPX8n4qw8 | n/a | n/a | n/a | n/a | n/a | n/a
Ball Valve 50 mm- 021 | danielle.r.love@usace.army.mil | 2011-09-14T17:02:59 | Ball Valve 50 mm | 1AC3 | M_Ball Valve - 50-150 mm:50 mm:50 mm:696516 | Autodesk Revit MEP 2011 | IfcFlowController | 1ptnbk45LAh8iAwIej9clH | n/a | n/a | n/a | n/a | n/a | n/a
Ball Valve 50 mm- 022 | danielle.r.love@usace.army.mil | 2011-09-14T17:02:59 | Ball Valve 50 mm | 1AC3 | M_Ball Valve - 50-150 mm:50 mm:50 mm:696720 | Autodesk Revit MEP 2011 | IfcFlowController | 1ptnbk45LAh8iAwIej9cg5 | n/a | n/a | n/a | n/a | n/a | n/a
Ball Valve 50 mm- 023 | danielle.r.love@usace.army.mil | 2011-09-14T17:02:59 | Ball Valve 50 mm | 1AC3 | M_Ball Valve - 50-150 mm:50 mm:50 mm:718612 | Autodesk Revit MEP 2011 | IfcFlowController | 3R0ffRhk18E8jkSQUc9t_3 | n/a | n/a | n/a | n/a | n/a | n/a
Ball Valve 50 mm- 024 | danielle.r.love@usace.army.mil | 2011-09-14T17:02:59 | Ball Valve 50 mm | 1AC3 | M_Ball Valve - 50-150 mm:50 mm:50 mm:685898 | Autodesk Revit MEP 2011 | IfcFlowController | 2bvWibPF5DfhiWPX8n4qNz | n/a | n/a | n/a | n/a | n/a | n/a
Ball Valve 50 mm- 025 | danielle.r.love@usace.army.mil | 2011-09-14T17:02:59 | Ball Valve 50 mm | 1AC3 | M_Ball Valve - 50-150 mm:50 mm:50 mm:686477 | Autodesk Revit MEP 2011 | IfcFlowController | 2bvWibPF5DfhiWPX8n4qiw | n/a | n/a | n/a | n/a | n/a | n/a
Ball Valve 50 mm- 026 | danielle.r.love@usace.army.mil | 2011-09-14T17:02:59 | Ball Valve 50 mm | 1AC3 | M_Ball Valve - 50-150 mm:50 mm:50 mm:707522 | Autodesk Revit MEP 2011 | IfcFlowController | 31bgBM89T8$hd80GrNuzs9 | n/a | n/a | n/a | n/a | n/a | n/a
Ball Valve 50 mm- 027 | danielle.r.love@usace.army.mil | 2011-09-14T17:02:59 | Ball Valve 50 mm | 1AC3 | M_Ball Valve - 50-150 mm:50 mm:50 mm:707723 | Autodesk Revit MEP 2011 | IfcFlowController | 31bgBM89T8$hd80GrNuzh0 | n/a | n/a | n/a | n/a | n/a | n/a
Ball Valve 50 mm- 028 | danielle.r.love@usace.army.mil | 2011-09-14T17:02:59 | Ball Valve 50 mm | 1AC3 | M_Ball Valve - 50-150 mm:50 mm:50 mm:707830 | Autodesk Revit MEP 2011 | IfcFlowController | 31bgBM89T8$hd80GrNuzgz | n/a | n/a | n/a | n/a | n/a | n/a
Ball Valve 50 mm- 029 | danielle.r.love@usace.army.mil | 2011-09-14T17:02:59 | Ball Valve 50 mm | 1AC4 | M_Ball Valve - 50-150 mm:50 mm:50 mm:686819 | Autodesk Revit MEP 2011 | IfcFlowController | 2bvWibPF5DfhiWPX8n4qXK | n/a | n/a | n/a | n/a | n/a | n/a
Ball Valve 50 mm- 030 | danielle.r.love@usace.army.mil | 2011-09-14T17:02:59 | Ball Valve 50 mm | 1AC4 | M_Ball Valve - 50-150 mm:50 mm:50 mm:708296 | Autodesk Revit MEP 2011 | IfcFlowController | 31bgBM89T8$hd80GrNuzY3 | n/a | n/a | n/a | n/a | n/a | n/a
Ball Valve 50 mm- 031 | danielle.r.love@usace.army.mil | 2011-09-14T17:02:59 | Ball Valve 50 mm | 1B03 | M_Ball Valve - 50-150 mm:50 mm:50 mm:712867 | Autodesk Revit MEP 2011 | IfcFlowController | 3fb0kioR114wnWie4Y64K_ | n/a | n/a | n/a | n/a | n/a | n/a
Ball Valve 50 mm- 032 | danielle.r.love@usace.army.mil | 2011-09-14T17:02:59 | Ball Valve 50 mm | 1B03 | M_Ball Valve - 50-150 mm:50 mm:50 mm:712897 | Autodesk Revit MEP 2011 | IfcFlowController | 3fb0kioR114wnWie4Y64LS | n/a | n/a | n/a | n/a | n/a | n/a
Ball Valve 50 mm- 033 | danielle.r.love@usace.army.mil | 2011-09-14T17:02:59 | Ball Valve 50 mm | 1B04 | M_Ball Valve - 50-150 mm:50 mm:50 mm:692987 | Autodesk Revit MEP 2011 | IfcFlowController | 3IqqRA519Er9ABFs_xO4Yu | n/a | n/a | n/a | n/a | n/a | n/a
Ball Valve 50 mm- 034 | danielle.r.love@usace.army.mil | 2011-09-14T17:02:59 | Ball Valve 50 mm | 1B04 | M_Ball Valve - 50-150 mm:50 mm:50 mm:713299 | Autodesk Revit MEP 2011 | IfcFlowController | 3fb0kioR114wnWie4Y64VE | n/a | n/a | n/a | n/a | n/a | n/a
Ball Valve 50 mm- 035 | danielle.r.love@usace.army.mil | 2011-09-14T17:02:59 | Ball Valve 50 mm | 1B04 | M_Ball Valve - 50-150 mm:50 mm:50 mm:705334 | Autodesk Revit MEP 2011 | IfcFlowController | 3o_VWLoCP2iBQPLYSOP0WL | n/a | n/a | n/a | n/a | n/a | n/a
Ball Valve 50 mm- 036 | danielle.r.love@usace.army.mil | 2011-09-14T17:02:59 | Ball Valve 50 mm | 1B04 | M_Ball Valve - 50-150 mm:50 mm:50 mm:705349 | Autodesk Revit MEP 2011 | IfcFlowController | 3o_VWLoCP2iBQPLYSOP0Xc | n/a | n/a | n/a | n/a | n/a | n/a
Ball Valve 50 mm- 037 | danielle.r.love@usace.army.mil | 2011-09-14T17:02:59 | Ball Valve 50 mm | 1B05 | M_Ball Valve - 50-150 mm:50 mm:50 mm:692504 | Autodesk Revit MEP 2011 | IfcFlowController | 3IqqRA519Er9ABFs_xO4jR | n/a | n/a | n/a | n/a | n/a | n/a
Ball Valve 50 mm- 038 | danielle.r.love@usace.army.mil | 2011-09-14T17:02:59 | Ball Valve 50 mm | 1B05 | M_Ball Valve - 50-150 mm:50 mm:50 mm:712254 | Autodesk Revit MEP 2011 | IfcFlowController | 0p$kzMfPn4OOKfrOm7KAIY | n/a | n/a | n/a | n/a | n/a | n/a
Ball Valve 50 mm- 039 | danielle.r.love@usace.army.mil | 2011-09-14T17:02:59 | Ball Valve 50 mm | 1B10 | M_Ball Valve - 50-150 mm:50 mm:50 mm:713414 | Autodesk Revit MEP 2011 | IfcFlowController | 3fb0kioR114wnWie4Y64TR | n/a | n/a | n/a | n/a | n/a | n/a
Ball Valve 50 mm- 040 | danielle.r.love@usace.army.mil | 2011-09-14T17:02:59 | Ball Valve 50 mm | 1B11 | M_Ball Valve - 50-150 mm:50 mm:50 mm:713103 | Autodesk Revit MEP 2011 | IfcFlowController | 3fb0kioR114wnWie4Y64GI | n/a | n/a | n/a | n/a | n/a | n/a
Ball Valve 50 mm- 041 | danielle.r.love@usace.army.mil | 2011-09-14T17:02:59 | Ball Valve 50 mm | 1B11 | M_Ball Valve - 50-150 mm:50 mm:50 mm:713141 | Autodesk Revit MEP 2011 | IfcFlowController | 3fb0kioR114wnWie4Y64Ge | n/a | n/a | n/a | n/a | n/a | n/a
Ball Valve 50 mm- 042 | danielle.r.love@usace.army.mil | 2011-09-14T17:02:59 | Ball Valve 50 mm | 1B17 | M_Ball Valve - 50-150 mm:50 mm:50 mm:680512 | Autodesk Revit MEP 2011 | IfcFlowController | 1e9f3_XRzEKRNpIXkaJVZ4 | n/a | n/a | n/a | n/a | n/a | n/a
Ball Valve 50 mm- 043 | danielle.r.love@usace.army.mil | 2011-09-14T17:02:59 | Ball Valve 50 mm | 1B19 | M_Ball Valve - 50-150 mm:50 mm:50 mm:680955 | Autodesk Revit MEP 2011 | IfcFlowController | 1l9cg6txb7YQBuTkjGDMiF | n/a | n/a | n/a | n/a | n/a | n/a
Ball Valve 50 mm- 044 | danielle.r.love@usace.army.mil | 2011-09-14T17:02:59 | Ball Valve 50 mm | 1BC2 | M_Ball Valve - 50-150 mm:50 mm:50 mm:706564 | Autodesk Revit MEP 2011 | IfcFlowController | 3o_VWLoCP2iBQPLYSOP0Cd | n/a | n/a | n/a | n/a | n/a | n/a
Ball Valve 50 mm- 045 | danielle.r.love@usace.army.mil | 2011-09-14T17:02:59 | Ball Valve 50 mm | 1BC2 | M_Ball Valve - 50-150 mm:50 mm:50 mm:679734 | Autodesk Revit MEP 2011 | IfcFlowController | 1e9f3_XRzEKRNpIXkaJSMo | n/a | n/a | n/a | n/a | n/a | n/a
Ball Valve 50 mm- 046 | danielle.r.love@usace.army.mil | 2011-09-14T17:02:59 | Ball Valve 50 mm | 1BC2 | M_Ball Valve - 50-150 mm:50 mm:50 mm:679912 | Autodesk Revit MEP 2011 | IfcFlowController | 1e9f3_XRzEKRNpIXkaJSLi | n/a | n/a | n/a | n/a | n/a | n/a
Ball Valve 50 mm- 047 | danielle.r.love@usace.army.mil | 2011-09-14T17:02:59 | Ball Valve 50 mm | 1BC2 | M_Ball Valve - 50-150 mm:50 mm:50 mm:680142 | Autodesk Revit MEP 2011 | IfcFlowController | 1e9f3_XRzEKRNpIXkaJVfA | n/a | n/a | n/a | n/a | n/a | n/a
Ball Valve 50 mm- 048 | danielle.r.love@usace.army.mil | 2011-09-14T17:02:59 | Ball Valve 50 mm | 1BC2 | M_Ball Valve - 50-150 mm:50 mm:50 mm:680360 | Autodesk Revit MEP 2011 | IfcFlowController | 1e9f3_XRzEKRNpIXkaJVii | n/a | n/a | n/a | n/a | n/a | n/a
Ball Valve 50 mm- 049 | danielle.r.love@usace.army.mil | 2011-09-14T17:02:59 | Ball Valve 50 mm | 1BC2 | M_Ball Valve - 50-150 mm:50 mm:50 mm:680866 | Autodesk Revit MEP 2011 | IfcFlowController | 1l9cg6txb7YQBuTkjGDMjM | n/a | n/a | n/a | n/a | n/a | n/a
Ball Valve 50 mm- 050 | danielle.r.love@usace.army.mil | 2011-09-14T17:02:59 | Ball Valve 50 mm | 1BC2 | M_Ball Valve - 50-150 mm:50 mm:50 mm:681320 | Autodesk Revit MEP 2011 | IfcFlowController | 1l9cg6txb7YQBuTkjGDMsS | n/a | n/a | n/a | n/a | n/a | n/a
Ball Valve 50 mm- 051 | danielle.r.love@usace.army.mil | 2011-09-14T17:02:59 | Ball Valve 50 mm | 1BC2 | M_Ball Valve - 50-150 mm:50 mm:50 mm:691415 | Autodesk Revit MEP 2011 | IfcFlowController | 3uJL9qBtXDIQZzGjJd35e$ | n/a | n/a | n/a | n/a | n/a | n/a
Ball Valve 50 mm- 052 | danielle.r.love@usace.army.mil | 2011-09-14T17:02:59 | Ball Valve 50 mm | 1BC2 | M_Ball Valve - 50-150 mm:50 mm:50 mm:705714 | Autodesk Revit MEP 2011 | IfcFlowController | 3o_VWLoCP2iBQPLYSOP0_H | n/a | n/a | n/a | n/a | n/a | n/a
Ball Valve 50 mm- 053 | danielle.r.love@usace.army.mil | 2011-09-14T17:02:59 | Ball Valve 50 mm | 1BC2 | M_Ball Valve - 50-150 mm:50 mm:50 mm:705930 | Autodesk Revit MEP 2011 | IfcFlowController | 3o_VWLoCP2iBQPLYSOP0wf | n/a | n/a | n/a | n/a | n/a | n/a
Ball Valve 50 mm- 054 | danielle.r.love@usace.army.mil | 2011-09-14T17:02:59 | Ball Valve 50 mm | 1BC2 | M_Ball Valve - 50-150 mm:50 mm:50 mm:706121 | Autodesk Revit MEP 2011 | IfcFlowController | 3o_VWLoCP2iBQPLYSOP0rg | n/a | n/a | n/a | n/a | n/a | n/a
Ball Valve 50 mm- 055 | danielle.r.love@usace.army.mil | 2011-09-14T17:02:59 | Ball Valve 50 mm | 1BC2 | M_Ball Valve - 50-150 mm:50 mm:50 mm:706260 | Autodesk Revit MEP 2011 | IfcFlowController | 3o_VWLoCP2iBQPLYSOP0tt | n/a | n/a | n/a | n/a | n/a | n/a
Ball Valve 50 mm- 056 | danielle.r.love@usace.army.mil | 2011-09-14T17:02:59 | Ball Valve 50 mm | 1BC2 | M_Ball Valve - 50-150 mm:50 mm:50 mm:706502 | Autodesk Revit MEP 2011 | IfcFlowController | 3o_VWLoCP2iBQPLYSOP0pb | n/a | n/a | n/a | n/a | n/a | n/a
Ball Valve 50 mm- 057 | danielle.r.love@usace.army.mil | 2011-09-14T17:02:59 | Ball Valve 50 mm | 1BC2 | M_Ball Valve - 50-150 mm:50 mm:50 mm:706649 | Autodesk Revit MEP 2011 | IfcFlowController | 3o_VWLoCP2iBQPLYSOP0Dw | n/a | n/a | n/a | n/a | n/a | n/a
Ball Valve 50 mm- 058 | danielle.r.love@usace.army.mil | 2011-09-14T17:02:59 | Ball Valve 50 mm | 1BC3 | M_Ball Valve - 50-150 mm:50 mm:50 mm:704549 | Autodesk Revit MEP 2011 | IfcFlowController | 1xBrkxgDjBW8pyqiLAaYFc | n/a | n/a | n/a | n/a | n/a | n/a
Ball Valve 50 mm- 059 | danielle.r.love@usace.army.mil | 2011-09-14T17:02:59 | Ball Valve 50 mm | 1BC3 | M_Ball Valve - 50-150 mm:50 mm:50 mm:704564 | Autodesk Revit MEP 2011 | IfcFlowController | 1xBrkxgDjBW8pyqiLAaYFt | n/a | n/a | n/a | n/a | n/a | n/a
Ball Valve 50 mm- 060 | danielle.r.love@usace.army.mil | 2011-09-14T17:02:59 | Ball Valve 50 mm | 1BC4 | M_Ball Valve - 50-150 mm:50 mm:50 mm:704462 | Autodesk Revit MEP 2011 | IfcFlowController | 1xBrkxgDjBW8pyqiLAabmD | n/a | n/a | n/a | n/a | n/a | n/a
Ball Valve 50 mm- 061 | danielle.r.love@usace.army.mil | 2011-09-14T17:02:59 | Ball Valve 50 mm | 1C01 | M_Ball Valve - 50-150 mm:50 mm:50 mm:694756 | Autodesk Revit MEP 2011 | IfcFlowController | 2Qz7OX8xX1MhXevdvsGFhH | n/a | n/a | n/a | n/a | n/a | n/a
Ball Valve 50 mm- 062 | danielle.r.love@usace.army.mil | 2011-09-14T17:02:59 | Ball Valve 50 mm | 1C01 | M_Ball Valve - 50-150 mm:50 mm:50 mm:716909 | Autodesk Revit MEP 2011 | IfcFlowController | 2IOF7Zv$b9uevTdq3750hw | n/a | n/a | n/a | n/a | n/a | n/a
Ball Valve 50 mm- 063 | danielle.r.love@usace.army.mil | 2011-09-14T17:02:59 | Ball Valve 50 mm | 1C02 | M_Ball Valve - 50-150 mm:50 mm:50 mm:694960 | Autodesk Revit MEP 2011 | IfcFlowController | 3MeTRXUbP8k8IDObZy8clr | n/a | n/a | n/a | n/a | n/a | n/a
Ball Valve 50 mm- 064 | danielle.r.love@usace.army.mil | 2011-09-14T17:02:59 | Ball Valve 50 mm | 1C02 | M_Ball Valve - 50-150 mm:50 mm:50 mm:717082 | Autodesk Revit MEP 2011 | IfcFlowController | 2IOF7Zv$b9uevTdq3750kD | n/a | n/a | n/a | n/a | n/a | n/a
Ball Valve 50 mm- 065 | danielle.r.love@usace.army.mil | 2011-09-14T17:02:59 | Ball Valve 50 mm | 1C02 | M_Ball Valve - 50-150 mm:50 mm:50 mm:717219 | Autodesk Revit MEP 2011 | IfcFlowController | 2IOF7Zv$b9uevTdq3750iq | n/a | n/a | n/a | n/a | n/a | n/a
Ball Valve 50 mm- 066 | danielle.r.love@usace.army.mil | 2011-09-14T17:02:59 | Ball Valve 50 mm | 1C07 | M_Ball Valve - 50-150 mm:50 mm:50 mm:695343 | Autodesk Revit MEP 2011 | IfcFlowController | 3MeTRXUbP8k8IDObZy8crg | n/a | n/a | n/a | n/a | n/a | n/a
Ball Valve 50 mm- 067 | danielle.r.love@usace.army.mil | 2011-09-14T17:02:59 | Ball Valve 50 mm | 1C07 | M_Ball Valve - 50-150 mm:50 mm:50 mm:695522 | Autodesk Revit MEP 2011 | IfcFlowController | 3MeTRXUbP8k8IDObZy8csd | n/a | n/a | n/a | n/a | n/a | n/a
Ball Valve 50 mm- 068 | danielle.r.love@usace.army.mil | 2011-09-14T17:02:59 | Ball Valve 50 mm | 1C07 | M_Ball Valve - 50-150 mm:50 mm:50 mm:699081 | Autodesk Revit MEP 2011 | IfcFlowController | 12YtnfBhn16eH6_7erGtgE | n/a | n/a | n/a | n/a | n/a | n/a
Ball Valve 50 mm- 069 | danielle.r.love@usace.army.mil | 2011-09-14T17:02:59 | Ball Valve 50 mm | 1C07 | M_Ball Valve - 50-150 mm:50 mm:50 mm:717694 | Autodesk Revit MEP 2011 | IfcFlowController | 3R0ffRhk18E8jkSQUc9tlf | n/a | n/a | n/a | n/a | n/a | n/a
Ball Valve 50 mm- 070 | danielle.r.love@usace.army.mil | 2011-09-14T17:02:59 | Ball Valve 50 mm | 1C07 | M_Ball Valve - 50-150 mm:50 mm:50 mm:717822 | Autodesk Revit MEP 2011 | IfcFlowController | 3R0ffRhk18E8jkSQUc9tjf | n/a | n/a | n/a | n/a | n/a | n/a
Ball Valve 50 mm- 071 | danielle.r.love@usace.army.mil | 2011-09-14T17:02:59 | Ball Valve 50 mm | 1C07 | M_Ball Valve - 50-150 mm:50 mm:50 mm:718479 | Autodesk Revit MEP 2011 | IfcFlowController | 3R0ffRhk18E8jkSQUc9tuO | n/a | n/a | n/a | n/a | n/a | n/a
Ball Valve 50 mm- 072 | danielle.r.love@usace.army.mil | 2011-09-14T17:02:59 | Ball Valve 50 mm | 1C10 | M_Ball Valve - 50-150 mm:50 mm:50 mm:695191 | Autodesk Revit MEP 2011 | IfcFlowController | 3MeTRXUbP8k8IDObZy8chI | n/a | n/a | n/a | n/a | n/a | n/a
Ball Valve 50 mm- 073 | danielle.r.love@usace.army.mil | 2011-09-14T17:02:59 | Ball Valve 50 mm | 1C10 | M_Ball Valve - 50-150 mm:50 mm:50 mm:695214 | Autodesk Revit MEP 2011 | IfcFlowController | 3MeTRXUbP8k8IDObZy8chh | n/a | n/a | n/a | n/a | n/a | n/a
Ball Valve 50 mm- 074 | danielle.r.love@usace.army.mil | 2011-09-14T17:02:59 | Ball Valve 50 mm | 1C10 | M_Ball Valve - 50-150 mm:50 mm:50 mm:717359 | Autodesk Revit MEP 2011 | IfcFlowController | 2IOF7Zv$b9uevTdq3750Yu | n/a | n/a | n/a | n/a | n/a | n/a
Ball Valve 50 mm- 075 | danielle.r.love@usace.army.mil | 2011-09-14T17:02:59 | Ball Valve 50 mm | 1C10 | M_Ball Valve - 50-150 mm:50 mm:50 mm:717486 | Autodesk Revit MEP 2011 | IfcFlowController | 3R0ffRhk18E8jkSQUc9tev | n/a | n/a | n/a | n/a | n/a | n/a
Ball Valve 50 mm- 076 | danielle.r.love@usace.army.mil | 2011-09-14T17:02:59 | Ball Valve 50 mm | 1C13 | M_Ball Valve - 50-150 mm:50 mm:50 mm:694543 | Autodesk Revit MEP 2011 | IfcFlowController | 3bk_i8Lfr11RKC4uTQA9Kl | n/a | n/a | n/a | n/a | n/a | n/a
Ball Valve 50 mm- 077 | danielle.r.love@usace.army.mil | 2011-09-14T17:02:59 | Ball Valve 50 mm | 1C13 | M_Ball Valve - 50-150 mm:50 mm:50 mm:715978 | Autodesk Revit MEP 2011 | IfcFlowController | 2IOF7Zv$b9uevTdq3751PT | n/a | n/a | n/a | n/a | n/a | n/a
Ball Valve 50 mm- 078 | danielle.r.love@usace.army.mil | 2011-09-14T17:02:59 | Ball Valve 50 mm | 1C13 | M_Ball Valve - 50-150 mm:50 mm:50 mm:716496 | Autodesk Revit MEP 2011 | IfcFlowController | 2IOF7Zv$b9uevTdq3751H7 | n/a | n/a | n/a | n/a | n/a | n/a
Ball Valve 50 mm- 079 | danielle.r.love@usace.army.mil | 2011-09-14T17:02:59 | Ball Valve 50 mm | 1C13 | M_Ball Valve - 50-150 mm:50 mm:50 mm:689452 | Autodesk Revit MEP 2011 | IfcFlowController | 1r69XRoJnBMQFRmQ3J8BPG | n/a | n/a | n/a | n/a | n/a | n/a
Ball Valve 50 mm- 080 | danielle.r.love@usace.army.mil | 2011-09-14T17:02:59 | Ball Valve 50 mm | 1C15 | M_Ball Valve - 50-150 mm:50 mm:50 mm:694243 | Autodesk Revit MEP 2011 | IfcFlowController | 2F86O5QEHDQg2jQM9OV5_2 | n/a | n/a | n/a | n/a | n/a | n/a
Ball Valve 50 mm- 081 | danielle.r.love@usace.army.mil | 2011-09-14T17:02:59 | Ball Valve 50 mm | 1C15 | M_Ball Valve - 50-150 mm:50 mm:50 mm:699794 | Autodesk Revit MEP 2011 | IfcFlowController | 1ojogzhy55w9Pxue69p$4s | n/a | n/a | n/a | n/a | n/a | n/a
Ball Valve 50 mm- 082 | danielle.r.love@usace.army.mil | 2011-09-14T17:02:59 | Ball Valve 50 mm | 1C15 | M_Ball Valve - 50-150 mm:50 mm:50 mm:715801 | Autodesk Revit MEP 2011 | IfcFlowController | 2IOF7Zv$b9uevTdq3751QE | n/a | n/a | n/a | n/a | n/a | n/a
Ball Valve 50 mm- 083 | danielle.r.love@usace.army.mil | 2011-09-14T17:02:59 | Ball Valve 50 mm | 1C15 | M_Ball Valve - 50-150 mm:50 mm:50 mm:716433 | Autodesk Revit MEP 2011 | IfcFlowController | 2IOF7Zv$b9uevTdq3751G6 | n/a | n/a | n/a | n/a | n/a | n/a
Ball Valve 50 mm- 084 | danielle.r.love@usace.army.mil | 2011-09-14T17:02:59 | Ball Valve 50 mm | 1CC1 | M_Ball Valve - 50-150 mm:50 mm:50 mm:690000 | Autodesk Revit MEP 2011 | IfcFlowController | 1r69XRoJnBMQFRmQ3J8BGi | n/a | n/a | n/a | n/a | n/a | n/a
Ball Valve 50 mm- 085 | danielle.r.love@usace.army.mil | 2011-09-14T17:02:59 | Ball Valve 50 mm | 1CC1 | M_Ball Valve - 50-150 mm:50 mm:50 mm:690120 | Autodesk Revit MEP 2011 | IfcFlowController | 1r69XRoJnBMQFRmQ3J8BIq | n/a | n/a | n/a | n/a | n/a | n/a
Ball Valve 50 mm- 086 | danielle.r.love@usace.army.mil | 2011-09-14T17:02:59 | Ball Valve 50 mm | 1CC1 | M_Ball Valve - 50-150 mm:50 mm:50 mm:690249 | Autodesk Revit MEP 2011 | IfcFlowController | 1r69XRoJnBMQFRmQ3J8Bir | n/a | n/a | n/a | n/a | n/a | n/a
Ball Valve 50 mm- 087 | danielle.r.love@usace.army.mil | 2011-09-14T17:02:59 | Ball Valve 50 mm | 1CC1 | M_Ball Valve - 50-150 mm:50 mm:50 mm:690351 | Autodesk Revit MEP 2011 | IfcFlowController | 1r69XRoJnBMQFRmQ3J8BlJ | n/a | n/a | n/a | n/a | n/a | n/a
Ball Valve 50 mm- 088 | danielle.r.love@usace.army.mil | 2011-09-14T17:02:59 | Ball Valve 50 mm | 1CC1 | M_Ball Valve - 50-150 mm:50 mm:50 mm:690481 | Autodesk Revit MEP 2011 | IfcFlowController | 1r69XRoJnBMQFRmQ3J8BfD | n/a | n/a | n/a | n/a | n/a | n/a
Ball Valve 50 mm- 089 | danielle.r.love@usace.army.mil | 2011-09-14T17:02:59 | Ball Valve 50 mm | 1CC1 | M_Ball Valve - 50-150 mm:50 mm:50 mm:711105 | Autodesk Revit MEP 2011 | IfcFlowController | 3kCpPKN3jEkewOQU$$ZMZI | n/a | n/a | n/a | n/a | n/a | n/a
Ball Valve 50 mm- 090 | danielle.r.love@usace.army.mil | 2011-09-14T17:02:59 | Ball Valve 50 mm | 1CC1 | M_Ball Valve - 50-150 mm:50 mm:50 mm:711436 | Autodesk Revit MEP 2011 | IfcFlowController | 12wZ20yX5EyBsKQbrIV8qG | n/a | n/a | n/a | n/a | n/a | n/a
Ball Valve 50 mm- 091 | danielle.r.love@usace.army.mil | 2011-09-14T17:02:59 | Ball Valve 50 mm | 1CC1 | M_Ball Valve - 50-150 mm:50 mm:50 mm:711462 | Autodesk Revit MEP 2011 | IfcFlowController | 12wZ20yX5EyBsKQbrIV8qw | n/a | n/a | n/a | n/a | n/a | n/a
Ball Valve 50 mm- 092 | danielle.r.love@usace.army.mil | 2011-09-14T17:02:59 | Ball Valve 50 mm | 1CC1 | M_Ball Valve - 50-150 mm:50 mm:50 mm:711495 | Autodesk Revit MEP 2011 | IfcFlowController | 12wZ20yX5EyBsKQbrIV8rR | n/a | n/a | n/a | n/a | n/a | n/a
Ball Valve 50 mm- 093 | danielle.r.love@usace.army.mil | 2011-09-14T17:02:59 | Ball Valve 50 mm | 1CC1 | M_Ball Valve - 50-150 mm:50 mm:50 mm:711661 | Autodesk Revit MEP 2011 | IfcFlowController | 12wZ20yX5EyBsKQbrIV8tn | n/a | n/a | n/a | n/a | n/a | n/a
Ball Valve 50 mm- 094 | danielle.r.love@usace.army.mil | 2011-09-14T17:02:59 | Ball Valve 50 mm | 1CC1 | M_Ball Valve - 50-150 mm:50 mm:50 mm:711687 | Autodesk Revit MEP 2011 | IfcFlowController | 12wZ20yX5EyBsKQbrIV8eR | n/a | n/a | n/a | n/a | n/a | n/a
Ball Valve 50 mm- 095 | danielle.r.love@usace.army.mil | 2011-09-14T17:02:59 | Ball Valve 50 mm | 1CC1 | M_Ball Valve - 50-150 mm:50 mm:50 mm:716696 | Autodesk Revit MEP 2011 | IfcFlowController | 2IOF7Zv$b9uevTdq3751KF | n/a | n/a | n/a | n/a | n/a | n/a
Ball Valve 50 mm- 096 | danielle.r.love@usace.army.mil | 2011-09-14T17:02:59 | Ball Valve 50 mm | 1CC3 | M_Ball Valve - 50-150 mm:50 mm:50 mm:689734 | Autodesk Revit MEP 2011 | IfcFlowController | 1r69XRoJnBMQFRmQ3J8BKw | n/a | n/a | n/a | n/a | n/a | n/a
Ball Valve 50 mm- 097 | danielle.r.love@usace.army.mil | 2011-09-14T17:02:59 | Ball Valve 50 mm | 1CC3 | M_Ball Valve - 50-150 mm:50 mm:50 mm:689789 | Autodesk Revit MEP 2011 | IfcFlowController | 1r69XRoJnBMQFRmQ3J8BK1 | n/a | n/a | n/a | n/a | n/a | n/a
Ball Valve 50 mm- 098 | danielle.r.love@usace.army.mil | 2011-09-14T17:02:59 | Ball Valve 50 mm | 1CC3 | M_Ball Valve - 50-150 mm:50 mm:50 mm:706911 | Autodesk Revit MEP 2011 | IfcFlowController | 3o_VWLoCP2iBQPLYSOP09y | n/a | n/a | n/a | n/a | n/a | n/a
Ball Valve 50 mm- 099 | danielle.r.love@usace.army.mil | 2011-09-14T17:02:59 | Ball Valve 50 mm | 1CC3 | M_Ball Valve - 50-150 mm:50 mm:50 mm:707065 | Autodesk Revit MEP 2011 | IfcFlowController | 3o_VWLoCP2iBQPLYSOP0BQ | n/a | n/a | n/a | n/a | n/a | n/a
Ball Valve 50 mm- 100 | danielle.r.love@usace.army.mil | 2011-09-14T17:02:59 | Ball Valve 50 mm | 1D04 | M_Ball Valve - 50-150 mm:50 mm:50 mm:687064 | Autodesk Revit MEP 2011 | IfcFlowController | 2bvWibPF5DfhiWPX8n4qbl | n/a | n/a | n/a | n/a | n/a | n/a
Ball Valve 50 mm- 101 | danielle.r.love@usace.army.mil | 2011-09-14T17:02:59 | Ball Valve 50 mm | 1D04 | M_Ball Valve - 50-150 mm:50 mm:50 mm:708509 | Autodesk Revit MEP 2011 | IfcFlowController | 31bgBM89T8$hd80GrNuzdM | n/a | n/a | n/a | n/a | n/a | n/a
Ball Valve 50 mm- 102 | danielle.r.love@usace.army.mil | 2011-09-14T17:02:59 | Ball Valve 50 mm | 1D10 | M_Ball Valve - 50-150 mm:50 mm:50 mm:698108 | Autodesk Revit MEP 2011 | IfcFlowController | 2YXrmWklD8Wf1d3IEF3LBJ | n/a | n/a | n/a | n/a | n/a | n/a
Ball Valve 50 mm- 103 | danielle.r.love@usace.army.mil | 2011-09-14T17:02:59 | Ball Valve 50 mm | 1D10 | M_Ball Valve - 50-150 mm:50 mm:50 mm:714202 | Autodesk Revit MEP 2011 | IfcFlowController | 3fb0kioR114wnWie4Y6417 | n/a | n/a | n/a | n/a | n/a | n/a
Ball Valve 50 mm- 104 | danielle.r.love@usace.army.mil | 2011-09-14T17:02:59 | Ball Valve 50 mm | 1D10 | M_Ball Valve - 50-150 mm:50 mm:50 mm:715036 | Autodesk Revit MEP 2011 | IfcFlowController | 1puuVHrH92fv5kOMmIAsM3 | n/a | n/a | n/a | n/a | n/a | n/a
Ball Valve 50 mm- 105 | danielle.r.love@usace.army.mil | 2011-09-14T17:02:59 | Ball Valve 50 mm | 1D10 | M_Ball Valve - 50-150 mm:50 mm:50 mm:715385 | Autodesk Revit MEP 2011 | IfcFlowController | 1puuVHrH92fv5kOMmIAsRc | n/a | n/a | n/a | n/a | n/a | n/a
Ball Valve 50 mm- 106 | danielle.r.love@usace.army.mil | 2011-09-14T17:02:59 | Ball Valve 50 mm | 1D11 | M_Ball Valve - 50-150 mm:50 mm:50 mm:688819 | Autodesk Revit MEP 2011 | IfcFlowController | 261ltlmYv6s9OfYxUn9ExK | n/a | n/a | n/a | n/a | n/a | n/a
Ball Valve 50 mm- 107 | danielle.r.love@usace.army.mil | 2011-09-14T17:02:59 | Ball Valve 50 mm | 1D12 | M_Ball Valve - 50-150 mm:50 mm:50 mm:719742 | Autodesk Revit MEP 2011 | IfcFlowController | 1DYq0JBJ92ZOS3ig88k0Ue | n/a | n/a | n/a | n/a | n/a | n/a
Ball Valve 50 mm- 108 | danielle.r.love@usace.army.mil | 2011-09-14T17:02:59 | Ball Valve 50 mm | 1D32 | M_Ball Valve - 50-150 mm:50 mm:50 mm:684928 | Autodesk Revit MEP 2011 | IfcFlowController | 3Eb1Tc81fCY8Bpa$iWdain | n/a | n/a | n/a | n/a | n/a | n/a
Ball Valve 50 mm- 109 | danielle.r.love@usace.army.mil | 2011-09-14T17:02:59 | Ball Valve 50 mm | 1D36 | M_Ball Valve - 50-150 mm:50 mm:50 mm:684566 | Autodesk Revit MEP 2011 | IfcFlowController | 3Eb1Tc81fCY8Bpa$iWdagd | n/a | n/a | n/a | n/a | n/a | n/a
Ball Valve 50 mm- 110 | danielle.r.love@usace.army.mil | 2011-09-14T17:02:59 | Ball Valve 50 mm | 1D36 | M_Ball Valve - 50-150 mm:50 mm:50 mm:703318 | Autodesk Revit MEP 2011 | IfcFlowController | 22s1YpEkv3KeRU08p3uEv$ | n/a | n/a | n/a | n/a | n/a | n/a
Ball Valve 50 mm- 111 | danielle.r.love@usace.army.mil | 2011-09-14T17:02:59 | Ball Valve 50 mm | 1D38 | M_Ball Valve - 50-150 mm:50 mm:50 mm:684108 | Autodesk Revit MEP 2011 | IfcFlowController | 3Eb1Tc81fCY8Bpa$iWdaZz | n/a | n/a | n/a | n/a | n/a | n/a
Ball Valve 50 mm- 112 | danielle.r.love@usace.army.mil | 2011-09-14T17:02:59 | Ball Valve 50 mm | 1D38 | M_Ball Valve - 50-150 mm:50 mm:50 mm:702761 | Autodesk Revit MEP 2011 | IfcFlowController | 22s1YpEkv3KeRU08p3uEm0 | n/a | n/a | n/a | n/a | n/a | n/a
Ball Valve 50 mm- 113 | danielle.r.love@usace.army.mil | 2011-09-14T17:02:59 | Ball Valve 50 mm | 1DC1 | M_Ball Valve - 50-150 mm:50 mm:50 mm:704298 | Autodesk Revit MEP 2011 | IfcFlowController | 1xBrkxgDjBW8pyqiLAabpf | n/a | n/a | n/a | n/a | n/a | n/a
Ball Valve 50 mm- 114 | danielle.r.love@usace.army.mil | 2011-09-14T17:02:59 | Ball Valve 50 mm | 1DC3 | M_Ball Valve - 50-150 mm:50 mm:50 mm:687717 | Autodesk Revit MEP 2011 | IfcFlowController | 2bvWibPF5DfhiWPX8n4qpI | n/a | n/a | n/a | n/a | n/a | n/a
Ball Valve 50 mm- 115 | danielle.r.love@usace.army.mil | 2011-09-14T17:02:59 | Ball Valve 50 mm | 1DC3 | M_Ball Valve - 50-150 mm:50 mm:50 mm:687890 | Autodesk Revit MEP 2011 | IfcFlowController | 261ltlmYv6s9OfYxUn91Dr | n/a | n/a | n/a | n/a | n/a | n/a
Ball Valve 50 mm- 116 | danielle.r.love@usace.army.mil | 2011-09-14T17:02:59 | Ball Valve 50 mm | 1DC3 | M_Ball Valve - 50-150 mm:50 mm:50 mm:688106 | Autodesk Revit MEP 2011 | IfcFlowController | 261ltlmYv6s9OfYxUn91ED | n/a | n/a | n/a | n/a | n/a | n/a
Ball Valve 50 mm- 117 | danielle.r.love@usace.army.mil | 2011-09-14T17:02:59 | Ball Valve 50 mm | 1DC3 | M_Ball Valve - 50-150 mm:50 mm:50 mm:688237 | Autodesk Revit MEP 2011 | IfcFlowController | 261ltlmYv6s9OfYxUn9EmA | n/a | n/a | n/a | n/a | n/a | n/a
Ball Valve 50 mm- 118 | danielle.r.love@usace.army.mil | 2011-09-14T17:02:59 | Ball Valve 50 mm | 1DC3 | M_Ball Valve - 50-150 mm:50 mm:50 mm:688479 | Autodesk Revit MEP 2011 | IfcFlowController | 261ltlmYv6s9OfYxUn9Equ | n/a | n/a | n/a | n/a | n/a | n/a
Ball Valve 50 mm- 119 | danielle.r.love@usace.army.mil | 2011-09-14T17:02:59 | Ball Valve 50 mm | 1DC3 | M_Ball Valve - 50-150 mm:50 mm:50 mm:688995 | Autodesk Revit MEP 2011 | IfcFlowController | 261ltlmYv6s9OfYxUn9Ey4 | n/a | n/a | n/a | n/a | n/a | n/a
Ball Valve 50 mm- 120 | danielle.r.love@usace.army.mil | 2011-09-14T17:02:59 | Ball Valve 50 mm | 1DC3 | M_Ball Valve - 50-150 mm:50 mm:50 mm:689214 | Autodesk Revit MEP 2011 | IfcFlowController | 1r69XRoJnBMQFRmQ3J8BT2 | n/a | n/a | n/a | n/a | n/a | n/a
Ball Valve 50 mm- 121 | danielle.r.love@usace.army.mil | 2011-09-14T17:02:59 | Ball Valve 50 mm | 1DC3 | M_Ball Valve - 50-150 mm:50 mm:50 mm:708618 | Autodesk Revit MEP 2011 | IfcFlowController | 31bgBM89T8$hd80GrNuyP1 | n/a | n/a | n/a | n/a | n/a | n/a
Ball Valve 50 mm- 122 | danielle.r.love@usace.army.mil | 2011-09-14T17:02:59 | Ball Valve 50 mm | 1DC3 | M_Ball Valve - 50-150 mm:50 mm:50 mm:708869 | Autodesk Revit MEP 2011 | IfcFlowController | 3a7$dZRjvByBLTaPmDU2lf | n/a | n/a | n/a | n/a | n/a | n/a
Ball Valve 50 mm- 123 | danielle.r.love@usace.army.mil | 2011-09-14T17:02:59 | Ball Valve 50 mm | 1DC3 | M_Ball Valve - 50-150 mm:50 mm:50 mm:708968 | Autodesk Revit MEP 2011 | IfcFlowController | 3a7$dZRjvByBLTaPmDU2k4 | n/a | n/a | n/a | n/a | n/a | n/a
Ball Valve 50 mm- 124 | danielle.r.love@usace.army.mil | 2011-09-14T17:02:59 | Ball Valve 50 mm | 1DC3 | M_Ball Valve - 50-150 mm:50 mm:50 mm:709176 | Autodesk Revit MEP 2011 | IfcFlowController | 0qrK4Jv$TEOO$n4y5JPgMx | n/a | n/a | n/a | n/a | n/a | n/a
Ball Valve 50 mm- 125 | danielle.r.love@usace.army.mil | 2011-09-14T17:02:59 | Ball Valve 50 mm | 1DC3 | M_Ball Valve - 50-150 mm:50 mm:50 mm:709391 | Autodesk Revit MEP 2011 | IfcFlowController | 0qrK4Jv$TEOO$n4y5JPgIC | n/a | n/a | n/a | n/a | n/a | n/a
Ball Valve 50 mm- 126 | danielle.r.love@usace.army.mil | 2011-09-14T17:02:59 | Ball Valve 50 mm | 1DC3 | M_Ball Valve - 50-150 mm:50 mm:50 mm:709693 | Autodesk Revit MEP 2011 | IfcFlowController | 0qrK4Jv$TEOO$n4y5JPgE_ | n/a | n/a | n/a | n/a | n/a | n/a
Ball Valve 50 mm- 127 | danielle.r.love@usace.army.mil | 2011-09-14T17:02:59 | Ball Valve 50 mm | 1DC3 | M_Ball Valve - 50-150 mm:50 mm:50 mm:709817 | Autodesk Revit MEP 2011 | IfcFlowController | 0qrK4Jv$TEOO$n4y5JPgCw | n/a | n/a | n/a | n/a | n/a | n/a
Ball Valve 50 mm- 128 | danielle.r.love@usace.army.mil | 2011-09-14T17:02:59 | Ball Valve 50 mm | 1DC3 | M_Ball Valve - 50-150 mm:50 mm:50 mm:710192 | Autodesk Revit MEP 2011 | IfcFlowController | 0qrK4Jv$TEOO$n4y5JPg6p | n/a | n/a | n/a | n/a | n/a | n/a
Ball Valve 50 mm- 129 | danielle.r.love@usace.army.mil | 2011-09-14T17:02:59 | Ball Valve 50 mm | 1DC3 | M_Ball Valve - 50-150 mm:50 mm:50 mm:710344 | Autodesk Revit MEP 2011 | IfcFlowController | 0qrK4Jv$TEOO$n4y5JPg5B | n/a | n/a | n/a | n/a | n/a | n/a
Ball Valve 50 mm- 130 | danielle.r.love@usace.army.mil | 2011-09-14T17:02:59 | Ball Valve 50 mm | 1DC3 | M_Ball Valve - 50-150 mm:50 mm:50 mm:710478 | Autodesk Revit MEP 2011 | IfcFlowController | 0qrK4Jv$TEOO$n4y5JPg3D | n/a | n/a | n/a | n/a | n/a | n/a
Ball Valve 50 mm- 131 | danielle.r.love@usace.army.mil | 2011-09-14T17:02:59 | Ball Valve 50 mm | 1DC3 | M_Ball Valve - 50-150 mm:50 mm:50 mm:710727 | Autodesk Revit MEP 2011 | IfcFlowController | 0qrK4Jv$TEOO$n4y5JPg$4 | n/a | n/a | n/a | n/a | n/a | n/a
Ball Valve 50 mm- 132 | danielle.r.love@usace.army.mil | 2011-09-14T17:02:59 | Ball Valve 50 mm | 1DC4 | M_Ball Valve - 50-150 mm:50 mm:50 mm:685574 | Autodesk Revit MEP 2011 | IfcFlowController | 2bvWibPF5DfhiWPX8n4qIn | n/a | n/a | n/a | n/a | n/a | n/a
Ball Valve 50 mm- 133 | danielle.r.love@usace.army.mil | 2011-09-14T17:02:59 | Ball Valve 50 mm | 1DC4 | M_Ball Valve - 50-150 mm:50 mm:50 mm:689335 | Autodesk Revit MEP 2011 | IfcFlowController | 1r69XRoJnBMQFRmQ3J8BVB | n/a | n/a | n/a | n/a | n/a | n/a
Ball Valve 50 mm- 134 | danielle.r.love@usace.army.mil | 2011-09-14T17:02:59 | Ball Valve 50 mm | 1DC4 | M_Ball Valve - 50-150 mm:50 mm:50 mm:710893 | Autodesk Revit MEP 2011 | IfcFlowController | 0qrK4Jv$TEOO$n4y5JPgzk | n/a | n/a | n/a | n/a | n/a | n/a
Ball Valve 50 mm- 135 | danielle.r.love@usace.army.mil | 2011-09-14T17:02:59 | Ball Valve 50 mm | 1DC5 | M_Ball Valve - 50-150 mm:50 mm:50 mm:685393 | Autodesk Revit MEP 2011 | IfcFlowController | 1cfGSXJYX07OrhGGLrxqm$ | n/a | n/a | n/a | n/a | n/a | n/a
Ball Valve 50 mm- 136 | danielle.r.love@usace.army.mil | 2011-09-14T17:02:59 | Ball Valve 50 mm | 1DC6 | M_Ball Valve - 50-150 mm:50 mm:50 mm:683673 | Autodesk Revit MEP 2011 | IfcFlowController | 3Eb1Tc81fCY8Bpa$iWdbOe | n/a | n/a | n/a | n/a | n/a | n/a
Ball Valve 50 mm- 137 | danielle.r.love@usace.army.mil | 2011-09-14T17:02:59 | Ball Valve 50 mm | 1DC6 | M_Ball Valve - 50-150 mm:50 mm:50 mm:702315 | Autodesk Revit MEP 2011 | IfcFlowController | 22s1YpEkv3KeRU08p3uE92 | n/a | n/a | n/a | n/a | n/a | n/a
Ball Valve 50 mm- 138 | danielle.r.love@usace.army.mil | 2011-09-14T17:02:59 | Ball Valve 50 mm | 1DC6 | M_Ball Valve - 50-150 mm:50 mm:50 mm:704348 | Autodesk Revit MEP 2011 | IfcFlowController | 1xBrkxgDjBW8pyqiLAaboV | n/a | n/a | n/a | n/a | n/a | n/a
Ball Valve 50 mm- 139 | danielle.r.love@usace.army.mil | 2011-09-14T17:02:59 | Ball Valve 50 mm | 1DC7 | M_Ball Valve - 50-150 mm:50 mm:50 mm:683963 | Autodesk Revit MEP 2011 | IfcFlowController | 3Eb1Tc81fCY8Bpa$iWdbSA | n/a | n/a | n/a | n/a | n/a | n/a
Ball Valve 50 mm- 140 | danielle.r.love@usace.army.mil | 2011-09-14T17:02:59 | Ball Valve 50 mm | 1DC7 | M_Ball Valve - 50-150 mm:50 mm:50 mm:684733 | Autodesk Revit MEP 2011 | IfcFlowController | 3Eb1Tc81fCY8Bpa$iWdaeC | n/a | n/a | n/a | n/a | n/a | n/a
Ball Valve 50 mm- 141 | danielle.r.love@usace.army.mil | 2011-09-14T17:02:59 | Ball Valve 50 mm | 1DC7 | M_Ball Valve - 50-150 mm:50 mm:50 mm:685092 | Autodesk Revit MEP 2011 | IfcFlowController | 1cfGSXJYX07OrhGGLrxqrA | n/a | n/a | n/a | n/a | n/a | n/a
Ball Valve 50 mm- 142 | danielle.r.love@usace.army.mil | 2011-09-14T17:02:59 | Ball Valve 50 mm | 1DC7 | M_Ball Valve - 50-150 mm:50 mm:50 mm:703645 | Autodesk Revit MEP 2011 | IfcFlowController | 22s1YpEkv3KeRU08p3uEcq | n/a | n/a | n/a | n/a | n/a | n/a
Ball Valve 50 mm- 143 | danielle.r.love@usace.army.mil | 2011-09-14T17:02:59 | Ball Valve 50 mm | 1DC7 | M_Ball Valve - 50-150 mm:50 mm:50 mm:703675 | Autodesk Revit MEP 2011 | IfcFlowController | 22s1YpEkv3KeRU08p3uEcI | n/a | n/a | n/a | n/a | n/a | n/a
Ball Valve 50 mm- 144 | danielle.r.love@usace.army.mil | 2011-09-14T17:02:59 | Ball Valve 50 mm | 1DC7 | M_Ball Valve - 50-150 mm:50 mm:50 mm:703964 | Autodesk Revit MEP 2011 | IfcFlowController | 22s1YpEkv3KeRU08p3uEZr | n/a | n/a | n/a | n/a | n/a | n/a
Ball Valve 50 mm- 145 | danielle.r.love@usace.army.mil | 2011-09-14T17:02:59 | Ball Valve 50 mm | 1DC7 | M_Ball Valve - 50-150 mm:50 mm:50 mm:704116 | Autodesk Revit MEP 2011 | IfcFlowController | 1xBrkxgDjBW8pyqiLAabst | n/a | n/a | n/a | n/a | n/a | n/a
Ball Valve 50 mm- 146 | danielle.r.love@usace.army.mil | 2011-09-14T17:02:59 | Ball Valve 50 mm | 1EC1 | M_Ball Valve - 50-150 mm:50 mm:50 mm:677946 | Autodesk Revit MEP 2011 | IfcFlowController | 3WmS1NJdr3vBNtZ5nXiEVu | n/a | n/a | n/a | n/a | n/a | n/a
Ball Valve 50 mm- 147 | danielle.r.love@usace.army.mil | 2011-09-14T17:02:59 | Ball Valve 50 mm | 1EC1 | M_Ball Valve - 50-150 mm:50 mm:50 mm:678544 | Autodesk Revit MEP 2011 | IfcFlowController | 1e9f3_XRzEKRNpIXkaJS0K | n/a | n/a | n/a | n/a | n/a | n/a
Ball Valve 50 mm- 148 | danielle.r.love@usace.army.mil | 2011-09-14T17:02:59 | Ball Valve 50 mm | 1EC1 | M_Ball Valve - 50-150 mm:50 mm:50 mm:681993 | Autodesk Revit MEP 2011 | IfcFlowController | 1l9cg6txb7YQBuTkjGDM3z | n/a | n/a | n/a | n/a | n/a | n/a
Ball Valve 50 mm- 149 | danielle.r.love@usace.army.mil | 2011-09-14T17:02:59 | Ball Valve 50 mm | 1EC1 | M_Ball Valve - 50-150 mm:50 mm:50 mm:682810 | Autodesk Revit MEP 2011 | IfcFlowController | 3Eb1Tc81fCY8Bpa$iWdbEB | n/a | n/a | n/a | n/a | n/a | n/a
Ball Valve 50 mm- 150 | danielle.r.love@usace.army.mil | 2011-09-14T17:02:59 | Ball Valve 50 mm | 1EC1 | M_Ball Valve - 50-150 mm:50 mm:50 mm:700016 | Autodesk Revit MEP 2011 | IfcFlowController | 14_yAMkvjD7RI4vzB4gPYU | n/a | n/a | n/a | n/a | n/a | n/a
Ball Valve 50 mm- 151 | danielle.r.love@usace.army.mil | 2011-09-14T17:02:59 | Ball Valve 50 mm | 1EC1 | M_Ball Valve - 50-150 mm:50 mm:50 mm:700230 | Autodesk Revit MEP 2011 | IfcFlowController | 14_yAMkvjD7RI4vzB4gPce | n/a | n/a | n/a | n/a | n/a | n/a
Ball Valve 50 mm- 152 | danielle.r.love@usace.army.mil | 2011-09-14T17:02:59 | Ball Valve 50 mm | 1EC1 | M_Ball Valve - 50-150 mm:50 mm:50 mm:700570 | Autodesk Revit MEP 2011 | IfcFlowController | 14_yAMkvjD7RI4vzB4gOPq | n/a | n/a | n/a | n/a | n/a | n/a
Ball Valve 50 mm- 153 | danielle.r.love@usace.army.mil | 2011-09-14T17:02:59 | Ball Valve 50 mm | 1EC1 | M_Ball Valve - 50-150 mm:50 mm:50 mm:700687 | Autodesk Revit MEP 2011 | IfcFlowController | 14_yAMkvjD7RI4vzB4gOVX | n/a | n/a | n/a | n/a | n/a | n/a
Ball Valve 50 mm- 154 | danielle.r.love@usace.army.mil | 2011-09-14T17:02:59 | Ball Valve 50 mm | 1EC1 | M_Ball Valve - 50-150 mm:50 mm:50 mm:701192 | Autodesk Revit MEP 2011 | IfcFlowController | 14_yAMkvjD7RI4vzB4gONc | n/a | n/a | n/a | n/a | n/a | n/a
Ball Valve 50 mm- 155 | danielle.r.love@usace.army.mil | 2011-09-14T17:02:59 | Ball Valve 50 mm | 1EC1 | M_Ball Valve - 50-150 mm:50 mm:50 mm:701325 | Autodesk Revit MEP 2011 | IfcFlowController | 14_yAMkvjD7RI4vzB4gOLZ | n/a | n/a | n/a | n/a | n/a | n/a
Ball Valve 50 mm- 156 | danielle.r.love@usace.army.mil | 2011-09-14T17:02:59 | Ball Valve 50 mm | 1EC1 | M_Ball Valve - 50-150 mm:50 mm:50 mm:701542 | Autodesk Revit MEP 2011 | IfcFlowController | 14_yAMkvjD7RI4vzB4gOA8 | n/a | n/a | n/a | n/a | n/a | n/a
Ball Valve 50 mm- 157 | danielle.r.love@usace.army.mil | 2011-09-14T17:02:59 | Ball Valve 50 mm | 1EC1 | M_Ball Valve - 50-150 mm:50 mm:50 mm:701697 | Autodesk Revit MEP 2011 | IfcFlowController | 14_yAMkvjD7RI4vzB4gOFl | n/a | n/a | n/a | n/a | n/a | n/a
Ball Valve 50 mm- 158 | danielle.r.love@usace.army.mil | 2011-09-14T17:02:59 | Ball Valve 50 mm | 1EC3 | M_Ball Valve - 50-150 mm:50 mm:50 mm:682634 | Autodesk Revit MEP 2011 | IfcFlowController | 1l9cg6txb7YQBuTkjGDM9_ | n/a | n/a | n/a | n/a | n/a | n/a
Ball Valve 50 mm- 159 | danielle.r.love@usace.army.mil | 2011-09-14T17:02:59 | Ball Valve 50 mm | 1EC3 | M_Ball Valve - 50-150 mm:50 mm:50 mm:701822 | Autodesk Revit MEP 2011 | IfcFlowController | 22s1YpEkv3KeRU08p3uE1N | n/a | n/a | n/a | n/a | n/a | n/a
Ball Valve 50 mm- 160 | danielle.r.love@usace.army.mil | 2011-09-14T17:02:59 | Ball Valve 50 mm | 1EC3 | M_Ball Valve - 50-150 mm:50 mm:50 mm:702027 | Autodesk Revit MEP 2011 | IfcFlowController | 22s1YpEkv3KeRU08p3uEDY | n/a | n/a | n/a | n/a | n/a | n/a
Ball Valve 50 mm- 161 | danielle.r.love@usace.army.mil | 2011-09-14T17:02:59 | Ball Valve 50 mm | 1EC3 | M_Ball Valve - 50-150 mm:50 mm:50 mm:702042 | Autodesk Revit MEP 2011 | IfcFlowController | 22s1YpEkv3KeRU08p3uEDp | n/a | n/a | n/a | n/a | n/a | n/a
Ball Valve 50 mm- 162 | danielle.r.love@usace.army.mil | 2011-09-14T17:02:59 | Ball Valve 50 mm | 1EC4 | M_Ball Valve - 50-150 mm:50 mm:50 mm:678985 | Autodesk Revit MEP 2011 | IfcFlowController | 1e9f3_XRzEKRNpIXkaJSRD | n/a | n/a | n/a | n/a | n/a | n/a
Ball Valve 50 mm- 163 | danielle.r.love@usace.army.mil | 2011-09-14T17:02:59 | Ball Valve 50 mm | 1EC4 | M_Ball Valve - 50-150 mm:50 mm:50 mm:679158 | Autodesk Revit MEP 2011 | IfcFlowController | 1e9f3_XRzEKRNpIXkaJSPo | n/a | n/a | n/a | n/a | n/a | n/a
Ball Valve 50 mm- 164 | danielle.r.love@usace.army.mil | 2011-09-14T17:02:59 | Ball Valve 50 mm | 1F02 | M_Ball Valve - 50-150 mm:50 mm:50 mm:678388 | Autodesk Revit MEP 2011 | IfcFlowController | 0Y1xTXHQHEUP8N$pZpAipB | n/a | n/a | n/a | n/a | n/a | n/a
Ball Valve 50 mm- 165 | danielle.r.love@usace.army.mil | 2011-09-14T17:02:59 | Ball Valve 50 mm | 1F02 | M_Ball Valve - 50-150 mm:50 mm:50 mm:678780 | Autodesk Revit MEP 2011 | IfcFlowController | 1e9f3_XRzEKRNpIXkaJS7u | n/a | n/a | n/a | n/a | n/a | n/a
Ball Valve 50 mm- 166 | danielle.r.love@usace.army.mil | 2011-09-14T17:02:59 | Ball Valve 50 mm | 1F02 | M_Ball Valve - 50-150 mm:50 mm:50 mm:678902 | Autodesk Revit MEP 2011 | IfcFlowController | 1e9f3_XRzEKRNpIXkaJS5o | n/a | n/a | n/a | n/a | n/a | n/a
Ball Valve 50 mm- 167 | danielle.r.love@usace.army.mil | 2011-09-14T17:02:59 | Ball Valve 50 mm | 1F02 | M_Ball Valve - 50-150 mm:50 mm:50 mm:701632 | Autodesk Revit MEP 2011 | IfcFlowController | 14_yAMkvjD7RI4vzB4gO8k | n/a | n/a | n/a | n/a | n/a | n/a
Ball Valve 65 mm- 01 | danielle.r.love@usace.army.mil | 2011-09-14T17:02:59 | Ball Valve 65 mm | 1D20 | M_Ball Valve - 50-150 mm:65 mm:65 mm:1054726 | Autodesk Revit MEP 2011 | IfcFlowController | 0taZgsKMTEEAm_8iu8kqP7 | n/a | n/a | n/a | n/a | n/a | n/a
Ball Valve 65 mm- 02 | danielle.r.love@usace.army.mil | 2011-09-14T17:02:59 | Ball Valve 65 mm | 1D20 | M_Ball Valve - 50-150 mm:65 mm:65 mm:1054735 | Autodesk Revit MEP 2011 | IfcFlowController | 3k4kwDZ3L8Mw24D4mwUte0 | n/a | n/a | n/a | n/a | n/a | n/a
Ball Valve 80 mm- 01 | danielle.r.love@usace.army.mil | 2011-09-14T17:02:59 | Ball Valve 80 mm | 1DC3 | M_Ball Valve - 50-150 mm:80 mm:80 mm:688571 | Autodesk Revit MEP 2011 | IfcFlowController | 3QcuE1rdzC0f_KYJx9lxrt | n/a | n/a | n/a | n/a | n/a | n/a
Base Cabinet-Double Door & 2 Drawer:1000mm:1000mm:336204 | mariangelica.carrasquillo@usace.army.mil | 2011-09-14T16:57:53 | Cabinet Type A | 2C17 | M_Base Cabinet-Double Door & 2 Drawer:1000mm:1000mm:336204 | Autodesk Revit Architecture 2011 | IfcFurnishingElement | 3u7vgd6jz9GPxqYsAm2xQg | n/a | n/a | n/a | n/a | n/a | n/a
Base Cabinet-Double Door & 2 Drawer:1030mm:1030mm:324898 | mariangelica.carrasquillo@usace.army.mil | 2011-09-14T16:57:53 | Cabinet Type A | 1D06 | M_Base Cabinet-Double Door & 2 Drawer:1030mm:1030mm:324898 | Autodesk Revit Architecture 2011 | IfcFurnishingElement | 3bkZ8t9ef5YvmFg77LMMif | n/a | n/a | n/a | n/a | n/a | n/a
Base Cabinet-Double Door & 2 Drawer:1030mm:1030mm:342040 | mariangelica.carrasquillo@usace.army.mil | 2011-09-14T16:57:53 | Cabinet Type A | 2C10 | M_Base Cabinet-Double Door & 2 Drawer:1030mm:1030mm:342040 | Autodesk Revit Architecture 2011 | IfcFurnishingElement | 3by$bSHbH6$x3yk82f0ICr | n/a | n/a | n/a | n/a | n/a | n/a
Base Cabinet-Double Door & 2 Drawer:1100mm:1100mm:337237 | mariangelica.carrasquillo@usace.army.mil | 2011-09-14T16:57:53 | Cabinet Type A | 2C17 | M_Base Cabinet-Double Door & 2 Drawer:1100mm:1100mm:337237 | Autodesk Revit Architecture 2011 | IfcFurnishingElement | 2npc3NmjfD5ww0inxb$IW5 | n/a | n/a | n/a | n/a | n/a | n/a
Base Cabinet-Double Door & 2 Drawer:1100mm:1100mm:337528 | mariangelica.carrasquillo@usace.army.mil | 2011-09-14T16:57:53 | Cabinet Type A | 2C17 | M_Base Cabinet-Double Door & 2 Drawer:1100mm:1100mm:337528 | Autodesk Revit Architecture 2011 | IfcFurnishingElement | 2npc3NmjfD5ww0inxb$Iie | n/a | n/a | n/a | n/a | n/a | n/a
Base Cabinet-Double Door & 2 Drawer:1200mm:1200mm:327512 | mariangelica.carrasquillo@usace.army.mil | 2011-09-14T16:57:53 | Cabinet Type A | 1D38 | M_Base Cabinet-Double Door & 2 Drawer:1200mm:1200mm:327512 | Autodesk Revit Architecture 2011 | IfcFurnishingElement | 3bkZ8t9ef5YvmFg77LMM5J | n/a | n/a | n/a | n/a | n/a | n/a
Base Cabinet-Double Door & 2 Drawer:1200mm:1200mm:330509 | mariangelica.carrasquillo@usace.army.mil | 2011-09-14T16:57:53 | Cabinet Type A | 1E16 | M_Base Cabinet-Double Door & 2 Drawer:1200mm:1200mm:330509 | Autodesk Revit Architecture 2011 | IfcFurnishingElement | 3bkZ8t9ef5YvmFg77LM9K6 | n/a | n/a | n/a | n/a | n/a | n/a
Base Cabinet-Double Door & 2 Drawer:1200mm:1200mm:331445 | mariangelica.carrasquillo@usace.army.mil | 2011-09-14T16:57:53 | Cabinet Type A | 1B10 | M_Base Cabinet-Double Door & 2 Drawer:1200mm:1200mm:331445 | Autodesk Revit Architecture 2011 | IfcFurnishingElement | 3bkZ8t9ef5YvmFg77LM92_ | n/a | n/a | n/a | n/a | n/a | n/a
Base Cabinet-Double Door & 2 Drawer:1200mm:1200mm:332134 | mariangelica.carrasquillo@usace.army.mil | 2011-09-14T16:57:53 | Cabinet Type A | 1A10 | M_Base Cabinet-Double Door & 2 Drawer:1200mm:1200mm:332134 | Autodesk Revit Architecture 2011 | IfcFurnishingElement | 3bkZ8t9ef5YvmFg77LM8zj | n/a | n/a | n/a | n/a | n/a | n/a
Base Cabinet-Double Door & 2 Drawer:1200mm:1200mm:334263 | mariangelica.carrasquillo@usace.army.mil | 2011-09-14T16:57:53 | Cabinet Type A | 2A12 | M_Base Cabinet-Double Door & 2 Drawer:1200mm:1200mm:334263 | Autodesk Revit Architecture 2011 | IfcFurnishingElement | 3u7vgd6jz9GPxqYsAm2uvH | n/a | n/a | n/a | n/a | n/a | n/a
Base Cabinet-Double Door & 2 Drawer:1200mm:1200mm:334830 | mariangelica.carrasquillo@usace.army.mil | 2011-09-14T16:57:53 | Cabinet Type A | 2B17 | M_Base Cabinet-Double Door & 2 Drawer:1200mm:1200mm:334830 | Autodesk Revit Architecture 2011 | IfcFurnishingElement | 3u7vgd6jz9GPxqYsAm2um8 | n/a | n/a | n/a | n/a | n/a | n/a
Base Cabinet-Double Door & 2 Drawer:1200mm:1200mm:335272 | mariangelica.carrasquillo@usace.army.mil | 2011-09-14T16:57:53 | Cabinet Type A | 2C17 | M_Base Cabinet-Double Door & 2 Drawer:1200mm:1200mm:335272 | Autodesk Revit Architecture 2011 | IfcFurnishingElement | 3u7vgd6jz9GPxqYsAm2ufE | n/a | n/a | n/a | n/a | n/a | n/a
Base Cabinet-Double Door & 2 Drawer:1200mm:1200mm:335369 | mariangelica.carrasquillo@usace.army.mil | 2011-09-14T16:57:53 | Cabinet Type A | 2C17 | M_Base Cabinet-Double Door & 2 Drawer:1200mm:1200mm:335369 | Autodesk Revit Architecture 2011 | IfcFurnishingElement | 3u7vgd6jz9GPxqYsAm2udl | n/a | n/a | n/a | n/a | n/a | n/a
Base Cabinet-Double Door & 2 Drawer:1200mm:1200mm:421917 | mariangelica.carrasquillo@usace.army.mil | 2011-09-14T16:57:53 | Cabinet Type A | 1D02 | M_Base Cabinet-Double Door & 2 Drawer:1200mm:1200mm:421917 | Autodesk Revit Architecture 2011 | IfcFurnishingElement | 2DTT9YtR97ouE$uc7qP6rr | n/a | n/a | n/a | n/a | n/a | n/a
Base Cabinet-Double Door & 2 Drawer:1200mm:1200mm:422551 | mariangelica.carrasquillo@usace.army.mil | 2011-09-14T16:57:53 | Cabinet Type A | 1D08 | M_Base Cabinet-Double Door & 2 Drawer:1200mm:1200mm:422551 | Autodesk Revit Architecture 2011 | IfcFurnishingElement | 2DTT9YtR97ouE$uc7qP6$$ | n/a | n/a | n/a | n/a | n/a | n/a
Base Cabinet-Double Door & 2 Drawer:1200mm:1200mm:422727 | mariangelica.carrasquillo@usace.army.mil | 2011-09-14T16:57:53 | Cabinet Type A | 1D10 | M_Base Cabinet-Double Door & 2 Drawer:1200mm:1200mm:422727 | Autodesk Revit Architecture 2011 | IfcFurnishingElement | 2DTT9YtR97ouE$uc7qP6ul | n/a | n/a | n/a | n/a | n/a | n/a
Base Cabinet-Double Door & 2 Drawer:1200mm:1200mm:422740 | mariangelica.carrasquillo@usace.army.mil | 2011-09-14T16:57:53 | Cabinet Type A | 1D11 | M_Base Cabinet-Double Door & 2 Drawer:1200mm:1200mm:422740 | Autodesk Revit Architecture 2011 | IfcFurnishingElement | 2DTT9YtR97ouE$uc7qP6uy | n/a | n/a | n/a | n/a | n/a | n/a
Base Cabinet-Double Door & 2 Drawer:1200mm:1200mm:422813 | mariangelica.carrasquillo@usace.army.mil | 2011-09-14T16:57:53 | Cabinet Type A | 1D13 | M_Base Cabinet-Double Door & 2 Drawer:1200mm:1200mm:422813 | Autodesk Revit Architecture 2011 | IfcFurnishingElement | 2DTT9YtR97ouE$uc7qP6xr | n/a | n/a | n/a | n/a | n/a | n/a
Base Cabinet-Double Door & 2 Drawer:1200mm:1200mm:422833 | mariangelica.carrasquillo@usace.army.mil | 2011-09-14T16:57:53 | Cabinet Type A | 1D07 | M_Base Cabinet-Double Door & 2 Drawer:1200mm:1200mm:422833 | Autodesk Revit Architecture 2011 | IfcFurnishingElement | 2DTT9YtR97ouE$uc7qP6xP | n/a | n/a | n/a | n/a | n/a | n/a
Base Cabinet-Double Door & 2 Drawer:1200mm:1200mm:422835 | mariangelica.carrasquillo@usace.army.mil | 2011-09-14T16:57:53 | Cabinet Type A | 1D09 | M_Base Cabinet-Double Door & 2 Drawer:1200mm:1200mm:422835 | Autodesk Revit Architecture 2011 | IfcFurnishingElement | 2DTT9YtR97ouE$uc7qP6xR | n/a | n/a | n/a | n/a | n/a | n/a
Base Cabinet-Double Door & 2 Drawer:1200mm:1200mm:424041 | mariangelica.carrasquillo@usace.army.mil | 2011-09-14T16:57:53 | Cabinet Type A | 1D28 | M_Base Cabinet-Double Door & 2 Drawer:1200mm:1200mm:424041 | Autodesk Revit Architecture 2011 | IfcFurnishingElement | 2DTT9YtR97ouE$uc7qP6K1 | n/a | n/a | n/a | n/a | n/a | n/a
Base Cabinet-Double Door & 2 Drawer:1200mm:1200mm:424044 | mariangelica.carrasquillo@usace.army.mil | 2011-09-14T16:57:53 | Cabinet Type A | 1D32 | M_Base Cabinet-Double Door & 2 Drawer:1200mm:1200mm:424044 | Autodesk Revit Architecture 2011 | IfcFurnishingElement | 2DTT9YtR97ouE$uc7qP6K4 | n/a | n/a | n/a | n/a | n/a | n/a
Base Cabinet-Double Door & 2 Drawer:1200mm:1200mm:424066 | mariangelica.carrasquillo@usace.army.mil | 2011-09-14T16:57:53 | Cabinet Type A | 1D34 | M_Base Cabinet-Double Door & 2 Drawer:1200mm:1200mm:424066 | Autodesk Revit Architecture 2011 | IfcFurnishingElement | 2DTT9YtR97ouE$uc7qP6Ng | n/a | n/a | n/a | n/a | n/a | n/a
Base Cabinet-Double Door & 2 Drawer:1200mm:1200mm:424068 | mariangelica.carrasquillo@usace.army.mil | 2011-09-14T16:57:53 | Cabinet Type A | 1D36 | M_Base Cabinet-Double Door & 2 Drawer:1200mm:1200mm:424068 | Autodesk Revit Architecture 2011 | IfcFurnishingElement | 2DTT9YtR97ouE$uc7qP6Ni | n/a | n/a | n/a | n/a | n/a | n/a
Base Cabinet-Double Door & 2 Drawer:1200mm:1200mm:424225 | mariangelica.carrasquillo@usace.army.mil | 2011-09-14T16:57:53 | Cabinet Type A | 1D35 | M_Base Cabinet-Double Door & 2 Drawer:1200mm:1200mm:424225 | Autodesk Revit Architecture 2011 | IfcFurnishingElement | 2DTT9YtR97ouE$uc7qP6H9 | n/a | n/a | n/a | n/a | n/a | n/a
Base Cabinet-Double Door & 2 Drawer:1200mm:1200mm:424254 | mariangelica.carrasquillo@usace.army.mil | 2011-09-14T16:57:53 | Cabinet Type A | 1D31 | M_Base Cabinet-Double Door & 2 Drawer:1200mm:1200mm:424254 | Autodesk Revit Architecture 2011 | IfcFurnishingElement | 2DTT9YtR97ouE$uc7qP6HM | n/a | n/a | n/a | n/a | n/a | n/a
Base Cabinet-Double Door & 2 Drawer:1270mm:1270mm:329846 | mariangelica.carrasquillo@usace.army.mil | 2011-09-14T16:57:53 | Cabinet Type A | 1E30 | M_Base Cabinet-Double Door & 2 Drawer:1270mm:1270mm:329846 | Autodesk Revit Architecture 2011 | IfcFurnishingElement | 3bkZ8t9ef5YvmFg77LM9Pz | n/a | n/a | n/a | n/a | n/a | n/a
Base Cabinet-Double Door & 2 Drawer:1270mm:1270mm:335821 | mariangelica.carrasquillo@usace.army.mil | 2011-09-14T16:57:53 | Cabinet Type A | 2C17 | M_Base Cabinet-Double Door & 2 Drawer:1270mm:1270mm:335821 | Autodesk Revit Architecture 2011 | IfcFurnishingElement | 3u7vgd6jz9GPxqYsAm2uWh | n/a | n/a | n/a | n/a | n/a | n/a
Base Cabinet-Double Door & 2 Drawer:1360mm:1360mm:332839 | mariangelica.carrasquillo@usace.army.mil | 2011-09-14T16:57:53 | Cabinet Type A | 2A13 | M_Base Cabinet-Double Door & 2 Drawer:1360mm:1360mm:332839 | Autodesk Revit Architecture 2011 | IfcFurnishingElement | 3u7vgd6jz9GPxqYsAm2uF1 | n/a | n/a | n/a | n/a | n/a | n/a
Base Cabinet-Double Door & 2 Drawer:600mm:600mm:327015 | mariangelica.carrasquillo@usace.army.mil | 2011-09-14T16:57:53 | Cabinet Type A | 1D40 | M_Base Cabinet-Double Door & 2 Drawer:600mm:600mm:327015 | Autodesk Revit Architecture 2011 | IfcFurnishingElement | 3bkZ8t9ef5YvmFg77LMMDi | n/a | n/a | n/a | n/a | n/a | n/a
Base Cabinet-Double Door & 2 Drawer:600mm:600mm:328330 | mariangelica.carrasquillo@usace.army.mil | 2011-09-14T16:57:53 | Cabinet Type A | 1E11 | M_Base Cabinet-Double Door & 2 Drawer:600mm:600mm:328330 | Autodesk Revit Architecture 2011 | IfcFurnishingElement | 3bkZ8t9ef5YvmFg77LM9o1 | n/a | n/a | n/a | n/a | n/a | n/a
Base Cabinet-Double Door & 2 Drawer:600mm:600mm:329197 | mariangelica.carrasquillo@usace.army.mil | 2011-09-14T16:57:53 | Cabinet Type A | 1E04 | M_Base Cabinet-Double Door & 2 Drawer:600mm:600mm:329197 | Autodesk Revit Architecture 2011 | IfcFurnishingElement | 3bkZ8t9ef5YvmFg77LM9lc | n/a | n/a | n/a | n/a | n/a | n/a
Base Cabinet-Double Door & 2 Drawer:600mm:600mm:331196 | mariangelica.carrasquillo@usace.army.mil | 2011-09-14T16:57:53 | Cabinet Type A | 1B10 | M_Base Cabinet-Double Door & 2 Drawer:600mm:600mm:331196 | Autodesk Revit Architecture 2011 | IfcFurnishingElement | 3bkZ8t9ef5YvmFg77LM9Et | n/a | n/a | n/a | n/a | n/a | n/a
Base Cabinet-Double Door & 2 Drawer:600mm:600mm:334667 | mariangelica.carrasquillo@usace.army.mil | 2011-09-14T16:57:53 | Cabinet Type A | 2B17 | M_Base Cabinet-Double Door & 2 Drawer:600mm:600mm:334667 | Autodesk Revit Architecture 2011 | IfcFurnishingElement | 3u7vgd6jz9GPxqYsAm2uoj | n/a | n/a | n/a | n/a | n/a | n/a
Base Cabinet-Double Door & 2 Drawer:600mm:600mm:337565 | mariangelica.carrasquillo@usace.army.mil | 2011-09-14T16:57:53 | Cabinet Type A | 2C17 | M_Base Cabinet-Double Door & 2 Drawer:600mm:600mm:337565 | Autodesk Revit Architecture 2011 | IfcFurnishingElement | 2npc3NmjfD5ww0inxb$IlD | n/a | n/a | n/a | n/a | n/a | n/a
Base Cabinet-Double Door & 2 Drawer:600mm:600mm:337712 | mariangelica.carrasquillo@usace.army.mil | 2011-09-14T16:57:53 | Cabinet Type A | 2C17 | M_Base Cabinet-Double Door & 2 Drawer:600mm:600mm:337712 | Autodesk Revit Architecture 2011 | IfcFurnishingElement | 2npc3NmjfD5ww0inxb$IfW | n/a | n/a | n/a | n/a | n/a | n/a
Base Cabinet-Double Door & 2 Drawer:600mm:600mm:337783 | mariangelica.carrasquillo@usace.army.mil | 2011-09-14T16:57:53 | Cabinet Type A | 2C17 | M_Base Cabinet-Double Door & 2 Drawer:600mm:600mm:337783 | Autodesk Revit Architecture 2011 | IfcFurnishingElement | 2npc3NmjfD5ww0inxb$Ied | n/a | n/a | n/a | n/a | n/a | n/a
Base Cabinet-Double Door & 2 Drawer:600mm:600mm:337842 | mariangelica.carrasquillo@usace.army.mil | 2011-09-14T16:57:53 | Cabinet Type A | 2C17 | M_Base Cabinet-Double Door & 2 Drawer:600mm:600mm:337842 | Autodesk Revit Architecture 2011 | IfcFurnishingElement | 2npc3NmjfD5ww0inxb$IhY | n/a | n/a | n/a | n/a | n/a | n/a
Base Cabinet-Double Door & 2 Drawer:600mm:600mm:339551 | mariangelica.carrasquillo@usace.army.mil | 2011-09-14T16:57:53 | Cabinet Type A | 2C12 | M_Base Cabinet-Double Door & 2 Drawer:600mm:600mm:339551 | Autodesk Revit Architecture 2011 | IfcFurnishingElement | 3by$bSHbH6$x3yk82f0JLo | n/a | n/a | n/a | n/a | n/a | n/a
Base Cabinet-Double Door & 2 Drawer:600mm:600mm:341762 | mariangelica.carrasquillo@usace.army.mil | 2011-09-14T16:57:53 | Cabinet Type A | 2C10 | M_Base Cabinet-Double Door & 2 Drawer:600mm:600mm:341762 | Autodesk Revit Architecture 2011 | IfcFurnishingElement | 3by$bSHbH6$x3yk82f0Iml | n/a | n/a | n/a | n/a | n/a | n/a
Base Cabinet-Double Door & 2 Drawer:600mm:600mm:342685 | mariangelica.carrasquillo@usace.army.mil | 2011-09-14T16:57:53 | Cabinet Type A | 2C22 | M_Base Cabinet-Double Door & 2 Drawer:600mm:600mm:342685 | Autodesk Revit Architecture 2011 | IfcFurnishingElement | 3by$bSHbH6$x3yk82f0I6m | n/a | n/a | n/a | n/a | n/a | n/a
Base Cabinet-Double Door & 2 Drawer:600mm:600mm:423249 | mariangelica.carrasquillo@usace.army.mil | 2011-09-14T16:57:53 | Cabinet Type A | 1D05 | M_Base Cabinet-Double Door & 2 Drawer:600mm:600mm:423249 | Autodesk Revit Architecture 2011 | IfcFurnishingElement | 2DTT9YtR97ouE$uc7qP6Wv | n/a | n/a | n/a | n/a | n/a | n/a
Base Cabinet-Double Door & 2 Drawer:600mm:600mm:426210 | mariangelica.carrasquillo@usace.army.mil | 2011-09-14T16:57:53 | Cabinet Type A | 2C12 | M_Base Cabinet-Double Door & 2 Drawer:600mm:600mm:426210 | Autodesk Revit Architecture 2011 | IfcFurnishingElement | 1WxvZRhNH0OPt6rkEt3QrD | n/a | n/a | n/a | n/a | n/a | n/a
Base Cabinet-Double Door & 2 Drawer:760mm:760mm:339760 | mariangelica.carrasquillo@usace.army.mil | 2011-09-14T16:57:53 | Cabinet Type A | 2C12 | M_Base Cabinet-Double Door & 2 Drawer:760mm:760mm:339760 | Autodesk Revit Architecture 2011 | IfcFurnishingElement | 3by$bSHbH6$x3yk82f0JGT | n/a | n/a | n/a | n/a | n/a | n/a
Base Cabinet-Double Door & 2 Drawer:760mm:760mm:340333 | mariangelica.carrasquillo@usace.army.mil | 2011-09-14T16:57:53 | Cabinet Type A | 2C12 | M_Base Cabinet-Double Door & 2 Drawer:760mm:760mm:340333 | Autodesk Revit Architecture 2011 | IfcFurnishingElement | 3by$bSHbH6$x3yk82f0If0 | n/a | n/a | n/a | n/a | n/a | n/a
Base Cabinet-Double Door & 2 Drawer:900mm:900mm:324205 | mariangelica.carrasquillo@usace.army.mil | 2011-09-14T16:57:53 | Cabinet Type A | 1D06 | M_Base Cabinet-Double Door & 2 Drawer:900mm:900mm:324205 | Autodesk Revit Architecture 2011 | IfcFurnishingElement | 3bkZ8t9ef5YvmFg77LMMnc | n/a | n/a | n/a | n/a | n/a | n/a
Base Cabinet-Double Door & 2 Drawer:900mm:900mm:328134 | mariangelica.carrasquillo@usace.army.mil | 2011-09-14T16:57:53 | Cabinet Type A | 1E11 | M_Base Cabinet-Double Door & 2 Drawer:900mm:900mm:328134 | Autodesk Revit Architecture 2011 | IfcFurnishingElement | 3bkZ8t9ef5YvmFg77LM9$D | n/a | n/a | n/a | n/a | n/a | n/a
Base Cabinet-Double Door & 2 Drawer:900mm:900mm:328719 | mariangelica.carrasquillo@usace.army.mil | 2011-09-14T16:57:53 | Cabinet Type A | 1E04 | M_Base Cabinet-Double Door & 2 Drawer:900mm:900mm:328719 | Autodesk Revit Architecture 2011 | IfcFurnishingElement | 3bkZ8t9ef5YvmFg77LM9e4 | n/a | n/a | n/a | n/a | n/a | n/a
Base Cabinet-Double Door & 2 Drawer:900mm:900mm:339983 | mariangelica.carrasquillo@usace.army.mil | 2011-09-14T16:57:53 | Cabinet Type A | 2C12 | M_Base Cabinet-Double Door & 2 Drawer:900mm:900mm:339983 | Autodesk Revit Architecture 2011 | IfcFurnishingElement | 3by$bSHbH6$x3yk82f0IiY | n/a | n/a | n/a | n/a | n/a | n/a
Base Cabinet-Double Door & 2 Drawer:900mm:900mm:342914 | mariangelica.carrasquillo@usace.army.mil | 2011-09-14T16:57:53 | Cabinet Type A | 2C22 | M_Base Cabinet-Double Door & 2 Drawer:900mm:900mm:342914 | Autodesk Revit Architecture 2011 | IfcFurnishingElement | 3by$bSHbH6$x3yk82f0I2l | n/a | n/a | n/a | n/a | n/a | n/a
Base Cabinet-Double Door & 2 Drawer:900mm:900mm:422862 | mariangelica.carrasquillo@usace.army.mil | 2011-09-14T16:57:53 | Cabinet Type A | 1D05 | M_Base Cabinet-Double Door & 2 Drawer:900mm:900mm:422862 | Autodesk Revit Architecture 2011 | IfcFurnishingElement | 2DTT9YtR97ouE$uc7qP6wc | n/a | n/a | n/a | n/a | n/a | n/a
Base Cabinet-Double Door & 2 Drawer:900mm:900mm:423176 | mariangelica.carrasquillo@usace.army.mil | 2011-09-14T16:57:53 | Cabinet Type A | 1D05 | M_Base Cabinet-Double Door & 2 Drawer:900mm:900mm:423176 | Autodesk Revit Architecture 2011 | IfcFurnishingElement | 2DTT9YtR97ouE$uc7qP6XW | n/a | n/a | n/a | n/a | n/a | n/a
BASE-THERMAL DISINFECTOR-01 | bill.east@us.army.mil | 2013-02-28T01:01:01 | Equip-S4710 | 2C10 | BASE-THERMAL DISII~FECTOR | n/a | n/a | n/a | n/a | n/a | n/a | n/a | n/a | n/a
BASKET-WASTEPAPER-ROUND,METAL-01 | bill.east@us.army.mil | 2013-02-28T01:01:01 | Equip-F2000 | 2C10 | BASKET-WASTEPAPER-ROU~ID,METAL | n/a | n/a | n/a | n/a | n/a | n/a | n/a | n/a | n/a
BASKET-WASTEPAPER-ROUND,METAL-02 | bill.east@us.army.mil | 2013-02-28T01:01:01 | Equip-F2000 | 2C17 | BASKET-WASTEPAPER-ROU~ID,METAL | n/a | n/a | n/a | n/a | n/a | n/a | n/a | n/a | n/a
BENCH-DRESSING ROOM-BUILT-IN-OAK-01 | bill.east@us.army.mil | 2013-02-28T01:01:01 | Equip-A5017 | 1B07 | BENCH-DRESSING ROOM-BUILT-IN-OAK | n/a | n/a | n/a | n/a | n/a | n/a | n/a | n/a | n/a
BENCH-DRESSING ROOM-BUILT-IN-OAK-02 | bill.east@us.army.mil | 2013-02-28T01:01:01 | Equip-A5017 | 1B09 | BENCH-DRESSING ROOM-BUILT-IN-OAK | n/a | n/a | n/a | n/a | n/a | n/a | n/a | n/a | n/a
BIN-PLASTER-01 | bill.east@us.army.mil | 2013-02-28T01:01:01 | Equip-D8620M | 2C17 | BIN-PLASTER | n/a | n/a | n/a | n/a | n/a | n/a | n/a | n/a | n/a
BLINDS-WINDOW-01 | bill.east@us.army.mil | 2013-02-28T01:01:01 | Equip-A6309 | 2A02 | BLINDS-WINDOW | n/a | n/a | n/a | n/a | n/a | n/a | n/a | n/a | n/a
BLINDS-WINDOW-02 | bill.east@us.army.mil | 2013-02-28T01:01:01 | Equip-A9058 | 2C12 | BLINDS-WINDOW | n/a | n/a | n/a | n/a | n/a | n/a | n/a | n/a | n/a
BLOOD GAS ANALYZER- 01 | danielle.r.love@usace.army.mil | 2011-09-14T17:02:59 | BLOOD GAS ANALYZER | 1B04 | BLOOD GAS ANALYZER | n/a | IfcMedicalDevice | n/a | n/a | n/a | n/a | n/a | n/a | n/a
BOARD-BADGE-FILM-01 | bill.east@us.army.mil | 2013-02-28T01:01:01 | Equip-X3830 | 1E33 | BOARD-BADGE-FILM | n/a | n/a | n/a | n/a | n/a | n/a | n/a | n/a | n/a
BOARD-BADGE-FILM-02 | bill.east@us.army.mil | 2013-02-28T01:01:01 | Equip-X3830 | 2A13 | BOARD-BADGE-FILM | n/a | n/a | n/a | n/a | n/a | n/a | n/a | n/a | n/a
BOARD-BULLETIN-1220 x 1220-01 | bill.east@us.army.mil | 2013-02-28T01:01:01 | Equip-F3010 | 1AC4 | BOARD-BULLETIN-1220 x 1220 | n/a | n/a | n/a | n/a | n/a | n/a | n/a | n/a | n/a
BOARD-BULLETIN-1220 x 1220-02 | bill.east@us.army.mil | 2013-02-28T01:01:01 | Equip-F3010 | 1D21 | BOARD-BULLETIN-1220 x 1220 | n/a | n/a | n/a | n/a | n/a | n/a | n/a | n/a | n/a
BOARD-BULLETIN-1220 x 1220-03 | bill.east@us.army.mil | 2013-02-28T01:01:01 | Equip-F3010 | 1D23 | BOARD-BULLETIN-1220 x 1220 | n/a | n/a | n/a | n/a | n/a | n/a | n/a | n/a | n/a
BOARD-BULLETIN-1220 x 1220-04 | bill.east@us.army.mil | 2013-02-28T01:01:01 | Equip-F3010 | 1D40 | BOARD-BULLETIN-1220 x 1220 | n/a | n/a | n/a | n/a | n/a | n/a | n/a | n/a | n/a
BOARD-BULLETIN-1220 x 1220-05 | bill.east@us.army.mil | 2013-02-28T01:01:01 | Equip-F3010 | 1E04 | BOARD-BULLETIN-1220 x 1220 | n/a | n/a | n/a | n/a | n/a | n/a | n/a | n/a | n/a
BOARD-BULLETIN-1220 x 1220-06 | bill.east@us.army.mil | 2013-02-28T01:01:01 | Equip-F3010 | 1E07 | BOARD-BULLETIN-1220 x 1220 | n/a | n/a | n/a | n/a | n/a | n/a | n/a | n/a | n/a
BOARD-BULLETIN-1220 x 1220-07 | bill.east@us.army.mil | 2013-02-28T01:01:01 | Equip-F3010 | 1E11 | BOARD-BULLETIN-1220 x 1220 | n/a | n/a | n/a | n/a | n/a | n/a | n/a | n/a | n/a
BOARD-BULLETIN-1220 x 1220-08 | bill.east@us.army.mil | 2013-02-28T01:01:01 | Equip-F3010 | 1E16 | BOARD-BULLETIN-1220 x 1220 | n/a | n/a | n/a | n/a | n/a | n/a | n/a | n/a | n/a
BOARD-BULLETIN-1220 x 1220-09 | bill.east@us.army.mil | 2013-02-28T01:01:01 | Equip-F3010 | 1E18 | BOARD-BULLETIN-1220 x 1220 | n/a | n/a | n/a | n/a | n/a | n/a | n/a | n/a | n/a
BOARD-BULLETIN-1220 x 1220-10 | bill.east@us.army.mil | 2013-02-28T01:01:01 | Equip-F3010 | 2B04 | BOARD-BULLETIN-1220 x 1220 | n/a | n/a | n/a | n/a | n/a | n/a | n/a | n/a | n/a
BOARD-BULLETIN-1220 x 1220-11 | bill.east@us.army.mil | 2013-02-28T01:01:01 | Equip-F3010 | 2C22 | BOARD-BULLETIN-1220 x 1220 | n/a | n/a | n/a | n/a | n/a | n/a | n/a | n/a | n/a
BOARD-SCHEDULING-MAGNETIC-1220 x 1220-01 | bill.east@us.army.mil | 2013-02-28T01:01:01 | Equip-F3030 | 1E16 | BOARD-SCHEDULING-MAGNETIC-1220 x 1220 | n/a | n/a | n/a | n/a | n/a | n/a | n/a | n/a | n/a
BOARD-SCHEDULING-MAGNETIC-1220 x 1220-02 | bill.east@us.army.mil | 2013-02-28T01:01:01 | Equip-F3030 | 1E18 | BOARD-SCHEDULING-MAGNETIC-1220 x 1220 | n/a | n/a | n/a | n/a | n/a | n/a | n/a | n/a | n/a
BOARD-SCHEDULING-MAGNETIC-1220 x 1220-03 | bill.east@us.army.mil | 2013-02-28T01:01:01 | Equip-F3030 | 2C22 | BOARD-SCHEDULING-MAGNETIC-1220 x 1220 | n/a | n/a | n/a | n/a | n/a | n/a | n/a | n/a | n/a
Boiler B-1 | danielle.r.love@usace.army.mil | 2011-09-14T17:02:59 | Boiler | 2D05 | Boiler | n/a | IfcEnergyConversionDevice | n/a | n/a | n/a | n/a | n/a | n/a | n/a
BOILOUT-ONE TANK-01 | bill.east@us.army.mil | 2013-02-28T01:01:01 | Equip-D0757 | 2C17 | BOILOUT-ONE TANK | n/a | n/a | n/a | n/a | n/a | n/a | n/a | n/a | n/a
BOOKSTACK-SINGLE-01 | bill.east@us.army.mil | 2013-02-28T01:01:01 | Equip-F0130 | 2B03 | BOOKSTACK-SINGLE | n/a | n/a | n/a | n/a | n/a | n/a | n/a | n/a | n/a
BOOKSTACK-SINGLE-02 | bill.east@us.army.mil | 2013-02-28T01:01:01 | Equip-F0130 | 2B03 | BOOKSTACK-SINGLE | n/a | n/a | n/a | n/a | n/a | n/a | n/a | n/a | n/a
BOOKSTACK-SINGLE-03 | bill.east@us.army.mil | 2013-02-28T01:01:01 | Equip-F0130 | 2B03 | BOOKSTACK-SINGLE | n/a | n/a | n/a | n/a | n/a | n/a | n/a | n/a | n/a
BOOKSTACK-SINGLE-04 | bill.east@us.army.mil | 2013-02-28T01:01:01 | Equip-F0130 | 2B03 | BOOKSTACK-SINGLE | n/a | n/a | n/a | n/a | n/a | n/a | n/a | n/a | n/a
BOOKSTACK-SINGLE-05 | bill.east@us.army.mil | 2013-02-28T01:01:01 | Equip-F0130 | 2B03 | BOOKSTACK-SINGLE | n/a | n/a | n/a | n/a | n/a | n/a | n/a | n/a | n/a
BOOKSTACK-SINGLE-06 | bill.east@us.army.mil | 2013-02-28T01:01:01 | Equip-F0130 | 2B03 | BOOKSTACK-SINGLE | n/a | n/a | n/a | n/a | n/a | n/a | n/a | n/a | n/a
BRACKET-TELEVISION-WALL MOUNTED-01 | bill.east@us.army.mil | 2013-02-28T01:01:01 | Equip-A5220 | 1A10 | BRACKET-TELEVISION-WALL MOUNTED | n/a | n/a | n/a | n/a | n/a | n/a | n/a | n/a | n/a
BRACKET-TELEVISION-WALL MOUNTED-02 | bill.east@us.army.mil | 2013-02-28T01:01:01 | Equip-A5220 | 1B10 | BRACKET-TELEVISION-WALL MOUNTED | n/a | n/a | n/a | n/a | n/a | n/a | n/a | n/a | n/a
BRACKET-TELEVISION-WALL MOUNTED-03 | bill.east@us.army.mil | 2013-02-28T01:01:01 | Equip-A5220 | 1C18 | BRACKET-TELEVISION-WALL MOUNTED | n/a | n/a | n/a | n/a | n/a | n/a | n/a | n/a | n/a
BRACKET-TELEVISION-WALL MOUNTED-04 | bill.east@us.army.mil | 2013-02-28T01:01:01 | Equip-A5220 | 1D21 | BRACKET-TELEVISION-WALL MOUNTED | n/a | n/a | n/a | n/a | n/a | n/a | n/a | n/a | n/a
BRACKET-TELEVISION-WALL MOUNTED-05 | bill.east@us.army.mil | 2013-02-28T01:01:01 | Equip-A5220 | 1D22 | BRACKET-TELEVISION-WALL MOUNTED | n/a | n/a | n/a | n/a | n/a | n/a | n/a | n/a | n/a
BRACKET-TELEVISION-WALL MOUNTED-06 | bill.east@us.army.mil | 2013-02-28T01:01:01 | Equip-A5220 | 1D23 | BRACKET-TELEVISION-WALL MOUNTED | n/a | n/a | n/a | n/a | n/a | n/a | n/a | n/a | n/a
BRACKET-TELEVISION-WALL MOUNTED-07 | bill.east@us.army.mil | 2013-02-28T01:01:01 | Equip-A5220 | 1D33 | BRACKET-TELEVISION-WALL MOUNTED | n/a | n/a | n/a | n/a | n/a | n/a | n/a | n/a | n/a
BRACKET-TELEVISION-WALL MOUNTED-08 | bill.east@us.army.mil | 2013-02-28T01:01:01 | Equip-A5220 | 1E04 | BRACKET-TELEVISION-WALL MOUNTED | n/a | n/a | n/a | n/a | n/a | n/a | n/a | n/a | n/a
BRACKET-TELEVISION-WALL MOUNTED-09 | bill.east@us.army.mil | 2013-02-28T01:01:01 | Equip-A5220 | 1E07 | BRACKET-TELEVISION-WALL MOUNTED | n/a | n/a | n/a | n/a | n/a | n/a | n/a | n/a | n/a
BRACKET-TELEVISION-WALL MOUNTED-10 | bill.east@us.army.mil | 2013-02-28T01:01:01 | Equip-A5220 | 1E11 | BRACKET-TELEVISION-WALL MOUNTED | n/a | n/a | n/a | n/a | n/a | n/a | n/a | n/a | n/a
BRACKET-TELEVISION-WALL MOUNTED-11 | bill.east@us.army.mil | 2013-02-28T01:01:01 | Equip-A5220 | 2A05 | BRACKET-TELEVISION-WALL MOUNTED | n/a | n/a | n/a | n/a | n/a | n/a | n/a | n/a | n/a
BRACKET-TELEVISION-WALL MOUNTED-12 | bill.east@us.army.mil | 2013-02-28T01:01:01 | Equip-A5220 | 2A06 | BRACKET-TELEVISION-WALL MOUNTED | n/a | n/a | n/a | n/a | n/a | n/a | n/a | n/a | n/a
BRACKET-TELEVISION-WALL MOUNTED-13 | bill.east@us.army.mil | 2013-02-28T01:01:01 | Equip-A5220 | 2A07 | BRACKET-TELEVISION-WALL MOUNTED | n/a | n/a | n/a | n/a | n/a | n/a | n/a | n/a | n/a
BRACKET-TELEVISION-WALL MOUNTED-14 | bill.east@us.army.mil | 2013-02-28T01:01:01 | Equip-A5220 | 2A09 | BRACKET-TELEVISION-WALL MOUNTED | n/a | n/a | n/a | n/a | n/a | n/a | n/a | n/a | n/a
BRACKET-TELEVISION-WALL MOUNTED-15 | bill.east@us.army.mil | 2013-02-28T01:01:01 | Equip-A5220 | 2A08 | BRACKET-TELEVISION-WALL MOUNTED | n/a | n/a | n/a | n/a | n/a | n/a | n/a | n/a | n/a
BRACKET-TELEVISION-WALL MOUNTED-16 | bill.east@us.army.mil | 2013-02-28T01:01:01 | Equip-A5220 | 2A11 | BRACKET-TELEVISION-WALL MOUNTED | n/a | n/a | n/a | n/a | n/a | n/a | n/a | n/a | n/a
BRACKET-TELEVISION-WALL MOUNTED-17 | bill.east@us.army.mil | 2013-02-28T01:01:01 | Equip-A5220 | 2B03 | BRACKET-TELEVISION-WALL MOUNTED | n/a | n/a | n/a | n/a | n/a | n/a | n/a | n/a | n/a
BRACKET-TELEVISION-WALL MOUNTED-18 | bill.east@us.army.mil | 2013-02-28T01:01:01 | Equip-A5220 | 2B04 | BRACKET-TELEVISION-WALL MOUNTED | n/a | n/a | n/a | n/a | n/a | n/a | n/a | n/a | n/a
BRACKET-TELEVISION-WALL MOUNTED-19 | bill.east@us.army.mil | 2013-02-28T01:01:01 | Equip-A5220 | 2B11 | BRACKET-TELEVISION-WALL MOUNTED | n/a | n/a | n/a | n/a | n/a | n/a | n/a | n/a | n/a
BRACKET-TELEVISION-WALL MOUNTED-20 | bill.east@us.army.mil | 2013-02-28T01:01:01 | Equip-A5220 | 2B15 | BRACKET-TELEVISION-WALL MOUNTED | n/a | n/a | n/a | n/a | n/a | n/a | n/a | n/a | n/a
BRACKET-TELEVISION-WALL MOUNTED-21 | bill.east@us.army.mil | 2013-02-28T01:01:01 | Equip-A5220 | 2C02 | BRACKET-TELEVISION-WALL MOUNTED | n/a | n/a | n/a | n/a | n/a | n/a | n/a | n/a | n/a
BRACKET-TELEVISION-WALL MOUNTED-22 | bill.east@us.army.mil | 2013-02-28T01:01:01 | Equip-A5220 | 2C04 | BRACKET-TELEVISION-WALL MOUNTED | n/a | n/a | n/a | n/a | n/a | n/a | n/a | n/a | n/a
BRACKET-TELEVISION-WALL MOUNTED-23 | bill.east@us.army.mil | 2013-02-28T01:01:01 | Equip-A5220 | 2C09 | BRACKET-TELEVISION-WALL MOUNTED | n/a | n/a | n/a | n/a | n/a | n/a | n/a | n/a | n/a
BRACKET-TELEVISION-WALL MOUNTED-24 | bill.east@us.army.mil | 2013-02-28T01:01:01 | Equip-A5220 | 2C06 | BRACKET-TELEVISION-WALL MOUNTED | n/a | n/a | n/a | n/a | n/a | n/a | n/a | n/a | n/a
BRACKET-TELEVISION-WALL MOUNTED-25 | bill.east@us.army.mil | 2013-02-28T01:01:01 | Equip-A5220 | 2C14 | BRACKET-TELEVISION-WALL MOUNTED | n/a | n/a | n/a | n/a | n/a | n/a | n/a | n/a | n/a
BRACKET-TELEVISION-WALL MOUNTED-26 | bill.east@us.army.mil | 2013-02-28T01:01:01 | Equip-A5220 | 2C22 | BRACKET-TELEVISION-WALL MOUNTED | n/a | n/a | n/a | n/a | n/a | n/a | n/a | n/a | n/a
CABINET-ASSISTANT-DENTAL-MBl-810 x 560 x 460-01 | bill.east@us.army.mil | 2013-02-28T01:01:01 | Equip-D9030 | 2A05 | CABINET-ASSISTANT-DENTAL-MBl-810 x 560 x 460 | n/a | n/a | n/a | n/a | n/a | n/a | n/a | n/a | n/a
CABINET-ASSISTANT-DENTAL-MBl-810 x 560 x 460-02 | bill.east@us.army.mil | 2013-02-28T01:01:01 | Equip-D9030 | 2A06 | CABINET-ASSISTANT-DENTAL-MBl-810 x 560 x 460 | n/a | n/a | n/a | n/a | n/a | n/a | n/a | n/a | n/a
CABINET-ASSISTANT-DENTAL-MBl-810 x 560 x 460-03 | bill.east@us.army.mil | 2013-02-28T01:01:01 | Equip-D9030 | 2A07 | CABINET-ASSISTANT-DENTAL-MBl-810 x 560 x 460 | n/a | n/a | n/a | n/a | n/a | n/a | n/a | n/a | n/a
CABINET-ASSISTANT-DENTAL-MBl-810 x 560 x 460-04 | bill.east@us.army.mil | 2013-02-28T01:01:01 | Equip-D9030 | 2A09 | CABINET-ASSISTANT-DENTAL-MBl-810 x 560 x 460 | n/a | n/a | n/a | n/a | n/a | n/a | n/a | n/a | n/a
CABINET-ASSISTANT-DENTAL-MBl-810 x 560 x 460-05 | bill.east@us.army.mil | 2013-02-28T01:01:01 | Equip-D9030 | 2A08 | CABINET-ASSISTANT-DENTAL-MBl-810 x 560 x 460 | n/a | n/a | n/a | n/a | n/a | n/a | n/a | n/a | n/a
CABINET-ASSISTANT-DENTAL-MBl-810 x 560 x 460-06 | bill.east@us.army.mil | 2013-02-28T01:01:01 | Equip-D9030 | 2C02 | CABINET-ASSISTANT-DENTAL-MBl-810 x 560 x 460 | n/a | n/a | n/a | n/a | n/a | n/a | n/a | n/a | n/a
CABINET-ASSISTANT-DENTAL-MBl-810 x 560 x 460-07 | bill.east@us.army.mil | 2013-02-28T01:01:01 | Equip-D9030 | 2C09 | CABINET-ASSISTANT-DENTAL-MBl-810 x 560 x 460 | n/a | n/a | n/a | n/a | n/a | n/a | n/a | n/a | n/a
CABINET-ASSISTANT-DENTAL-MBl-810 x 560 x 460-08 | bill.east@us.army.mil | 2013-02-28T01:01:01 | Equip-D9030 | 2C09 | CABINET-ASSISTANT-DENTAL-MBl-810 x 560 x 460 | n/a | n/a | n/a | n/a | n/a | n/a | n/a | n/a | n/a
CABINET-ASSISTANT-DENTAL-MBl-810 x 560 x 460-09 | bill.east@us.army.mil | 2013-02-28T01:01:01 | Equip-D9030 | 2C06 | CABINET-ASSISTANT-DENTAL-MBl-810 x 560 x 460 | n/a | n/a | n/a | n/a | n/a | n/a | n/a | n/a | n/a
CABINET-ASSISTANT-DENTAL-MBl-810 x 560 x 460-10 | bill.east@us.army.mil | 2013-02-28T01:01:01 | Equip-D9030 | 2C06 | CABINET-ASSISTANT-DENTAL-MBl-810 x 560 x 460 | n/a | n/a | n/a | n/a | n/a | n/a | n/a | n/a | n/a
CABINET-BASE-SINK,W/H,2DO-430 x 685 x 455-01 | bill.east@us.army.mil | 2013-02-28T01:01:01 | Equip-D9835 | 2A12 | CABINET-BASE-SINK,W/H,2DO-430 x 685 x 455 | n/a | n/a | n/a | n/a | n/a | n/a | n/a | n/a | n/a
CABINET-BASE-SINK-U/C-2DO-780 x 685 x 455-01 | bill.east@us.army.mil | 2013-02-28T01:01:01 | Equip-D9836 | 2A05 | CABINET-BASE-SINK-U/C-2DO-780 x 685 x 455 | n/a | n/a | n/a | n/a | n/a | n/a | n/a | n/a | n/a
CABINET-BASE-SINK-U/C-2DO-780 x 685 x 455-02 | bill.east@us.army.mil | 2013-02-28T01:01:01 | Equip-D9836 | 2A06 | CABINET-BASE-SINK-U/C-2DO-780 x 685 x 455 | n/a | n/a | n/a | n/a | n/a | n/a | n/a | n/a | n/a
CABINET-BASE-SINK-U/C-2DO-780 x 685 x 455-03 | bill.east@us.army.mil | 2013-02-28T01:01:01 | Equip-D9836 | 2A07 | CABINET-BASE-SINK-U/C-2DO-780 x 685 x 455 | n/a | n/a | n/a | n/a | n/a | n/a | n/a | n/a | n/a
CABINET-BASE-SINK-U/C-2DO-780 x 685 x 455-04 | bill.east@us.army.mil | 2013-02-28T01:01:01 | Equip-D9836 | 2A09 | CABINET-BASE-SINK-U/C-2DO-780 x 685 x 455 | n/a | n/a | n/a | n/a | n/a | n/a | n/a | n/a | n/a
CABINET-BASE-SINK-U/C-2DO-780 x 685 x 455-05 | bill.east@us.army.mil | 2013-02-28T01:01:01 | Equip-D9836 | 2A08 | CABINET-BASE-SINK-U/C-2DO-780 x 685 x 455 | n/a | n/a | n/a | n/a | n/a | n/a | n/a | n/a | n/a
CABINET-BASE-SINK-U/C-2DO-780 x 685 x 455-06 | bill.east@us.army.mil | 2013-02-28T01:01:01 | Equip-D9836 | 2C02 | CABINET-BASE-SINK-U/C-2DO-780 x 685 x 455 | n/a | n/a | n/a | n/a | n/a | n/a | n/a | n/a | n/a
CABINET-BASE-SINK-U/C-2DO-780 x 685 x 455-07 | bill.east@us.army.mil | 2013-02-28T01:01:01 | Equip-D9836 | 2C04 | CABINET-BASE-SINK-U/C-2DO-780 x 685 x 455 | n/a | n/a | n/a | n/a | n/a | n/a | n/a | n/a | n/a
CABINET-BASE-SINK-U/C-2DO-780 x 685 x 455-08 | bill.east@us.army.mil | 2013-02-28T01:01:01 | Equip-D9836 | 2C09 | CABINET-BASE-SINK-U/C-2DO-780 x 685 x 455 | n/a | n/a | n/a | n/a | n/a | n/a | n/a | n/a | n/a
CABINET-BASE-SINK-U/C-2DO-780 x 685 x 455-09 | bill.east@us.army.mil | 2013-02-28T01:01:01 | Equip-D9836 | 2C06 | CABINET-BASE-SINK-U/C-2DO-780 x 685 x 455 | n/a | n/a | n/a | n/a | n/a | n/a | n/a | n/a | n/a
CABINET-BASE-SINK-U/C-2DO-780 x 685 x 455-10 | bill.east@us.army.mil | 2013-02-28T01:01:01 | Equip-D9836 | 2C14 | CABINET-BASE-SINK-U/C-2DO-780 x 685 x 455 | n/a | n/a | n/a | n/a | n/a | n/a | n/a | n/a | n/a
CABINET-BASE-U/C-2DO-790 x 480 x 455-01 | bill.east@us.army.mil | 2013-02-28T01:01:01 | Equip-D9787 | 2A05 | CABINET-BASE-U/C-2DO-790 x 480 x 455 | n/a | n/a | n/a | n/a | n/a | n/a | n/a | n/a | n/a
CABINET-BASE-U/C-2DO-790 x 480 x 455-02 | bill.east@us.army.mil | 2013-02-28T01:01:01 | Equip-D9787 | 2A06 | CABINET-BASE-U/C-2DO-790 x 480 x 455 | n/a | n/a | n/a | n/a | n/a | n/a | n/a | n/a | n/a
CABINET-BASE-U/C-2DO-790 x 480 x 455-03 | bill.east@us.army.mil | 2013-02-28T01:01:01 | Equip-D9787 | 2A07 | CABINET-BASE-U/C-2DO-790 x 480 x 455 | n/a | n/a | n/a | n/a | n/a | n/a | n/a | n/a | n/a
CABINET-BASE-U/C-2DO-790 x 480 x 455-04 | bill.east@us.army.mil | 2013-02-28T01:01:01 | Equip-D9787 | 2A09 | CABINET-BASE-U/C-2DO-790 x 480 x 455 | n/a | n/a | n/a | n/a | n/a | n/a | n/a | n/a | n/a
CABINET-BASE-U/C-2DO-790 x 480 x 455-05 | bill.east@us.army.mil | 2013-02-28T01:01:01 | Equip-D9787 | 2A08 | CABINET-BASE-U/C-2DO-790 x 480 x 455 | n/a | n/a | n/a | n/a | n/a | n/a | n/a | n/a | n/a
CABINET-BASE-U/C-2DO-790 x 480 x 455-06 | bill.east@us.army.mil | 2013-02-28T01:01:01 | Equip-D9787 | 2C02 | CABINET-BASE-U/C-2DO-790 x 480 x 455 | n/a | n/a | n/a | n/a | n/a | n/a | n/a | n/a | n/a
CABINET-BASE-U/C-2DO-790 x 480 x 455-07 | bill.east@us.army.mil | 2013-02-28T01:01:01 | Equip-D9787 | 2C04 | CABINET-BASE-U/C-2DO-790 x 480 x 455 | n/a | n/a | n/a | n/a | n/a | n/a | n/a | n/a | n/a
CABINET-BASE-U/C-2DO-790 x 480 x 455-08 | bill.east@us.army.mil | 2013-02-28T01:01:01 | Equip-D9787 | 2C04 | CABINET-BASE-U/C-2DO-790 x 480 x 455 | n/a | n/a | n/a | n/a | n/a | n/a | n/a | n/a | n/a
CABINET-BASE-U/C-2DO-790 x 480 x 455-09 | bill.east@us.army.mil | 2013-02-28T01:01:01 | Equip-D9787 | 2C09 | CABINET-BASE-U/C-2DO-790 x 480 x 455 | n/a | n/a | n/a | n/a | n/a | n/a | n/a | n/a | n/a
CABINET-BASE-U/C-2DO-790 x 480 x 455-10 | bill.east@us.army.mil | 2013-02-28T01:01:01 | Equip-D9787 | 2C06 | CABINET-BASE-U/C-2DO-790 x 480 x 455 | n/a | n/a | n/a | n/a | n/a | n/a | n/a | n/a | n/a
CABINET-BASE-U/C-2DO-790 x 480 x 455-11 | bill.east@us.army.mil | 2013-02-28T01:01:01 | Equip-D9787 | 2C14 | CABINET-BASE-U/C-2DO-790 x 480 x 455 | n/a | n/a | n/a | n/a | n/a | n/a | n/a | n/a | n/a
CABINET-BASE-U/C-2DR-2DO-790 x 480 x 460-01 | bill.east@us.army.mil | 2013-02-28T01:01:01 | Equip-D9661 | 2A09 | CABINET-BASE-U/C-2DR-2DO-790 x 480 x 460 | n/a | n/a | n/a | n/a | n/a | n/a | n/a | n/a | n/a
CABINET-BASE-U/C-2DR-2DO-790 x 480 x 460-02 | bill.east@us.army.mil | 2013-02-28T01:01:01 | Equip-D9661 | 2A08 | CABINET-BASE-U/C-2DR-2DO-790 x 480 x 460 | n/a | n/a | n/a | n/a | n/a | n/a | n/a | n/a | n/a
CABINET-BASE-U/C-2DR-2DO-790 x 480 x 460-03 | bill.east@us.army.mil | 2013-02-28T01:01:01 | Equip-D9661 | 2C02 | CABINET-BASE-U/C-2DR-2DO-790 x 480 x 460 | n/a | n/a | n/a | n/a | n/a | n/a | n/a | n/a | n/a
CABINET-BASE-U/C-2DR-2DO-790 x 480 x 460-04 | bill.east@us.army.mil | 2013-02-28T01:01:01 | Equip-D9661 | 2C04 | CABINET-BASE-U/C-2DR-2DO-790 x 480 x 460 | n/a | n/a | n/a | n/a | n/a | n/a | n/a | n/a | n/a
CABINET-BASE-U/C-2DR-2DO-790 x 480 x 460-05 | bill.east@us.army.mil | 2013-02-28T01:01:01 | Equip-D9661 | 2C09 | CABINET-BASE-U/C-2DR-2DO-790 x 480 x 460 | n/a | n/a | n/a | n/a | n/a | n/a | n/a | n/a | n/a
CABINET-BASE-U/C-2DR-2DO-790 x 480 x 460-06 | bill.east@us.army.mil | 2013-02-28T01:01:01 | Equip-D9661 | 2C06 | CABINET-BASE-U/C-2DR-2DO-790 x 480 x 460 | n/a | n/a | n/a | n/a | n/a | n/a | n/a | n/a | n/a
CABINET-BASE-U/C-2DR-2DO-790 x 480 x 460-07 | bill.east@us.army.mil | 2013-02-28T01:01:01 | Equip-D9661 | 2C14 | CABINET-BASE-U/C-2DR-2DO-790 x 480 x 460 | n/a | n/a | n/a | n/a | n/a | n/a | n/a | n/a | n/a
CABINET-BASE-U/C-5DR-780 x 480 x 455-01 | bill.east@us.army.mil | 2013-02-28T01:01:01 | Equip-D9693 | 2A05 | CABINET-BASE-U/C-5DR-780 x 480 x 455 | n/a | n/a | n/a | n/a | n/a | n/a | n/a | n/a | n/a
CABINET-BASE-U/C-5DR-780 x 480 x 455-02 | bill.east@us.army.mil | 2013-02-28T01:01:01 | Equip-D9693 | 2A06 | CABINET-BASE-U/C-5DR-780 x 480 x 455 | n/a | n/a | n/a | n/a | n/a | n/a | n/a | n/a | n/a
CABINET-BASE-U/C-5DR-780 x 480 x 455-03 | bill.east@us.army.mil | 2013-02-28T01:01:01 | Equip-D9693 | 2A07 | CABINET-BASE-U/C-5DR-780 x 480 x 455 | n/a | n/a | n/a | n/a | n/a | n/a | n/a | n/a | n/a
CABINET-BASE-U/C-5DR-780 x 480 x 455-04 | bill.east@us.army.mil | 2013-02-28T01:01:01 | Equip-D9693 | 2A09 | CABINET-BASE-U/C-5DR-780 x 480 x 455 | n/a | n/a | n/a | n/a | n/a | n/a | n/a | n/a | n/a
CABINET-BASE-U/C-5DR-780 x 480 x 455-05 | bill.east@us.army.mil | 2013-02-28T01:01:01 | Equip-D9693 | 2A08 | CABINET-BASE-U/C-5DR-780 x 480 x 455 | n/a | n/a | n/a | n/a | n/a | n/a | n/a | n/a | n/a
CABINET-BASE-U/C-5DR-780 x 480 x 455-06 | bill.east@us.army.mil | 2013-02-28T01:01:01 | Equip-D9693 | 2C02 | CABINET-BASE-U/C-5DR-780 x 480 x 455 | n/a | n/a | n/a | n/a | n/a | n/a | n/a | n/a | n/a
CABINET-BASE-U/C-5DR-780 x 480 x 455-07 | bill.east@us.army.mil | 2013-02-28T01:01:01 | Equip-D9693 | 2C04 | CABINET-BASE-U/C-5DR-780 x 480 x 455 | n/a | n/a | n/a | n/a | n/a | n/a | n/a | n/a | n/a
CABINET-BASE-U/C-5DR-780 x 480 x 455-08 | bill.east@us.army.mil | 2013-02-28T01:01:01 | Equip-D9683 | 2C04 | CABINET-BASE-U/C-5DR-780 x 480 x 455 | n/a | n/a | n/a | n/a | n/a | n/a | n/a | n/a | n/a
CABINET-BASE-U/C-5DR-780 x 480 x 455-09 | bill.east@us.army.mil | 2013-02-28T01:01:01 | Equip-D9693 | 2C04 | CABINET-BASE-U/C-5DR-780 x 480 x 455 | n/a | n/a | n/a | n/a | n/a | n/a | n/a | n/a | n/a
CABINET-BASE-U/C-5DR-780 x 480 x 455-10 | bill.east@us.army.mil | 2013-02-28T01:01:01 | Equip-D9693 | 2C09 | CABINET-BASE-U/C-5DR-780 x 480 x 455 | n/a | n/a | n/a | n/a | n/a | n/a | n/a | n/a | n/a
CABINET-BASE-U/C-5DR-780 x 480 x 455-11 | bill.east@us.army.mil | 2013-02-28T01:01:01 | Equip-D9693 | 2C06 | CABINET-BASE-U/C-5DR-780 x 480 x 455 | n/a | n/a | n/a | n/a | n/a | n/a | n/a | n/a | n/a
CABINET-BASE-W/H-2DR-165 x 685 x 430-01 | bill.east@us.army.mil | 2013-02-28T01:01:01 | Equip-D9683 | 2C14 | CABINET-BASE-W/H-2DR-165 x 685 x 430 | n/a | n/a | n/a | n/a | n/a | n/a | n/a | n/a | n/a
CABINET-BASE-W/H-2DR-165 x 685 x 430-01A | bill.east@us.army.mil | 2013-02-28T01:01:01 | Equip-D9662 | 2A12A | CABINET-BASE-W/H-2DR-165 x 685 x 430 | n/a | n/a | n/a | n/a | n/a | n/a | n/a | n/a | n/a
CABINET-BASE-W/H-4DR-560 x 508 x 455-01 | bill.east@us.army.mil | 2013-02-28T01:01:01 | Equip-D9691 | 2A12 | CABINET-BASE-W/H-4DR-560 x 508 x 455 | n/a | n/a | n/a | n/a | n/a | n/a | n/a | n/a | n/a
CABINET-BLANKET-FIRE-01 | bill.east@us.army.mil | 2013-02-28T01:01:01 | Equip-A5415 | 1D07 | CABINET-BLANKET-FIRE | n/a | n/a | n/a | n/a | n/a | n/a | n/a | n/a | n/a
CABINET-BLANKET-FIRE-02 | bill.east@us.army.mil | 2013-02-28T01:01:01 | Equip-A5415 | 1D02 | CABINET-BLANKET-FIRE | n/a | n/a | n/a | n/a | n/a | n/a | n/a | n/a | n/a
CABINET-BLANKET-FIRE-03 | bill.east@us.army.mil | 2013-02-28T01:01:01 | Equip-A5415 | 1D08 | CABINET-BLANKET-FIRE | n/a | n/a | n/a | n/a | n/a | n/a | n/a | n/a | n/a
CABINET-BLANKET-FIRE-04 | bill.east@us.army.mil | 2013-02-28T01:01:01 | Equip-A5415 | 1D09 | CABINET-BLANKET-FIRE | n/a | n/a | n/a | n/a | n/a | n/a | n/a | n/a | n/a
CABINET-BLANKET-FIRE-05 | bill.east@us.army.mil | 2013-02-28T01:01:01 | Equip-A5415 | 1D10 | CABINET-BLANKET-FIRE | n/a | n/a | n/a | n/a | n/a | n/a | n/a | n/a | n/a
CABINET-BLANKET-FIRE-06 | bill.east@us.army.mil | 2013-02-28T01:01:01 | Equip-A5415 | 1D11 | CABINET-BLANKET-FIRE | n/a | n/a | n/a | n/a | n/a | n/a | n/a | n/a | n/a
CABINET-BLANKET-FIRE-07 | bill.east@us.army.mil | 2013-02-28T01:01:01 | Equip-A5415 | 1D13 | CABINET-BLANKET-FIRE | n/a | n/a | n/a | n/a | n/a | n/a | n/a | n/a | n/a
CABINET-BLANKET-FIRE-08 | bill.east@us.army.mil | 2013-02-28T01:01:01 | Equip-A5415 | 1D35 | CABINET-BLANKET-FIRE | n/a | n/a | n/a | n/a | n/a | n/a | n/a | n/a | n/a
CABINET-BLANKET-FIRE-09 | bill.east@us.army.mil | 2013-02-28T01:01:01 | Equip-A5415 | 1D34 | CABINET-BLANKET-FIRE | n/a | n/a | n/a | n/a | n/a | n/a | n/a | n/a | n/a
CABINET-BLANKET-FIRE-10 | bill.east@us.army.mil | 2013-02-28T01:01:01 | Equip-A5415 | 1D36 | CABINET-BLANKET-FIRE | n/a | n/a | n/a | n/a | n/a | n/a | n/a | n/a | n/a
CABINET-BLANKET-FIRE-11 | bill.east@us.army.mil | 2013-02-28T01:01:01 | Equip-A5415 | 1D28 | CABINET-BLANKET-FIRE | n/a | n/a | n/a | n/a | n/a | n/a | n/a | n/a | n/a
CABINET-BLANKET-FIRE-12 | bill.east@us.army.mil | 2013-02-28T01:01:01 | Equip-A5415 | 1D32 | CABINET-BLANKET-FIRE | n/a | n/a | n/a | n/a | n/a | n/a | n/a | n/a | n/a
CABINET-BLAST CLEANING-FIS-1295 x 480 x 405-01 | bill.east@us.army.mil | 2013-02-28T01:01:01 | Equip-D9010 | 2C17 | CABINET-BLAST CLEANING-FIS-1295 x 480 x 405 | n/a | n/a | n/a | n/a | n/a | n/a | n/a | n/a | n/a
CABINET-FIS-2GDO-5SH-2135 x 760 x 405-01 | bill.east@us.army.mil | 2013-02-28T01:01:01 | Equip-CW080 | 1B03 | CABINET-FIS-2GDO-5SH-2135 x 760 x 405 | n/a | n/a | n/a | n/a | n/a | n/a | n/a | n/a | n/a
CABINET-FLUNG-FILM,S SH-2110 x 915 x 455-01 | bill.east@us.army.mil | 2013-02-28T01:01:01 | Equip-X1170 | 1B17 | CABINET-FLUNG-FILM,S SH-2110 x 915 x 455 | n/a | n/a | n/a | n/a | n/a | n/a | n/a | n/a | n/a
CABINET-FLUNG-FILM,S SH-2110 x 915 x 455-02 | bill.east@us.army.mil | 2013-02-28T01:01:01 | Equip-X1170 | 1B13 | CABINET-FLUNG-FILM,S SH-2110 x 915 x 455 | n/a | n/a | n/a | n/a | n/a | n/a | n/a | n/a | n/a
CABINET-FLUNG-FILM,S SH-2110 x 915 x 455-03 | bill.east@us.army.mil | 2013-02-28T01:01:01 | Equip-X1170 | 1B13 | CABINET-FLUNG-FILM,S SH-2110 x 915 x 455 | n/a | n/a | n/a | n/a | n/a | n/a | n/a | n/a | n/a
CABINET-FLUNG-FILM,S SH-2110 x 915 x 455-04 | bill.east@us.army.mil | 2013-02-28T01:01:01 | Equip-X1170 | 1B13 | CABINET-FLUNG-FILM,S SH-2110 x 915 x 455 | n/a | n/a | n/a | n/a | n/a | n/a | n/a | n/a | n/a
CABINET-FLUNG-FILM,S SH-2110 x 915 x 455-05 | bill.east@us.army.mil | 2013-02-28T01:01:01 | Equip-X1170 | 1B13 | CABINET-FLUNG-FILM,S SH-2110 x 915 x 455 | n/a | n/a | n/a | n/a | n/a | n/a | n/a | n/a | n/a
CABINET-FLUNG-FILM,S SH-2110 x 915 x 455-06 | bill.east@us.army.mil | 2013-02-28T01:01:01 | Equip-X1170 | 1B13 | CABINET-FLUNG-FILM,S SH-2110 x 915 x 455 | n/a | n/a | n/a | n/a | n/a | n/a | n/a | n/a | n/a
CABINET-FLUNG-FILM,S SH-2110 x 915 x 455-07 | bill.east@us.army.mil | 2013-02-28T01:01:01 | Equip-X1170 | 1B13 | CABINET-FLUNG-FILM,S SH-2110 x 915 x 455 | n/a | n/a | n/a | n/a | n/a | n/a | n/a | n/a | n/a
CABINET-FLUNG-FILM,S SH-2110 x 915 x 455-08 | bill.east@us.army.mil | 2013-02-28T01:01:01 | Equip-X1170 | 1B13 | CABINET-FLUNG-FILM,S SH-2110 x 915 x 455 | n/a | n/a | n/a | n/a | n/a | n/a | n/a | n/a | n/a
CABINET-FLUNG-FILM,S SH-2110 x 915 x 455-09 | bill.east@us.army.mil | 2013-02-28T01:01:01 | Equip-X1170 | 1B13 | CABINET-FLUNG-FILM,S SH-2110 x 915 x 455 | n/a | n/a | n/a | n/a | n/a | n/a | n/a | n/a | n/a
CABINET-FLUNG-FILM,S SH-2110 x 915 x 455-10 | bill.east@us.army.mil | 2013-02-28T01:01:01 | Equip-X1170 | 1B13 | CABINET-FLUNG-FILM,S SH-2110 x 915 x 455 | n/a | n/a | n/a | n/a | n/a | n/a | n/a | n/a | n/a
CABINET-FLUNG-FILM,S SH-2110 x 915 x 455-11 | bill.east@us.army.mil | 2013-02-28T01:01:01 | Equip-X1170 | 1B13 | CABINET-FLUNG-FILM,S SH-2110 x 915 x 455 | n/a | n/a | n/a | n/a | n/a | n/a | n/a | n/a | n/a
CABINET-INSTRUMENT-LENS MEASURING-01 | bill.east@us.army.mil | 2013-02-28T01:01:01 | Equip-M5005M | 1C04 | CABINET-INSTRUMENT-LENS MEASURING | n/a | n/a | n/a | n/a | n/a | n/a | n/a | n/a | n/a
CABINET-INSTRUMENT-LENS MEASURING-02 | bill.east@us.army.mil | 2013-02-28T01:01:01 | Equip-M5005M | 1C04 | CABINET-INSTRUMENT-LENS MEASURING | n/a | n/a | n/a | n/a | n/a | n/a | n/a | n/a | n/a
CABINET-SPECIMEN-PASS THRU,CRS-01 | bill.east@us.army.mil | 2013-02-28T01:01:01 | Equip-L1200 | 1D14 | CABINET-SPECIMEN-PASS THRU,CRS | n/a | n/a | n/a | n/a | n/a | n/a | n/a | n/a | n/a
CABINET-STORAGE-FLAMMABLE-F/s-01 | bill.east@us.army.mil | 2013-02-28T01:01:01 | Equip-M2015 | 1AC4 | CABINET-STORAGE-FLAMMABLE-F/s | n/a | n/a | n/a | n/a | n/a | n/a | n/a | n/a | n/a
CABINET-STORAGE-FLAMMABLE-F/s-02 | bill.east@us.army.mil | 2013-02-28T01:01:01 | Equip-M2015 | 1B08 | CABINET-STORAGE-FLAMMABLE-F/s | n/a | n/a | n/a | n/a | n/a | n/a | n/a | n/a | n/a
CABINET-STORAGE-FLAMMABLE-F/s-03 | bill.east@us.army.mil | 2013-02-28T01:01:01 | Equip-M2015 | 2C16 | CABINET-STORAGE-FLAMMABLE-F/s | n/a | n/a | n/a | n/a | n/a | n/a | n/a | n/a | n/a
CABINET-STORAGE-FLAMMABLE-F/s-04 | bill.east@us.army.mil | 2013-02-28T01:01:01 | Equip-M2015 | 2C19 | CABINET-STORAGE-FLAMMABLE-F/s | n/a | n/a | n/a | n/a | n/a | n/a | n/a | n/a | n/a
CABINET-U/C/B-00-2SH-915 x 610 x 560-01 | bill.east@us.army.mil | 2013-02-28T01:01:01 | Equip-C02B0 | 2B17 | CABINET-U/C/B-00-2SH-915 x 610 x 560 | n/a | n/a | n/a | n/a | n/a | n/a | n/a | n/a | n/a
CABINET-U/C/B-00-2SH-915 x 610 x 560-02 | bill.east@us.army.mil | 2013-02-28T01:01:01 | Equip-C02B0 | 2C10 | CABINET-U/C/B-00-2SH-915 x 610 x 560 | n/a | n/a | n/a | n/a | n/a | n/a | n/a | n/a | n/a
CABINET-U/C/B-2DO-2HDR-SH-01 | bill.east@us.army.mil | 2013-02-28T01:01:01 | Equip-C04E0 | 1D05 | CABINET-U/C/B-2DO-2HDR-SH | n/a | n/a | n/a | n/a | n/a | n/a | n/a | n/a | n/a
CABINET-U/C/B-2DO-2HDR-SH-915 x 1220 x 560-01 | bill.east@us.army.mil | 2013-02-28T01:01:01 | Equip-C05F0 | 1B10 | CABINET-U/C/B-2DO-2HDR-SH-915 x 1220 x 560 | n/a | n/a | n/a | n/a | n/a | n/a | n/a | n/a | n/a
CABINET-U/C/B-2DO-2HDR-SH-915 x 915 x 560-01 | bill.east@us.army.mil | 2013-02-28T01:01:01 | Equip-C04E0 | 1E11 | CABINET-U/C/B-2DO-2HDR-SH-915 x 915 x 560 | n/a | n/a | n/a | n/a | n/a | n/a | n/a | n/a | n/a
CABINET-U/C/B-2DO-2HDR-SH-915 x 915 x 560-02 | bill.east@us.army.mil | 2013-02-28T01:01:01 | Equip-C04E0 | 2C22 | CABINET-U/C/B-2DO-2HDR-SH-915 x 915 x 560 | n/a | n/a | n/a | n/a | n/a | n/a | n/a | n/a | n/a
CABINET-U/C/B-3DR-2H8R-915 x 760 x 560-01 | bill.east@us.army.mil | 2013-02-28T01:01:01 | Equip-C03H0 | 2C12 | CABINET-U/C/B-3DR-2H8R-915 x 760 x 560 | n/a | n/a | n/a | n/a | n/a | n/a | n/a | n/a | n/a
CABINET-U/C/B-4DR-915 x 455 x 560-01 | bill.east@us.army.mil | 2013-02-28T01:01:01 | Equip-C01D0 | 2C12 | CABINET-U/C/B-4DR-915 x 455 x 560 | n/a | n/a | n/a | n/a | n/a | n/a | n/a | n/a | n/a
CABINET-U/C/B-4DR-915 x 610 x 560-01 | bill.east@us.army.mil | 2013-02-28T01:01:01 | Equip-C02D0 | 1D40 | CABINET-U/C/B-4DR-915 x 610 x 560 | n/a | n/a | n/a | n/a | n/a | n/a | n/a | n/a | n/a
CABINET-U/C/B-4DR-915 x 610 x 560-02 | bill.east@us.army.mil | 2013-02-28T01:01:01 | Equip-C02D0 | 2B17 | CABINET-U/C/B-4DR-915 x 610 x 560 | n/a | n/a | n/a | n/a | n/a | n/a | n/a | n/a | n/a
CABINET-U/C/B-4DR-915 x 610 x 560-03 | bill.east@us.army.mil | 2013-02-28T01:01:01 | Equip-C02D0 | 2C10 | CABINET-U/C/B-4DR-915 x 610 x 560 | n/a | n/a | n/a | n/a | n/a | n/a | n/a | n/a | n/a
CABINET-U/C/B-4DR-915 x 610 x 560-04 | bill.east@us.army.mil | 2013-02-28T01:01:01 | Equip-C02D0 | 2C12 | CABINET-U/C/B-4DR-915 x 610 x 560 | n/a | n/a | n/a | n/a | n/a | n/a | n/a | n/a | n/a
CABINET-U/C/B-4DR-915 x 610 x 560-1D22-01 | bill.east@us.army.mil | 2013-02-28T01:01:01 | Equip-C02D0 | 1D22 | CABINET-U/C/B-4DR-915 x 610 x 560 | n/a | n/a | n/a | n/a | n/a | n/a | n/a | n/a | n/a
CABINET-U/C/B-4DR-915 x 610 x 560-1D22-02 | bill.east@us.army.mil | 2013-02-28T01:01:01 | Equip-C02D0 | 1D22 | CABINET-U/C/B-4DR-915 x 610 x 560 | n/a | n/a | n/a | n/a | n/a | n/a | n/a | n/a | n/a
CABINET-U/C/B-4DR-915 x 610 x 560-1D22-03 | bill.east@us.army.mil | 2013-02-28T01:01:01 | Equip-C02D0 | 1D22 | CABINET-U/C/B-4DR-915 x 610 x 560 | n/a | n/a | n/a | n/a | n/a | n/a | n/a | n/a | n/a
CABINET-U/C/B-8HDR-915 x 915 x 560-01 | bill.east@us.army.mil | 2013-02-28T01:01:01 | Equip-C04J0 | 1D05 | CABINET-U/C/B-8HDR-915 x 915 x 560 | n/a | n/a | n/a | n/a | n/a | n/a | n/a | n/a | n/a
CABINET-U/C/B-DO-2SH-915 x 455 x 560-01 | bill.east@us.army.mil | 2013-02-28T01:01:01 | Equip-C01B0 | 2C12 | CABINET-U/C/B-DO-2SH-915 x 455 x 560 | n/a | n/a | n/a | n/a | n/a | n/a | n/a | n/a | n/a
CABINET-U/C/B-DO-DR-SH-915 x 455 x 560-01 | bill.east@us.army.mil | 2013-02-28T01:01:01 | Equip-C01C0 | 1A10 | CABINET-U/C/B-DO-DR-SH-915 x 455 x 560 | n/a | n/a | n/a | n/a | n/a | n/a | n/a | n/a | n/a
CABINET-U/C/B-DO-DR-SH-915 x 455 x 560-02 | bill.east@us.army.mil | 2013-02-28T01:01:01 | Equip-C01C0 | 1D06 | CABINET-U/C/B-DO-DR-SH-915 x 455 x 560 | n/a | n/a | n/a | n/a | n/a | n/a | n/a | n/a | n/a
CABINET-U/C/B-DO-DR-SH-915 x 610 x 560-01 | bill.east@us.army.mil | 2013-02-28T01:01:01 | Equip-C02Q0 | 1A10 | CABINET-U/C/B-DO-DR-SH-915 x 610 x 560 | n/a | n/a | n/a | n/a | n/a | n/a | n/a | n/a | n/a
CABINET-U/C/B-DO-DR-SH-915 x 610 x 560-02 | bill.east@us.army.mil | 2013-02-28T01:01:01 | Equip-C02Q0 | 1B10 | CABINET-U/C/B-DO-DR-SH-915 x 610 x 560 | n/a | n/a | n/a | n/a | n/a | n/a | n/a | n/a | n/a
CABINET-U/C/B-DO-DR-SH-915 x 610 x 560-03 | bill.east@us.army.mil | 2013-02-28T01:01:01 | Equip-C02Q0 | 1D06 | CABINET-U/C/B-DO-DR-SH-915 x 610 x 560 | n/a | n/a | n/a | n/a | n/a | n/a | n/a | n/a | n/a
CABINET-U/C/B-DO-DR-SH-915 x 610 x 560-04 | bill.east@us.army.mil | 2013-02-28T01:01:01 | Equip-C02Q0 | 1D05 | CABINET-U/C/B-DO-DR-SH-915 x 610 x 560 | n/a | n/a | n/a | n/a | n/a | n/a | n/a | n/a | n/a
CABINET-U/C/B-DO-DR-SH-915 x 610 x 560-05 | bill.east@us.army.mil | 2013-02-28T01:01:01 | Equip-C02Q0 | 1D22 | CABINET-U/C/B-DO-DR-SH-915 x 610 x 560 | n/a | n/a | n/a | n/a | n/a | n/a | n/a | n/a | n/a
CABINET-U/C/B-DO-DR-SH-915 x 610 x 560-06 | bill.east@us.army.mil | 2013-02-28T01:01:01 | Equip-C02Q0 | 1E04 | CABINET-U/C/B-DO-DR-SH-915 x 610 x 560 | n/a | n/a | n/a | n/a | n/a | n/a | n/a | n/a | n/a
CABINET-U/C/B-DO-DR-SH-915 x 610 x 560-07 | bill.east@us.army.mil | 2013-02-28T01:01:01 | Equip-C02Q0 | 1E11 | CABINET-U/C/B-DO-DR-SH-915 x 610 x 560 | n/a | n/a | n/a | n/a | n/a | n/a | n/a | n/a | n/a
CABINET-U/C/B-DO-DR-SH-915 x 610 x 560-08 | bill.east@us.army.mil | 2013-02-28T01:01:01 | Equip-C02Q0 | 2B17 | CABINET-U/C/B-DO-DR-SH-915 x 610 x 560 | n/a | n/a | n/a | n/a | n/a | n/a | n/a | n/a | n/a
CABINET-U/C/B-DO-DR-SH-915 x 610 x 560-09 | bill.east@us.army.mil | 2013-02-28T01:01:01 | Equip-C02Q0 | 2C22 | CABINET-U/C/B-DO-DR-SH-915 x 610 x 560 | n/a | n/a | n/a | n/a | n/a | n/a | n/a | n/a | n/a
CABINET-U/C/B-SINK-2DO-915 x 1220 x 560-04 | bill.east@us.army.mil | 2013-02-28T01:01:01 | Equip-C05P0 | 2A13 | CABINET-U/C/B-SINK-2DO-915 x 1220 x 560 | n/a | n/a | n/a | n/a | n/a | n/a | n/a | n/a | n/a
CABINET-U/C/B-SINK-2DO-915 x 1220 x 560-05 | bill.east@us.army.mil | 2013-02-28T01:01:01 | Equip-C2700 | 1D10 | CABINET-U/C/B-SINK-2DO-915 x 1220 x 560 | n/a | n/a | n/a | n/a | n/a | n/a | n/a | n/a | n/a
CABINET-U/C/B-SINK-2DO-915 x 1220 x 560-06 | bill.east@us.army.mil | 2013-02-28T01:01:01 | Equip-C2700 | 1D11 | CABINET-U/C/B-SINK-2DO-915 x 1220 x 560 | n/a | n/a | n/a | n/a | n/a | n/a | n/a | n/a | n/a
CABINET-U/C/B-SINK-2DO-915 x 1220 x 560-07 | bill.east@us.army.mil | 2013-02-28T01:01:01 | Equip-C2700 | 1D13 | CABINET-U/C/B-SINK-2DO-915 x 1220 x 560 | n/a | n/a | n/a | n/a | n/a | n/a | n/a | n/a | n/a
CABINET-U/C/B-SINK-2DO-915 x 1220 x 560-08 | bill.east@us.army.mil | 2013-02-28T01:01:01 | Equip-C2700 | 1D35 | CABINET-U/C/B-SINK-2DO-915 x 1220 x 560 | n/a | n/a | n/a | n/a | n/a | n/a | n/a | n/a | n/a
CABINET-U/C/B-SINK-2DO-915 x 1220 x 560-09 | bill.east@us.army.mil | 2013-02-28T01:01:01 | Equip-C2700 | 1D34 | CABINET-U/C/B-SINK-2DO-915 x 1220 x 560 | n/a | n/a | n/a | n/a | n/a | n/a | n/a | n/a | n/a
CABINET-U/C/B-SINK-2DO-915 x 1220 x 560-10 | bill.east@us.army.mil | 2013-02-28T01:01:01 | Equip-C2700 | 1D36 | CABINET-U/C/B-SINK-2DO-915 x 1220 x 560 | n/a | n/a | n/a | n/a | n/a | n/a | n/a | n/a | n/a
CABINET-U/C/B-SINK-2DO-915 x 1220 x 560-11 | bill.east@us.army.mil | 2013-02-28T01:01:01 | Equip-C2700 | 1D28 | CABINET-U/C/B-SINK-2DO-915 x 1220 x 560 | n/a | n/a | n/a | n/a | n/a | n/a | n/a | n/a | n/a
CABINET-U/C/B-SINK-2DO-915 x 1220 x 560-12 | bill.east@us.army.mil | 2013-02-28T01:01:01 | Equip-C2700 | 1D32 | CABINET-U/C/B-SINK-2DO-915 x 1220 x 560 | n/a | n/a | n/a | n/a | n/a | n/a | n/a | n/a | n/a
CABINET-U/C/B-SINK-2DO-915 x 1220 x 560-C05P0-01 | bill.east@us.army.mil | 2013-02-28T01:01:01 | Equip-C05P0 | 1D38 | CABINET-U/C/B-SINK-2DO-915 x 1220 x 560 | n/a | n/a | n/a | n/a | n/a | n/a | n/a | n/a | n/a
CABINET-U/C/B-SINK-2DO-915 x 1220 x 560-C05P0-02 | bill.east@us.army.mil | 2013-02-28T01:01:01 | Equip-C05P0 | 1E16 | CABINET-U/C/B-SINK-2DO-915 x 1220 x 560 | n/a | n/a | n/a | n/a | n/a | n/a | n/a | n/a | n/a
CABINET-U/C/B-SINK-2DO-915 x 1220 x 560-C05P0-03 | bill.east@us.army.mil | 2013-02-28T01:01:01 | Equip-C05P0 | 1E30 | CABINET-U/C/B-SINK-2DO-915 x 1220 x 560 | n/a | n/a | n/a | n/a | n/a | n/a | n/a | n/a | n/a
CABINET-U/C/B-SINK-2DO-915 x 1220 x 560-C2700-01 | bill.east@us.army.mil | 2013-02-28T01:01:01 | Equip-C2700 | 1D07 | CABINET-U/C/B-SINK-2DO-915 x 1220 x 560 | n/a | n/a | n/a | n/a | n/a | n/a | n/a | n/a | n/a
CABINET-U/C/B-SINK-2DO-915 x 1220 x 560-C2700-02 | bill.east@us.army.mil | 2013-02-28T01:01:01 | Equip-C2700 | 1D02 | CABINET-U/C/B-SINK-2DO-915 x 1220 x 560 | n/a | n/a | n/a | n/a | n/a | n/a | n/a | n/a | n/a
CABINET-U/C/B-SINK-2DO-915 x 1220 x 560-C2700-03 | bill.east@us.army.mil | 2013-02-28T01:01:01 | Equip-C2700 | 1D08 | CABINET-U/C/B-SINK-2DO-915 x 1220 x 560 | n/a | n/a | n/a | n/a | n/a | n/a | n/a | n/a | n/a
CABINET-U/C/B-SINK-2DO-915 x 1220 x 560-C2700-04 | bill.east@us.army.mil | 2013-02-28T01:01:01 | Equip-C2700 | 1D09 | CABINET-U/C/B-SINK-2DO-915 x 1220 x 560 | n/a | n/a | n/a | n/a | n/a | n/a | n/a | n/a | n/a
CABINET-U/C/B-SINK-2DO-915 x 1220 x 560-C3030-01 | bill.east@us.army.mil | 2013-02-28T01:01:01 | Equip-C3030 | 2C12 | CABINET-U/C/B-SINK-2DO-915 x 1220 x 560 | n/a | n/a | n/a | n/a | n/a | n/a | n/a | n/a | n/a
CABINET-U/C/B-SINK-2DO-915 x 760 x 560-01 | bill.east@us.army.mil | 2013-02-28T01:01:01 | Equip-C03H0 | 2C10 | CABINET-U/C/B-SINK-2DO-915 x 760 x 560 | n/a | n/a | n/a | n/a | n/a | n/a | n/a | n/a | n/a
CABINET-U/C/B-SINK-2DO-915 x 760 x 560-02 | bill.east@us.army.mil | 2013-02-28T01:01:01 | Equip-C03H0 | 2C10 | CABINET-U/C/B-SINK-2DO-915 x 760 x 560 | n/a | n/a | n/a | n/a | n/a | n/a | n/a | n/a | n/a
CABINET-U/C/B-SINK-2DO-915 x 760 x 560-03 | bill.east@us.army.mil | 2013-02-28T01:01:01 | Equip-C03H0 | 2C12 | CABINET-U/C/B-SINK-2DO-915 x 760 x 560 | n/a | n/a | n/a | n/a | n/a | n/a | n/a | n/a | n/a
CABINET-W/H-2DO-2SH-760 x 915 x 330-CD030-01 | bill.east@us.army.mil | 2013-02-28T01:01:01 | Equip-CD030 | 2C22 | CABINET-W/H-2DO-2SH-760 x 915 x 330 | n/a | n/a | n/a | n/a | n/a | n/a | n/a | n/a | n/a
CABINET-W/H-2DO-2SH-760 x 915 x 330-CD040-01 | bill.east@us.army.mil | 2013-02-28T01:01:01 | Equip-CD040 | 1B10 | CABINET-W/H-2DO-2SH-760 x 915 x 330 | n/a | n/a | n/a | n/a | n/a | n/a | n/a | n/a | n/a
CABINET-W/H-2DO-2SH-760 x 915 x 330-CD040-02 | bill.east@us.army.mil | 2013-02-28T01:01:01 | Equip-CD040 | 1D05 | CABINET-W/H-2DO-2SH-760 x 915 x 330 | n/a | n/a | n/a | n/a | n/a | n/a | n/a | n/a | n/a
CABINET-W/H-2DO-2SH-760 x 915 x 330-CD040-03 | bill.east@us.army.mil | 2013-02-28T01:01:01 | Equip-CD040 | 1E04 | CABINET-W/H-2DO-2SH-760 x 915 x 330 | n/a | n/a | n/a | n/a | n/a | n/a | n/a | n/a | n/a
CABINET-W/H-2DO-2SH-760 x 915 x 330-CD040-04 | bill.east@us.army.mil | 2013-02-28T01:01:01 | Equip-CD040 | 1E11 | CABINET-W/H-2DO-2SH-760 x 915 x 330 | n/a | n/a | n/a | n/a | n/a | n/a | n/a | n/a | n/a
CABINET-W/H-2GDO-2SH-760 x 760 x 330-01 | bill.east@us.army.mil | 2013-02-28T01:01:01 | Equip-CE030 | 2C12 | CABINET-W/H-2GDO-2SH-760 x 760 x 330 | n/a | n/a | n/a | n/a | n/a | n/a | n/a | n/a | n/a
CABINET-W/H-2GDO-2SH-760 x 760 x 330-02 | bill.east@us.army.mil | 2013-02-28T01:01:01 | Equip-CE030 | 2C12 | CABINET-W/H-2GDO-2SH-760 x 760 x 330 | n/a | n/a | n/a | n/a | n/a | n/a | n/a | n/a | n/a
CABINET-W/H-2GDO-2SH-760 x 915 x 330-CE040-01 | bill.east@us.army.mil | 2013-02-28T01:01:01 | Equip-CE040 | 1D06 | CABINET-W/H-2GDO-2SH-760 x 915 x 330 | n/a | n/a | n/a | n/a | n/a | n/a | n/a | n/a | n/a
CABINET-W/H-2GDO-2SH-760 x 915 x 330-CE040-02 | bill.east@us.army.mil | 2013-02-28T01:01:01 | Equip-CE040 | 2C10 | CABINET-W/H-2GDO-2SH-760 x 915 x 330 | n/a | n/a | n/a | n/a | n/a | n/a | n/a | n/a | n/a
CABINET-W/H-2GDO-2SH-760 x 915 x 330-CE040-03 | bill.east@us.army.mil | 2013-02-28T01:01:01 | Equip-CE040 | 2C10 | CABINET-W/H-2GDO-2SH-760 x 915 x 330 | n/a | n/a | n/a | n/a | n/a | n/a | n/a | n/a | n/a
CABINET-W/H-2GDO-2SH-760 x 915 x 330-CO4L0-02 | bill.east@us.army.mil | 2013-02-28T01:01:01 | Equip-CO4L0 | 1D06 | CABINET-W/H-2GDO-2SH-760 x 915 x 330 | n/a | n/a | n/a | n/a | n/a | n/a | n/a | n/a | n/a
CABINET-W/H-2GDO-2SH-760 x 915 x 330-CR620-01 | bill.east@us.army.mil | 2013-02-28T01:01:01 | Equip-CR620 | 1BC2 | CABINET-W/H-2GDO-2SH-760 x 915 x 330 | n/a | n/a | n/a | n/a | n/a | n/a | n/a | n/a | n/a
CABINET-W/H-2GDO-2SH-760 x 915 x 330-CR620-02 | bill.east@us.army.mil | 2013-02-28T01:01:01 | Equip-CR620 | 1BC2 | CABINET-W/H-2GDO-2SH-760 x 915 x 330 | n/a | n/a | n/a | n/a | n/a | n/a | n/a | n/a | n/a
CABINET-W/H-2SDO-760 x 965 x 355-01 | bill.east@us.army.mil | 2013-02-28T01:01:01 | Equip-D9400 | 2A05 | CABINET-W/H-2SDO-760 x 965 x 355 | n/a | n/a | n/a | n/a | n/a | n/a | n/a | n/a | n/a
CABINET-W/H-2SDO-760 x 965 x 355-02 | bill.east@us.army.mil | 2013-02-28T01:01:01 | Equip-D9400 | 2A06 | CABINET-W/H-2SDO-760 x 965 x 355 | n/a | n/a | n/a | n/a | n/a | n/a | n/a | n/a | n/a
CABINET-W/H-2SDO-760 x 965 x 355-03 | bill.east@us.army.mil | 2013-02-28T01:01:01 | Equip-D9400 | 2A07 | CABINET-W/H-2SDO-760 x 965 x 355 | n/a | n/a | n/a | n/a | n/a | n/a | n/a | n/a | n/a
CABINET-W/H-2SDO-760 x 965 x 355-04 | bill.east@us.army.mil | 2013-02-28T01:01:01 | Equip-D9400 | 2A09 | CABINET-W/H-2SDO-760 x 965 x 355 | n/a | n/a | n/a | n/a | n/a | n/a | n/a | n/a | n/a
CABINET-W/H-2SDO-760 x 965 x 355-05 | bill.east@us.army.mil | 2013-02-28T01:01:01 | Equip-D9400 | 2A08 | CABINET-W/H-2SDO-760 x 965 x 355 | n/a | n/a | n/a | n/a | n/a | n/a | n/a | n/a | n/a
CABINET-W/H-2SDO-760 x 965 x 355-06 | bill.east@us.army.mil | 2013-02-28T01:01:01 | Equip-D9400 | 2C02 | CABINET-W/H-2SDO-760 x 965 x 355 | n/a | n/a | n/a | n/a | n/a | n/a | n/a | n/a | n/a
CABINET-W/H-2SDO-760 x 965 x 355-07 | bill.east@us.army.mil | 2013-02-28T01:01:01 | Equip-D9400 | 2C04 | CABINET-W/H-2SDO-760 x 965 x 355 | n/a | n/a | n/a | n/a | n/a | n/a | n/a | n/a | n/a
CABINET-W/H-2SDO-760 x 965 x 355-08 | bill.east@us.army.mil | 2013-02-28T01:01:01 | Equip-D9400 | 2C09 | CABINET-W/H-2SDO-760 x 965 x 355 | n/a | n/a | n/a | n/a | n/a | n/a | n/a | n/a | n/a
CABINET-W/H-2SDO-760 x 965 x 355-09 | bill.east@us.army.mil | 2013-02-28T01:01:01 | Equip-D9400 | 2C06 | CABINET-W/H-2SDO-760 x 965 x 355 | n/a | n/a | n/a | n/a | n/a | n/a | n/a | n/a | n/a
CABINET-W/H-2SDO-760 x 965 x 355-10 | bill.east@us.army.mil | 2013-02-28T01:01:01 | Equip-D9400 | 2C14 | CABINET-W/H-2SDO-760 x 965 x 355 | n/a | n/a | n/a | n/a | n/a | n/a | n/a | n/a | n/a
CABINET-W/H-DO-2SH-760 x 610 x 330-01 | bill.east@us.army.mil | 2013-02-28T01:01:01 | Equip-CB020 | 1A10 | CABINET-W/H-DO-2SH-760 x 610 x 330 | n/a | n/a | n/a | n/a | n/a | n/a | n/a | n/a | n/a
CABINET-W/H-DO-2SH-760 x 610 x 330-02 | bill.east@us.army.mil | 2013-02-28T01:01:01 | Equip-CB020 | 1D40 | CABINET-W/H-DO-2SH-760 x 610 x 330 | n/a | n/a | n/a | n/a | n/a | n/a | n/a | n/a | n/a
CABINET-W/H-GCO-2SH-760 x 610 x 330-01 | bill.east@us.army.mil | 2013-02-28T01:01:01 | Equip-CC020 | 2B17 | CABINET-W/H-GCO-2SH-760 x 610 x 330 | n/a | n/a | n/a | n/a | n/a | n/a | n/a | n/a | n/a
CABINET-W/H-GCO-2SH-760 x 610 x 330-02 | bill.east@us.army.mil | 2013-02-28T01:01:01 | Equip-CC020 | 2B17 | CABINET-W/H-GCO-2SH-760 x 610 x 330 | n/a | n/a | n/a | n/a | n/a | n/a | n/a | n/a | n/a
CHAIR-OPERATING-DENTAL-W/UNIT MOUNT-01 | bill.east@us.army.mil | 2013-02-28T01:01:01 | Equip-D3320 | 2A05 | CHAIR-OPERATING-DENTAL-W/UNIT MOUNT | n/a | n/a | n/a | n/a | n/a | n/a | n/a | n/a | n/a
CHAIR-OPERATING-DENTAL-W/UNIT MOUNT-02 | bill.east@us.army.mil | 2013-02-28T01:01:01 | Equip-D3320 | 2A06 | CHAIR-OPERATING-DENTAL-W/UNIT MOUNT | n/a | n/a | n/a | n/a | n/a | n/a | n/a | n/a | n/a
CHAIR-OPERATING-DENTAL-W/UNIT MOUNT-03 | bill.east@us.army.mil | 2013-02-28T01:01:01 | Equip-D3320 | 2A07 | CHAIR-OPERATING-DENTAL-W/UNIT MOUNT | n/a | n/a | n/a | n/a | n/a | n/a | n/a | n/a | n/a
CHAIR-OPERATING-DENTAL-W/UNIT MOUNT-04 | bill.east@us.army.mil | 2013-02-28T01:01:01 | Equip-D3320 | 2A09 | CHAIR-OPERATING-DENTAL-W/UNIT MOUNT | n/a | n/a | n/a | n/a | n/a | n/a | n/a | n/a | n/a
CHAIR-OPERATING-DENTAL-W/UNIT MOUNT-05 | bill.east@us.army.mil | 2013-02-28T01:01:01 | Equip-D3320 | 2A08 | CHAIR-OPERATING-DENTAL-W/UNIT MOUNT | n/a | n/a | n/a | n/a | n/a | n/a | n/a | n/a | n/a
CHAIR-OPERATING-DENTAL-W/UNIT MOUNT-06 | bill.east@us.army.mil | 2013-02-28T01:01:01 | Equip-D3320 | 2C02 | CHAIR-OPERATING-DENTAL-W/UNIT MOUNT | n/a | n/a | n/a | n/a | n/a | n/a | n/a | n/a | n/a
CHAIR-OPERATING-DENTAL-W/UNIT MOUNT-07 | bill.east@us.army.mil | 2013-02-28T01:01:01 | Equip-D3320 | 2C04 | CHAIR-OPERATING-DENTAL-W/UNIT MOUNT | n/a | n/a | n/a | n/a | n/a | n/a | n/a | n/a | n/a
CHAIR-OPERATING-DENTAL-W/UNIT MOUNT-08 | bill.east@us.army.mil | 2013-02-28T01:01:01 | Equip-D3320 | 2C09 | CHAIR-OPERATING-DENTAL-W/UNIT MOUNT | n/a | n/a | n/a | n/a | n/a | n/a | n/a | n/a | n/a
CHAIR-OPERATING-DENTAL-W/UNIT MOUNT-09 | bill.east@us.army.mil | 2013-02-28T01:01:01 | Equip-D3320 | 2C06 | CHAIR-OPERATING-DENTAL-W/UNIT MOUNT | n/a | n/a | n/a | n/a | n/a | n/a | n/a | n/a | n/a
CHAIR-OPERATING-DENTAL-W/UNIT MOUNT-10 | bill.east@us.army.mil | 2013-02-28T01:01:01 | Equip-D3320 | 2C14 | CHAIR-OPERATING-DENTAL-W/UNIT MOUNT | n/a | n/a | n/a | n/a | n/a | n/a | n/a | n/a | n/a
CHAIR-RADIOGRAPHIC-DENTAL-01 | bill.east@us.army.mil | 2013-02-28T01:01:01 | Equip-D3300 | 2A12 | CHAIR-RADIOGRAPHIC-DENTAL | n/a | n/a | n/a | n/a | n/a | n/a | n/a | n/a | n/a
CHAIR-SIDE W/ARMS-01 | bill.east@us.army.mil | 2013-02-28T01:01:01 | Equip-F0205 | 2C03 | CHAIR-SIDE W/ARMS | n/a | n/a | n/a | n/a | n/a | n/a | n/a | n/a | n/a
CHAIR-SIDE W/ARMS-02 | bill.east@us.army.mil | 2013-02-28T01:01:01 | Equip-F0205 | 2C03 | CHAIR-SIDE W/ARMS | n/a | n/a | n/a | n/a | n/a | n/a | n/a | n/a | n/a
CHAIR-SIDE W/ARMS-03 | bill.east@us.army.mil | 2013-02-28T01:01:01 | Equip-F0205 | 2C03 | CHAIR-SIDE W/ARMS | n/a | n/a | n/a | n/a | n/a | n/a | n/a | n/a | n/a
CHISEL-DENTAL-PNEUMATIC-D5145-01 | bill.east@us.army.mil | 2013-02-28T01:01:01 | Equip-D5145 | 2C16 | CHISEL-DENTAL-PNEUMATIC | n/a | n/a | n/a | n/a | n/a | n/a | n/a | n/a | n/a
CHISEL-DENTAL-PNEUMATIC-D600-01 | bill.east@us.army.mil | 2013-02-28T01:01:01 | Equip-D600 | 2A05 | CHISEL-DENTAL-PNEUMATIC | n/a | n/a | n/a | n/a | n/a | n/a | n/a | n/a | n/a
CHISEL-DENTAL-PNEUMATIC-D600-02 | bill.east@us.army.mil | 2013-02-28T01:01:01 | Equip-D600 | 2A06 | CHISEL-DENTAL-PNEUMATIC | n/a | n/a | n/a | n/a | n/a | n/a | n/a | n/a | n/a
CHISEL-DENTAL-PNEUMATIC-D600-03 | bill.east@us.army.mil | 2013-02-28T01:01:01 | Equip-D600 | 2A07 | CHISEL-DENTAL-PNEUMATIC | n/a | n/a | n/a | n/a | n/a | n/a | n/a | n/a | n/a
CLOCK-BATTERY-305 mm DIA.-01 | bill.east@us.army.mil | 2013-02-28T01:01:01 | Equip-F3200 | 2C03 | CLOCK-BATTERY-305 mm DIA. | n/a | n/a | n/a | n/a | n/a | n/a | n/a | n/a | n/a
CLOCK-BATTERY-305 mm DIA.-02 | bill.east@us.army.mil | 2013-02-28T01:01:01 | Equip-F3200 | 2C22 | CLOCK-BATTERY-305 mm DIA. | n/a | n/a | n/a | n/a | n/a | n/a | n/a | n/a | n/a
COMPACTOR-VERT-F Is-FRONT DOOR LOADING-01 | bill.east@us.army.mil | 2013-02-28T01:01:01 | Equip-M2205 | 1E20 | COMPACTOR-VERT-F Is-FRONT DOOR LOADING | n/a | n/a | n/a | n/a | n/a | n/a | n/a | n/a | n/a
COMPUTER DESK-MOBILE-760 x 685 x 1220-01 | bill.east@us.army.mil | 2013-02-28T01:01:01 | Equip-F0710M | 2C09 | COMPUTER DESK-MOBILE-760 x 685 x 1220 | n/a | n/a | n/a | n/a | n/a | n/a | n/a | n/a | n/a
COMPUTER DESK-MOBILE-760 x 685 x 1220-02 | bill.east@us.army.mil | 2013-02-28T01:01:01 | Equip-F0710M | 2C06 | COMPUTER DESK-MOBILE-760 x 685 x 1220 | n/a | n/a | n/a | n/a | n/a | n/a | n/a | n/a | n/a
CONTROL STATION ,MOD-CORNER-01 | bill.east@us.army.mil | 2013-02-28T01:01:01 | Equip-E3500A | 1A01 | CONTROL STATION ,MOD-CORNER | n/a | n/a | n/a | n/a | n/a | n/a | n/a | n/a | n/a
CONTROL STATION ,MOD-CORNER-02 | bill.east@us.army.mil | 2013-02-28T01:01:01 | Equip-E3500A | 1DC1 | CONTROL STATION ,MOD-CORNER | n/a | n/a | n/a | n/a | n/a | n/a | n/a | n/a | n/a
CONTROL STATION ,MOD-CORNER-03 | bill.east@us.army.mil | 2013-02-28T01:01:01 | Equip-E3500A | 1DC1 | CONTROL STATION ,MOD-CORNER | n/a | n/a | n/a | n/a | n/a | n/a | n/a | n/a | n/a
CONTROL STATION ,MOD-CORNER-04 | bill.east@us.army.mil | 2013-02-28T01:01:01 | Equip-E3500A | 1DC1 | CONTROL STATION ,MOD-CORNER | n/a | n/a | n/a | n/a | n/a | n/a | n/a | n/a | n/a
CONTROL STATION ,MOD-CORNER-05 | bill.east@us.army.mil | 2013-02-28T01:01:01 | Equip-E3500A | 1DC1 | CONTROL STATION ,MOD-CORNER | n/a | n/a | n/a | n/a | n/a | n/a | n/a | n/a | n/a
CONTROL STATION-MOD-END-01 | bill.east@us.army.mil | 2013-02-28T01:01:01 | Equip-E3500B | 1A01 | CONTROL STATION-MOD-END | n/a | n/a | n/a | n/a | n/a | n/a | n/a | n/a | n/a
CONTROL STATION-MOD-END-02 | bill.east@us.army.mil | 2013-02-28T01:01:01 | Equip-E3500B | 1C03 | CONTROL STATION-MOD-END | n/a | n/a | n/a | n/a | n/a | n/a | n/a | n/a | n/a
CONTROL STATION-MOD-P/H,WKSUR,WSH,DRS-01 | bill.east@us.army.mil | 2013-02-28T01:01:01 | Equip-E3500 | 1A01 | CONTROL STATION-MOD-P/H,WKSUR,WSH,DRS | n/a | n/a | n/a | n/a | n/a | n/a | n/a | n/a | n/a
CONTROL STATION-MOD-P/H,WKSUR,WSH,DRS-02 | bill.east@us.army.mil | 2013-02-28T01:01:01 | Equip-E3500 | 1C03 | CONTROL STATION-MOD-P/H,WKSUR,WSH,DRS | n/a | n/a | n/a | n/a | n/a | n/a | n/a | n/a | n/a
CONTROL STATION-MOD-P/H,WKSUR,WSH,DRS-03 | bill.east@us.army.mil | 2013-02-28T01:01:01 | Equip-E3500 | 1DC1 | CONTROL STATION-MOD-P/H,WKSUR,WSH,DRS | n/a | n/a | n/a | n/a | n/a | n/a | n/a | n/a | n/a
CONTROL STATION-MOD-P/H,WKSUR,WSH,DRS-04 | bill.east@us.army.mil | 2013-02-28T01:01:01 | Equip-E3500 | 1DC1 | CONTROL STATION-MOD-P/H,WKSUR,WSH,DRS | n/a | n/a | n/a | n/a | n/a | n/a | n/a | n/a | n/a
CONTROL STATION-MOD-P/H,WKSUR,WSH,DRS-05 | bill.east@us.army.mil | 2013-02-28T01:01:01 | Equip-E3500 | 1DC1 | CONTROL STATION-MOD-P/H,WKSUR,WSH,DRS | n/a | n/a | n/a | n/a | n/a | n/a | n/a | n/a | n/a
CONTROL STATION-MOD-P/H,WKSUR,WSH,DRS-06 | bill.east@us.army.mil | 2013-02-28T01:01:01 | Equip-E3500 | 1DC1 | CONTROL STATION-MOD-P/H,WKSUR,WSH,DRS | n/a | n/a | n/a | n/a | n/a | n/a | n/a | n/a | n/a
CONTROL STATION-MOD-P/H,WKSUR,WSH,DRS-07 | bill.east@us.army.mil | 2013-02-28T01:01:01 | Equip-E3500 | 1DC1 | CONTROL STATION-MOD-P/H,WKSUR,WSH,DRS | n/a | n/a | n/a | n/a | n/a | n/a | n/a | n/a | n/a
CORNEAL TOPOGRAPHY-01 | bill.east@us.army.mil | 2013-02-28T01:01:01 | Equip-M6045 | 1C09 | CORNEAL TOPOGRAPHY | n/a | n/a | n/a | n/a | n/a | n/a | n/a | n/a | n/a
Counter Top w Sink Hole:600mm Depth:600mm Depth:330055 | mariangelica.carrasquillo@usace.army.mil | 2011-09-14T16:57:53 | Counter Top | 1E30 | M_Counter Top w Sink Hole:600mm Depth:600mm Depth:330055 | Autodesk Revit Architecture 2011 | IfcFurnishingElement | 3bkZ8t9ef5YvmFg77LM9TC | n/a | n/a | n/a | n/a | n/a | n/a
Counter Top w Sink Hole:600mm Depth:600mm Depth:330800 | mariangelica.carrasquillo@usace.army.mil | 2011-09-14T16:57:53 | Counter Top | 1E16 | M_Counter Top w Sink Hole:600mm Depth:600mm Depth:330800 | Autodesk Revit Architecture 2011 | IfcFurnishingElement | 3bkZ8t9ef5YvmFg77LM98x | n/a | n/a | n/a | n/a | n/a | n/a
Counter Top w Sink Hole:600mm Depth:600mm Depth:331805 | mariangelica.carrasquillo@usace.army.mil | 2011-09-14T16:57:53 | Counter Top | 1B10 | M_Counter Top w Sink Hole:600mm Depth:600mm Depth:331805 | Autodesk Revit Architecture 2011 | IfcFurnishingElement | 3bkZ8t9ef5YvmFg77LM8uM | n/a | n/a | n/a | n/a | n/a | n/a
Counter Top w Sink Hole:600mm Depth:600mm Depth:338411 | mariangelica.carrasquillo@usace.army.mil | 2011-09-14T16:57:53 | Counter Top | 2C17 | M_Counter Top w Sink Hole:600mm Depth:600mm Depth:338411 | Autodesk Revit Architecture 2011 | IfcFurnishingElement | 2npc3NmjfD5ww0inxb$IIx | n/a | n/a | n/a | n/a | n/a | n/a
Counter Top w Sink Hole:600mm Depth:600mm Depth:338826 | mariangelica.carrasquillo@usace.army.mil | 2011-09-14T16:57:53 | Counter Top | 2C17 | M_Counter Top w Sink Hole:600mm Depth:600mm Depth:338826 | Autodesk Revit Architecture 2011 | IfcFurnishingElement | 2npc3NmjfD5ww0inxb$IRQ | n/a | n/a | n/a | n/a | n/a | n/a
Counter Top w Sink Hole:600mm Depth:600mm Depth:341491 | mariangelica.carrasquillo@usace.army.mil | 2011-09-14T16:57:53 | Counter Top | 2C12 | M_Counter Top w Sink Hole:600mm Depth:600mm Depth:341491 | Autodesk Revit Architecture 2011 | IfcFurnishingElement | 3by$bSHbH6$x3yk82f0IxU | n/a | n/a | n/a | n/a | n/a | n/a
Counter Top w Sink Hole:600mm Depth:600mm Depth:342492 | mariangelica.carrasquillo@usace.army.mil | 2011-09-14T16:57:53 | Counter Top | 2C10 | M_Counter Top w Sink Hole:600mm Depth:600mm Depth:342492 | Autodesk Revit Architecture 2011 | IfcFurnishingElement | 3by$bSHbH6$x3yk82f0IBn | n/a | n/a | n/a | n/a | n/a | n/a
Counter Top w Sink Hole:600mm Depth:600mm Depth:357065 | mariangelica.carrasquillo@usace.army.mil | 2011-09-14T16:57:53 | Counter Top | 1D22 | M_Counter Top w Sink Hole:600mm Depth:600mm Depth:357065 | Autodesk Revit Architecture 2011 | IfcFurnishingElement | 0tIhQ6hmz02e5gznEed5gM | n/a | n/a | n/a | n/a | n/a | n/a
Counter Top w Sink Hole:600mm Depth:600mm Depth:422054 | mariangelica.carrasquillo@usace.army.mil | 2011-09-14T16:57:53 | Counter Top | 1D02 | M_Counter Top w Sink Hole:600mm Depth:600mm Depth:422054 | Autodesk Revit Architecture 2011 | IfcFurnishingElement | 2DTT9YtR97ouE$uc7qP6tE | n/a | n/a | n/a | n/a | n/a | n/a
Counter Top w Sink Hole:600mm Depth:600mm Depth:422552 | mariangelica.carrasquillo@usace.army.mil | 2011-09-14T16:57:53 | Counter Top | 1D08 | M_Counter Top w Sink Hole:600mm Depth:600mm Depth:422552 | Autodesk Revit Architecture 2011 | IfcFurnishingElement | 2DTT9YtR97ouE$uc7qP6$m | n/a | n/a | n/a | n/a | n/a | n/a
Counter Top w Sink Hole:600mm Depth:600mm Depth:422728 | mariangelica.carrasquillo@usace.army.mil | 2011-09-14T16:57:53 | Counter Top | 1D10 | M_Counter Top w Sink Hole:600mm Depth:600mm Depth:422728 | Autodesk Revit Architecture 2011 | IfcFurnishingElement | 2DTT9YtR97ouE$uc7qP6uW | n/a | n/a | n/a | n/a | n/a | n/a
Counter Top w Sink Hole:600mm Depth:600mm Depth:422741 | mariangelica.carrasquillo@usace.army.mil | 2011-09-14T16:57:53 | Counter Top | 1D11 | M_Counter Top w Sink Hole:600mm Depth:600mm Depth:422741 | Autodesk Revit Architecture 2011 | IfcFurnishingElement | 2DTT9YtR97ouE$uc7qP6uz | n/a | n/a | n/a | n/a | n/a | n/a
Counter Top w Sink Hole:600mm Depth:600mm Depth:422814 | mariangelica.carrasquillo@usace.army.mil | 2011-09-14T16:57:53 | Counter Top | 1D13 | M_Counter Top w Sink Hole:600mm Depth:600mm Depth:422814 | Autodesk Revit Architecture 2011 | IfcFurnishingElement | 2DTT9YtR97ouE$uc7qP6xs | n/a | n/a | n/a | n/a | n/a | n/a
Counter Top w Sink Hole:600mm Depth:600mm Depth:422834 | mariangelica.carrasquillo@usace.army.mil | 2011-09-14T16:57:53 | Counter Top | 1D07 | M_Counter Top w Sink Hole:600mm Depth:600mm Depth:422834 | Autodesk Revit Architecture 2011 | IfcFurnishingElement | 2DTT9YtR97ouE$uc7qP6xQ | n/a | n/a | n/a | n/a | n/a | n/a
Counter Top w Sink Hole:600mm Depth:600mm Depth:422836 | mariangelica.carrasquillo@usace.army.mil | 2011-09-14T16:57:53 | Counter Top | 1D09 | M_Counter Top w Sink Hole:600mm Depth:600mm Depth:422836 | Autodesk Revit Architecture 2011 | IfcFurnishingElement | 2DTT9YtR97ouE$uc7qP6xS | n/a | n/a | n/a | n/a | n/a | n/a
Counter Top w Sink Hole:600mm Depth:600mm Depth:422863 | mariangelica.carrasquillo@usace.army.mil | 2011-09-14T16:57:53 | Counter Top | 1D05 | M_Counter Top w Sink Hole:600mm Depth:600mm Depth:422863 | Autodesk Revit Architecture 2011 | IfcFurnishingElement | 2DTT9YtR97ouE$uc7qP6wd | n/a | n/a | n/a | n/a | n/a | n/a
Counter Top w Sink Hole:600mm Depth:600mm Depth:424042 | mariangelica.carrasquillo@usace.army.mil | 2011-09-14T16:57:53 | Counter Top | 1D28 | M_Counter Top w Sink Hole:600mm Depth:600mm Depth:424042 | Autodesk Revit Architecture 2011 | IfcFurnishingElement | 2DTT9YtR97ouE$uc7qP6K2 | n/a | n/a | n/a | n/a | n/a | n/a
Counter Top w Sink Hole:600mm Depth:600mm Depth:424045 | mariangelica.carrasquillo@usace.army.mil | 2011-09-14T16:57:53 | Counter Top | 1D32 | M_Counter Top w Sink Hole:600mm Depth:600mm Depth:424045 | Autodesk Revit Architecture 2011 | IfcFurnishingElement | 2DTT9YtR97ouE$uc7qP6K5 | n/a | n/a | n/a | n/a | n/a | n/a
Counter Top w Sink Hole:600mm Depth:600mm Depth:424067 | mariangelica.carrasquillo@usace.army.mil | 2011-09-14T16:57:53 | Counter Top | 1D34 | M_Counter Top w Sink Hole:600mm Depth:600mm Depth:424067 | Autodesk Revit Architecture 2011 | IfcFurnishingElement | 2DTT9YtR97ouE$uc7qP6Nh | n/a | n/a | n/a | n/a | n/a | n/a
Counter Top w Sink Hole:600mm Depth:600mm Depth:424069 | mariangelica.carrasquillo@usace.army.mil | 2011-09-14T16:57:53 | Counter Top | 1D36 | M_Counter Top w Sink Hole:600mm Depth:600mm Depth:424069 | Autodesk Revit Architecture 2011 | IfcFurnishingElement | 2DTT9YtR97ouE$uc7qP6Nj | n/a | n/a | n/a | n/a | n/a | n/a
Counter Top w Sink Hole:600mm Depth:600mm Depth:424107 | mariangelica.carrasquillo@usace.army.mil | 2011-09-14T16:57:53 | Counter Top | 1D38 | M_Counter Top w Sink Hole:600mm Depth:600mm Depth:424107 | Autodesk Revit Architecture 2011 | IfcFurnishingElement | 2DTT9YtR97ouE$uc7qP6N3 | n/a | n/a | n/a | n/a | n/a | n/a
Counter Top w Sink Hole:600mm Depth:600mm Depth:424226 | mariangelica.carrasquillo@usace.army.mil | 2011-09-14T16:57:53 | Counter Top | 1D35 | M_Counter Top w Sink Hole:600mm Depth:600mm Depth:424226 | Autodesk Revit Architecture 2011 | IfcFurnishingElement | 2DTT9YtR97ouE$uc7qP6HA | n/a | n/a | n/a | n/a | n/a | n/a
Counter Top w Sink Hole:600mm Depth:600mm Depth:424255 | mariangelica.carrasquillo@usace.army.mil | 2011-09-14T16:57:53 | Counter Top | 1D31 | M_Counter Top w Sink Hole:600mm Depth:600mm Depth:424255 | Autodesk Revit Architecture 2011 | IfcFurnishingElement | 2DTT9YtR97ouE$uc7qP6HN | n/a | n/a | n/a | n/a | n/a | n/a
Counter Top w Sink Hole:600mm Depth:600mm Depth:424493 | mariangelica.carrasquillo@usace.army.mil | 2011-09-14T16:57:53 | Counter Top | 1B04 | M_Counter Top w Sink Hole:600mm Depth:600mm Depth:424493 | Autodesk Revit Architecture 2011 | IfcFurnishingElement | 2DTT9YtR97ouE$uc7qP6T5 | n/a | n/a | n/a | n/a | n/a | n/a
Counter Top w Sink Hole:600mm Depth:600mm Depth:424614 | mariangelica.carrasquillo@usace.army.mil | 2011-09-14T16:57:53 | Counter Top | 1B04 | M_Counter Top w Sink Hole:600mm Depth:600mm Depth:424614 | Autodesk Revit Architecture 2011 | IfcFurnishingElement | 2DTT9YtR97ouE$uc7qP6VE | n/a | n/a | n/a | n/a | n/a | n/a
Counter Top w Sink Hole:600mm Depth:600mm Depth:424797 | mariangelica.carrasquillo@usace.army.mil | 2011-09-14T16:57:53 | Counter Top | 1B04 | M_Counter Top w Sink Hole:600mm Depth:600mm Depth:424797 | Autodesk Revit Architecture 2011 | IfcFurnishingElement | 2DTT9YtR97ouE$uc7qP6Or | n/a | n/a | n/a | n/a | n/a | n/a
Counter Top w Sink Hole:600mm Depth:600mm Depth:425594 | mariangelica.carrasquillo@usace.army.mil | 2011-09-14T16:57:53 | Counter Top | 2C14 | M_Counter Top w Sink Hole:600mm Depth:600mm Depth:425594 | Autodesk Revit Architecture 2011 | IfcFurnishingElement | 2DTT9YtR97ouE$uc7qP6CI | n/a | n/a | n/a | n/a | n/a | n/a
Counter Top w Sink Hole:600mm Depth:600mm Depth:426710 | mariangelica.carrasquillo@usace.army.mil | 2011-09-14T16:57:53 | Counter Top | 2C09 | M_Counter Top w Sink Hole:600mm Depth:600mm Depth:426710 | Autodesk Revit Architecture 2011 | IfcFurnishingElement | 1WxvZRhNH0OPt6rkEt3Qzv | n/a | n/a | n/a | n/a | n/a | n/a
Counter Top w Sink Hole:600mm Depth:600mm Depth:426720 | mariangelica.carrasquillo@usace.army.mil | 2011-09-14T16:57:53 | Counter Top | 2C06 | M_Counter Top w Sink Hole:600mm Depth:600mm Depth:426720 | Autodesk Revit Architecture 2011 | IfcFurnishingElement | 1WxvZRhNH0OPt6rkEt3QzF | n/a | n/a | n/a | n/a | n/a | n/a
Counter Top w Sink Hole:600mm Depth:600mm Depth:426730 | mariangelica.carrasquillo@usace.army.mil | 2011-09-14T16:57:53 | Counter Top | 2C04 | M_Counter Top w Sink Hole:600mm Depth:600mm Depth:426730 | Autodesk Revit Architecture 2011 | IfcFurnishingElement | 1WxvZRhNH0OPt6rkEt3Qz5 | n/a | n/a | n/a | n/a | n/a | n/a
Counter Top w Sink Hole:600mm Depth:600mm Depth:426738 | mariangelica.carrasquillo@usace.army.mil | 2011-09-14T16:57:53 | Counter Top | 2C02 | M_Counter Top w Sink Hole:600mm Depth:600mm Depth:426738 | Autodesk Revit Architecture 2011 | IfcFurnishingElement | 1WxvZRhNH0OPt6rkEt3QzT | n/a | n/a | n/a | n/a | n/a | n/a
Counter Top w Sink Hole:600mm Depth:600mm Depth:426746 | mariangelica.carrasquillo@usace.army.mil | 2011-09-14T16:57:53 | Counter Top | 2A09 | M_Counter Top w Sink Hole:600mm Depth:600mm Depth:426746 | Autodesk Revit Architecture 2011 | IfcFurnishingElement | 1WxvZRhNH0OPt6rkEt3QzL | n/a | n/a | n/a | n/a | n/a | n/a
Counter Top w Sink Hole:600mm Depth:600mm Depth:426758 | mariangelica.carrasquillo@usace.army.mil | 2011-09-14T16:57:53 | Counter Top | 2A08 | M_Counter Top w Sink Hole:600mm Depth:600mm Depth:426758 | Autodesk Revit Architecture 2011 | IfcFurnishingElement | 1WxvZRhNH0OPt6rkEt3Qwf | n/a | n/a | n/a | n/a | n/a | n/a
Counter Top w Sink Hole:600mm Depth:600mm Depth:426806 | mariangelica.carrasquillo@usace.army.mil | 2011-09-14T16:57:53 | Counter Top | 2A07 | M_Counter Top w Sink Hole:600mm Depth:600mm Depth:426806 | Autodesk Revit Architecture 2011 | IfcFurnishingElement | 1WxvZRhNH0OPt6rkEt3QwP | n/a | n/a | n/a | n/a | n/a | n/a
Counter Top w Sink Hole:600mm Depth:600mm Depth:426851 | mariangelica.carrasquillo@usace.army.mil | 2011-09-14T16:57:53 | Counter Top | 2A06 | M_Counter Top w Sink Hole:600mm Depth:600mm Depth:426851 | Autodesk Revit Architecture 2011 | IfcFurnishingElement | 1WxvZRhNH0OPt6rkEt3QxC | n/a | n/a | n/a | n/a | n/a | n/a
Counter Top w Sink Hole:600mm Depth:600mm Depth:426911 | mariangelica.carrasquillo@usace.army.mil | 2011-09-14T16:57:53 | Counter Top | 2A05 | M_Counter Top w Sink Hole:600mm Depth:600mm Depth:426911 | Autodesk Revit Architecture 2011 | IfcFurnishingElement | 1WxvZRhNH0OPt6rkEt3Qum | n/a | n/a | n/a | n/a | n/a | n/a
Counter Top:600mm Depth:600mm Depth:326252 | mariangelica.carrasquillo@usace.army.mil | 2011-09-14T16:57:53 | Counter Top | 1D06 | M_Counter Top:600mm Depth:600mm Depth:326252 | Autodesk Revit Architecture 2011 | IfcFurnishingElement | 3bkZ8t9ef5YvmFg77LMMHd | n/a | n/a | n/a | n/a | n/a | n/a
Counter Top:600mm Depth:600mm Depth:327273 | mariangelica.carrasquillo@usace.army.mil | 2011-09-14T16:57:53 | Counter Top | 1D40 | M_Counter Top:600mm Depth:600mm Depth:327273 | Autodesk Revit Architecture 2011 | IfcFurnishingElement | 3bkZ8t9ef5YvmFg77LMM1Y | n/a | n/a | n/a | n/a | n/a | n/a
Counter Top:600mm Depth:600mm Depth:328859 | mariangelica.carrasquillo@usace.army.mil | 2011-09-14T16:57:53 | Counter Top | 1E04 | M_Counter Top:600mm Depth:600mm Depth:328859 | Autodesk Revit Architecture 2011 | IfcFurnishingElement | 3bkZ8t9ef5YvmFg77LM9gG | n/a | n/a | n/a | n/a | n/a | n/a
Counter Top:600mm Depth:600mm Depth:329412 | mariangelica.carrasquillo@usace.army.mil | 2011-09-14T16:57:53 | Counter Top | 1E11 | M_Counter Top:600mm Depth:600mm Depth:329412 | Autodesk Revit Architecture 2011 | IfcFurnishingElement | 3bkZ8t9ef5YvmFg77LM9ZF | n/a | n/a | n/a | n/a | n/a | n/a
Counter Top:600mm Depth:600mm Depth:332580 | mariangelica.carrasquillo@usace.army.mil | 2011-09-14T16:57:53 | Counter Top | 1A10 | M_Counter Top:600mm Depth:600mm Depth:332580 | Autodesk Revit Architecture 2011 | IfcFurnishingElement | 3bkZ8t9ef5YvmFg77LM8ql | n/a | n/a | n/a | n/a | n/a | n/a
Counter Top:600mm Depth:600mm Depth:334473 | mariangelica.carrasquillo@usace.army.mil | 2011-09-14T16:57:53 | Counter Top | 2A12 | M_Counter Top:600mm Depth:600mm Depth:334473 | Autodesk Revit Architecture 2011 | IfcFurnishingElement | 3u7vgd6jz9GPxqYsAm2url | n/a | n/a | n/a | n/a | n/a | n/a
Counter Top:600mm Depth:600mm Depth:334957 | mariangelica.carrasquillo@usace.army.mil | 2011-09-14T16:57:53 | Counter Top | 2B17 | M_Counter Top:600mm Depth:600mm Depth:334957 | Autodesk Revit Architecture 2011 | IfcFurnishingElement | 3u7vgd6jz9GPxqYsAm2ukB | n/a | n/a | n/a | n/a | n/a | n/a
Counter Top:600mm Depth:600mm Depth:338272 | mariangelica.carrasquillo@usace.army.mil | 2011-09-14T16:57:53 | Counter Top | 2C17 | M_Counter Top:600mm Depth:600mm Depth:338272 | Autodesk Revit Architecture 2011 | IfcFurnishingElement | 2npc3NmjfD5ww0inxb$IGm | n/a | n/a | n/a | n/a | n/a | n/a
Counter Top:600mm Depth:600mm Depth:339049 | mariangelica.carrasquillo@usace.army.mil | 2011-09-14T16:57:53 | Counter Top | 2C17 | M_Counter Top:600mm Depth:600mm Depth:339049 | Autodesk Revit Architecture 2011 | IfcFurnishingElement | 2npc3NmjfD5ww0inxb$I4v | n/a | n/a | n/a | n/a | n/a | n/a
Counter Top:600mm Depth:600mm Depth:359594 | mariangelica.carrasquillo@usace.army.mil | 2011-09-14T16:57:53 | Counter Top | 1A16 | M_Counter Top:600mm Depth:600mm Depth:359594 | Autodesk Revit Architecture 2011 | IfcFurnishingElement | 0tIhQ6hmz02e5gznEed5Jr | n/a | n/a | n/a | n/a | n/a | n/a
Counter Top:600mm Depth:600mm Depth:360318 | mariangelica.carrasquillo@usace.army.mil | 2011-09-14T16:57:53 | Counter Top | 1A16 | M_Counter Top:600mm Depth:600mm Depth:360318 | Autodesk Revit Architecture 2011 | IfcFurnishingElement | 0tIhQ6hmz02e5gznEed5SX | n/a | n/a | n/a | n/a | n/a | n/a
Counter Top:600mm Depth:600mm Depth:392794 | mariangelica.carrasquillo@usace.army.mil | 2011-09-14T16:57:53 | Counter Top | 2A14 | M_Counter Top:600mm Depth:600mm Depth:392794 | Autodesk Revit Architecture 2011 | IfcFurnishingElement | 2d8HbdSu9Fr9Na0iagzNAO | n/a | n/a | n/a | n/a | n/a | n/a
Counter Top:600mm Depth:600mm Depth:400374 | mariangelica.carrasquillo@usace.army.mil | 2011-09-14T16:57:53 | Counter Top | 2C22 | M_Counter Top:600mm Depth:600mm Depth:400374 | Autodesk Revit Architecture 2011 | IfcFurnishingElement | 1QpVmxikTDyhytLu6h8$jH | n/a | n/a | n/a | n/a | n/a | n/a
Counter Top:600mm Depth:600mm Depth:425375 | mariangelica.carrasquillo@usace.army.mil | 2011-09-14T16:57:53 | Counter Top | 2C16 | M_Counter Top:600mm Depth:600mm Depth:425375 | Autodesk Revit Architecture 2011 | IfcFurnishingElement | 2DTT9YtR97ouE$uc7qP63t | n/a | n/a | n/a | n/a | n/a | n/a
COUNTER TOP-CRS-01 | bill.east@us.army.mil | 2013-02-28T01:01:01 | Equip-CT050 | 1D06 | COUNTER TOP-CRS- | n/a | n/a | n/a | n/a | n/a | n/a | n/a | n/a | n/a
COUNTER TOP-CRS-02 | bill.east@us.army.mil | 2013-02-28T01:01:01 | Equip-CT050 | 1D05 | COUNTER TOP-CRS- | n/a | n/a | n/a | n/a | n/a | n/a | n/a | n/a | n/a
COUNTER TOP-CRS-03 | bill.east@us.army.mil | 2013-02-28T01:01:01 | Equip-CT050 | 1D38 | COUNTER TOP-CRS- | n/a | n/a | n/a | n/a | n/a | n/a | n/a | n/a | n/a
COUNTER TOP-CRS-04 | bill.east@us.army.mil | 2013-02-28T01:01:01 | Equip-CT050 | 1D40 | COUNTER TOP-CRS- | n/a | n/a | n/a | n/a | n/a | n/a | n/a | n/a | n/a
COUNTER TOP-CRS-05 | bill.east@us.army.mil | 2013-02-28T01:01:01 | Equip-CT050 | 1E16 | COUNTER TOP-CRS- | n/a | n/a | n/a | n/a | n/a | n/a | n/a | n/a | n/a
COUNTER TOP-CRS-06 | bill.east@us.army.mil | 2013-02-28T01:01:01 | Equip-CT050 | 1E30 | COUNTER TOP-CRS- | n/a | n/a | n/a | n/a | n/a | n/a | n/a | n/a | n/a
Counter Top-L Shaped:600mm Depth:600mm Depth:333309 | mariangelica.carrasquillo@usace.army.mil | 2011-09-14T16:57:53 | Counter Top - L Shaped | 2A13 | M_Counter Top-L Shaped:600mm Depth:600mm Depth:333309 | Autodesk Revit Architecture 2011 | IfcFurnishingElement | 3u7vgd6jz9GPxqYsAm2u8R | n/a | n/a | n/a | n/a | n/a | n/a
COUNTER TOP-LAMINATED-19 W. x 445-01 | bill.east@us.army.mil | 2013-02-28T01:01:01 | Equip-D9941 | 2A09 | COUNTER TOP-LAMINATED-19 W. x 445 | n/a | n/a | n/a | n/a | n/a | n/a | n/a | n/a | n/a
COUNTER TOP-LAMINATED-19 W. x 445-02 | bill.east@us.army.mil | 2013-02-28T01:01:01 | Equip-D9941 | 2A08 | COUNTER TOP-LAMINATED-19 W. x 445 | n/a | n/a | n/a | n/a | n/a | n/a | n/a | n/a | n/a
COUNTER TOP-LAMINATED-19 W. x 445-03 | bill.east@us.army.mil | 2013-02-28T01:01:01 | Equip-D9941 | 2A12A | COUNTER TOP-LAMINATED-19 W. x 445 | n/a | n/a | n/a | n/a | n/a | n/a | n/a | n/a | n/a
COUNTER TOP-LAMINATED-19 W. x 445-04 | bill.east@us.army.mil | 2013-02-28T01:01:01 | Equip-D9941 | 2A12 | COUNTER TOP-LAMINATED-19 W. x 445 | n/a | n/a | n/a | n/a | n/a | n/a | n/a | n/a | n/a
COUNTER TOP-LAMINATED-19 W. x 445-05 | bill.east@us.army.mil | 2013-02-28T01:01:01 | Equip-D9941 | 2C02 | COUNTER TOP-LAMINATED-19 W. x 445 | n/a | n/a | n/a | n/a | n/a | n/a | n/a | n/a | n/a
COUNTER TOP-LAMINATED-19 W. x 445-06 | bill.east@us.army.mil | 2013-02-28T01:01:01 | Equip-D9941 | 2C04 | COUNTER TOP-LAMINATED-19 W. x 445 | n/a | n/a | n/a | n/a | n/a | n/a | n/a | n/a | n/a
COUNTER TOP-LAMINATED-19 W. x 445-07 | bill.east@us.army.mil | 2013-02-28T01:01:01 | Equip-D9941 | 2C04 | COUNTER TOP-LAMINATED-19 W. x 445 | n/a | n/a | n/a | n/a | n/a | n/a | n/a | n/a | n/a
COUNTER TOP-LAMINATED-19 W. x 445-08 | bill.east@us.army.mil | 2013-02-28T01:01:01 | Equip-D9941 | 2C04 | COUNTER TOP-LAMINATED-19 W. x 445 | n/a | n/a | n/a | n/a | n/a | n/a | n/a | n/a | n/a
COUNTER TOP-LAMINATED-19 W. x 445-09 | bill.east@us.army.mil | 2013-02-28T01:01:01 | Equip-D9941 | 2C04 | COUNTER TOP-LAMINATED-19 W. x 445 | n/a | n/a | n/a | n/a | n/a | n/a | n/a | n/a | n/a
COUNTER TOP-LAMINATED-19 W. x 445-10 | bill.east@us.army.mil | 2013-02-28T01:01:01 | Equip-D9941 | 2C09 | COUNTER TOP-LAMINATED-19 W. x 445 | n/a | n/a | n/a | n/a | n/a | n/a | n/a | n/a | n/a
COUNTER TOP-LAMINATED-19 W. x 445-11 | bill.east@us.army.mil | 2013-02-28T01:01:01 | Equip-D9941 | 2C06 | COUNTER TOP-LAMINATED-19 W. x 445 | n/a | n/a | n/a | n/a | n/a | n/a | n/a | n/a | n/a
COUNTER TOP-LAMINATED-19 W. x 445-12 | bill.east@us.army.mil | 2013-02-28T01:01:01 | Equip-D9941 | 2C14 | COUNTER TOP-LAMINATED-19 W. x 445 | n/a | n/a | n/a | n/a | n/a | n/a | n/a | n/a | n/a
COUNTER TOP-LAMINATED-19 W. x 445-13 | bill.east@us.army.mil | 2013-02-28T01:01:01 | Equip-D9941 | 2A05 | COUNTER TOP-LAMINATED-19 W. x 445 | n/a | n/a | n/a | n/a | n/a | n/a | n/a | n/a | n/a
COUNTER TOP-LAMINATED-19 W. x 445-14 | bill.east@us.army.mil | 2013-02-28T01:01:01 | Equip-D9941 | 2A05 | COUNTER TOP-LAMINATED-19 W. x 445 | n/a | n/a | n/a | n/a | n/a | n/a | n/a | n/a | n/a
COUNTER TOP-LAMINATED-19 W. x 445-15 | bill.east@us.army.mil | 2013-02-28T01:01:01 | Equip-D9941 | 2A06 | COUNTER TOP-LAMINATED-19 W. x 445 | n/a | n/a | n/a | n/a | n/a | n/a | n/a | n/a | n/a
COUNTER TOP-LAMINATED-19 W. x 445-16 | bill.east@us.army.mil | 2013-02-28T01:01:01 | Equip-D9941 | 2A06 | COUNTER TOP-LAMINATED-19 W. x 445 | n/a | n/a | n/a | n/a | n/a | n/a | n/a | n/a | n/a
COUNTER TOP-LAMINATED-19 W. x 445-17 | bill.east@us.army.mil | 2013-02-28T01:01:01 | Equip-D9941 | 2A07 | COUNTER TOP-LAMINATED-19 W. x 445 | n/a | n/a | n/a | n/a | n/a | n/a | n/a | n/a | n/a
COUNTER TOP-LAMINATED-19 W. x 445-18 | bill.east@us.army.mil | 2013-02-28T01:01:01 | Equip-D9941 | 2A07 | COUNTER TOP-LAMINATED-19 W. x 445 | n/a | n/a | n/a | n/a | n/a | n/a | n/a | n/a | n/a
COUNTER TOP-MODIFIED EPOXY RESIN-01 | bill.east@us.army.mil | 2013-02-28T01:01:01 | Equip-CT060 | 2A13 | COUNTER TOP-MODIFIED EPOXY RESIN | n/a | n/a | n/a | n/a | n/a | n/a | n/a | n/a | n/a
COUNTERTOP-LAMINATED-PLASTIC-01 | bill.east@us.army.mil | 2013-02-28T01:01:01 | Equip-CT030 | 1A10 | COUNTERTOP-LAMINATED-PLASTIC | n/a | n/a | n/a | n/a | n/a | n/a | n/a | n/a | n/a
COUNTERTOP-LAMINATED-PLASTIC-02 | bill.east@us.army.mil | 2013-02-28T01:01:01 | Equip-CT030 | 1B10 | COUNTERTOP-LAMINATED-PLASTIC | n/a | n/a | n/a | n/a | n/a | n/a | n/a | n/a | n/a
COUNTERTOP-LAMINATED-PLASTIC-03 | bill.east@us.army.mil | 2013-02-28T01:01:01 | Equip-CT030 | 1D22 | COUNTERTOP-LAMINATED-PLASTIC | n/a | n/a | n/a | n/a | n/a | n/a | n/a | n/a | n/a
COUNTERTOP-LAMINATED-PLASTIC-04 | bill.east@us.army.mil | 2013-02-28T01:01:01 | Equip-CT030 | 1E04 | COUNTERTOP-LAMINATED-PLASTIC | n/a | n/a | n/a | n/a | n/a | n/a | n/a | n/a | n/a
COUNTERTOP-LAMINATED-PLASTIC-05 | bill.east@us.army.mil | 2013-02-28T01:01:01 | Equip-CT030 | 1E11 | COUNTERTOP-LAMINATED-PLASTIC | n/a | n/a | n/a | n/a | n/a | n/a | n/a | n/a | n/a
COUNTERTOP-LAMINATED-PLASTIC-06 | bill.east@us.army.mil | 2013-02-28T01:01:01 | Equip-CT030 | 2B17 | COUNTERTOP-LAMINATED-PLASTIC | n/a | n/a | n/a | n/a | n/a | n/a | n/a | n/a | n/a
COUNTERTOP-LAMINATED-PLASTIC-07 | bill.east@us.army.mil | 2013-02-28T01:01:01 | Equip-CT030 | 2C22 | COUNTERTOP-LAMINATED-PLASTIC | n/a | n/a | n/a | n/a | n/a | n/a | n/a | n/a | n/a
CREDENZA-MOD-W/H-SH-2lFllE-2135 x 1245 x 430-01 | bill.east@us.army.mil | 2013-02-28T01:01:01 | Equip-E5650 | 1C03 | CREDENZA-MOD-W/H-SH-2lFllE-2135 x 1245 x 430 | n/a | n/a | n/a | n/a | n/a | n/a | n/a | n/a | n/a
DDC-Panel-01 | mariangelica.carrasquillo@usace.army.mil | 2013-013-08T08:58:52 | DirecDigitalControl-DDC-Panel | 1E15 | DDC-Medical Gas Alarm System | n/a | IfcDistributionControlElement | n/a | n/a | n/a | n/a | n/a | n/a | n/a
DDC-Panel-02 | mariangelica.carrasquillo@usace.army.mil | 2013-013-08T08:58:53 | DirecDigitalControl-DDC-Panel | 2D05 | DDC-CooLING System | n/a | IfcDistributionControlElement | n/a | n/a | n/a | n/a | n/a | n/a | n/a
DDC-Panel-03 | mariangelica.carrasquillo@usace.army.mil | 2013-013-08T08:58:54 | DirecDigitalControl-DDC-Panel | 2D05 | DDC-Heating System | n/a | IfcDistributionControlElement | n/a | n/a | n/a | n/a | n/a | n/a | n/a
DDC-Panel-04 | mariangelica.carrasquillo@usace.army.mil | 2013-013-08T08:58:55 | DirecDigitalControl-DDC-Panel | 2D05 | DDC-AHU-1 & Related Terminal Units | n/a | IfcDistributionControlElement | n/a | n/a | n/a | n/a | n/a | n/a | n/a
DDC-Panel-05 | mariangelica.carrasquillo@usace.army.mil | 2013-013-08T08:58:56 | DirecDigitalControl-DDC-Panel | 2D05 | DDC-AHU-2 & Related Terminal Units | n/a | IfcDistributionControlElement | n/a | n/a | n/a | n/a | n/a | n/a | n/a
Defibrillator- 01 | danielle.r.love@usace.army.mil | 2011-09-14T17:02:59 | Defibrillator | 1DC7 | Defibrillator | n/a | IfcMedicalDevice | n/a | n/a | n/a | n/a | n/a | n/a | n/a
Defibrillator- 02 | danielle.r.love@usace.army.mil | 2011-09-14T17:02:59 | Defibrillator | 1D09 | Defibrillator | n/a | IfcMedicalDevice | n/a | n/a | n/a | n/a | n/a | n/a | n/a
DEMINERALIZER-WATER-5-8 GPH-01 | bill.east@us.army.mil | 2013-02-28T01:01:01 | Equip-L2001 | 1B17 | DEMINERALIZER-WATER-5-8 GPH | n/a | n/a | n/a | n/a | n/a | n/a | n/a | n/a | n/a
DETERGENT DISPENSER-THERMAL DISINFECTOR-01 | bill.east@us.army.mil | 2013-02-28T01:01:01 | Equip-S4720 | 2C10 | DETERGENT DISPENSER-THERMAL DISINFECTOR | n/a | n/a | n/a | n/a | n/a | n/a | n/a | n/a | n/a
DISPENSER-PAPER TOWEL-WALL MOUNTED-01 | bill.east@us.army.mil | 2013-02-28T01:01:01 | Equip-A5080 | 1A16 | DISPENSER-PAPER TOWEL-WALL MOUNTED | n/a | n/a | n/a | n/a | n/a | n/a | n/a | n/a | n/a
DISPENSER-PAPER TOWEL-WALL MOUNTED-02 | bill.east@us.army.mil | 2013-02-28T01:01:01 | Equip-A5080 | 1A16 | DISPENSER-PAPER TOWEL-WALL MOUNTED | n/a | n/a | n/a | n/a | n/a | n/a | n/a | n/a | n/a
DISPENSER-PAPER TOWEL-WALL MOUNTED-03 | bill.east@us.army.mil | 2013-02-28T01:01:01 | Equip-A5080 | 1A10 | DISPENSER-PAPER TOWEL-WALL MOUNTED | n/a | n/a | n/a | n/a | n/a | n/a | n/a | n/a | n/a
DISPENSER-PAPER TOWEL-WALL MOUNTED-04 | bill.east@us.army.mil | 2013-02-28T01:01:01 | Equip-A5080 | 1B04 | DISPENSER-PAPER TOWEL-WALL MOUNTED | n/a | n/a | n/a | n/a | n/a | n/a | n/a | n/a | n/a
DISPENSER-PAPER TOWEL-WALL MOUNTED-05 | bill.east@us.army.mil | 2013-02-28T01:01:01 | Equip-A5080 | 1B04 | DISPENSER-PAPER TOWEL-WALL MOUNTED | n/a | n/a | n/a | n/a | n/a | n/a | n/a | n/a | n/a
DISPENSER-PAPER TOWEL-WALL MOUNTED-06 | bill.east@us.army.mil | 2013-02-28T01:01:01 | Equip-A5080 | 1B04 | DISPENSER-PAPER TOWEL-WALL MOUNTED | n/a | n/a | n/a | n/a | n/a | n/a | n/a | n/a | n/a
DISPENSER-PAPER TOWEL-WALL MOUNTED-07 | bill.east@us.army.mil | 2013-02-28T01:01:01 | Equip-A5080 | 1B03 | DISPENSER-PAPER TOWEL-WALL MOUNTED | n/a | n/a | n/a | n/a | n/a | n/a | n/a | n/a | n/a
DISPENSER-PAPER TOWEL-WALL MOUNTED-08 | bill.east@us.army.mil | 2013-02-28T01:01:01 | Equip-A5080 | 1B10 | DISPENSER-PAPER TOWEL-WALL MOUNTED | n/a | n/a | n/a | n/a | n/a | n/a | n/a | n/a | n/a
DISPENSER-PAPER TOWEL-WALL MOUNTED-09 | bill.east@us.army.mil | 2013-02-28T01:01:01 | Equip-A5080 | 1B19 | DISPENSER-PAPER TOWEL-WALL MOUNTED | n/a | n/a | n/a | n/a | n/a | n/a | n/a | n/a | n/a
DISPENSER-PAPER TOWEL-WALL MOUNTED-10 | bill.east@us.army.mil | 2013-02-28T01:01:01 | Equip-A5080 | 1C10 | DISPENSER-PAPER TOWEL-WALL MOUNTED | n/a | n/a | n/a | n/a | n/a | n/a | n/a | n/a | n/a
DISPENSER-PAPER TOWEL-WALL MOUNTED-11 | bill.east@us.army.mil | 2013-02-28T01:01:01 | Equip-A5080 | 1C07 | DISPENSER-PAPER TOWEL-WALL MOUNTED | n/a | n/a | n/a | n/a | n/a | n/a | n/a | n/a | n/a
DISPENSER-PAPER TOWEL-WALL MOUNTED-12 | bill.east@us.army.mil | 2013-02-28T01:01:01 | Equip-A5080 | 1C04 | DISPENSER-PAPER TOWEL-WALL MOUNTED | n/a | n/a | n/a | n/a | n/a | n/a | n/a | n/a | n/a
DISPENSER-PAPER TOWEL-WALL MOUNTED-13 | bill.east@us.army.mil | 2013-02-28T01:01:01 | Equip-A5080 | 1C09 | DISPENSER-PAPER TOWEL-WALL MOUNTED | n/a | n/a | n/a | n/a | n/a | n/a | n/a | n/a | n/a
DISPENSER-PAPER TOWEL-WALL MOUNTED-14 | bill.east@us.army.mil | 2013-02-28T01:01:01 | Equip-A5080 | 1C16 | DISPENSER-PAPER TOWEL-WALL MOUNTED | n/a | n/a | n/a | n/a | n/a | n/a | n/a | n/a | n/a
DISPENSER-PAPER TOWEL-WALL MOUNTED-15 | bill.east@us.army.mil | 2013-02-28T01:01:01 | Equip-A5080 | 1D07 | DISPENSER-PAPER TOWEL-WALL MOUNTED | n/a | n/a | n/a | n/a | n/a | n/a | n/a | n/a | n/a
DISPENSER-PAPER TOWEL-WALL MOUNTED-16 | bill.east@us.army.mil | 2013-02-28T01:01:01 | Equip-A5080 | 1D02 | DISPENSER-PAPER TOWEL-WALL MOUNTED | n/a | n/a | n/a | n/a | n/a | n/a | n/a | n/a | n/a
DISPENSER-PAPER TOWEL-WALL MOUNTED-17 | bill.east@us.army.mil | 2013-02-28T01:01:01 | Equip-A5080 | 1D08 | DISPENSER-PAPER TOWEL-WALL MOUNTED | n/a | n/a | n/a | n/a | n/a | n/a | n/a | n/a | n/a
DISPENSER-PAPER TOWEL-WALL MOUNTED-18 | bill.east@us.army.mil | 2013-02-28T01:01:01 | Equip-A5080 | 1D08 | DISPENSER-PAPER TOWEL-WALL MOUNTED | n/a | n/a | n/a | n/a | n/a | n/a | n/a | n/a | n/a
DISPENSER-PAPER TOWEL-WALL MOUNTED-19 | bill.east@us.army.mil | 2013-02-28T01:01:01 | Equip-A5080 | 1D09 | DISPENSER-PAPER TOWEL-WALL MOUNTED | n/a | n/a | n/a | n/a | n/a | n/a | n/a | n/a | n/a
DISPENSER-PAPER TOWEL-WALL MOUNTED-20 | bill.east@us.army.mil | 2013-02-28T01:01:01 | Equip-A5080 | 1D10 | DISPENSER-PAPER TOWEL-WALL MOUNTED | n/a | n/a | n/a | n/a | n/a | n/a | n/a | n/a | n/a
DISPENSER-PAPER TOWEL-WALL MOUNTED-21 | bill.east@us.army.mil | 2013-02-28T01:01:01 | Equip-A5080 | 1D11 | DISPENSER-PAPER TOWEL-WALL MOUNTED | n/a | n/a | n/a | n/a | n/a | n/a | n/a | n/a | n/a
DISPENSER-PAPER TOWEL-WALL MOUNTED-22 | bill.east@us.army.mil | 2013-02-28T01:01:01 | Equip-A5080 | 1D13 | DISPENSER-PAPER TOWEL-WALL MOUNTED | n/a | n/a | n/a | n/a | n/a | n/a | n/a | n/a | n/a
DISPENSER-PAPER TOWEL-WALL MOUNTED-23 | bill.east@us.army.mil | 2013-02-28T01:01:01 | Equip-A5080 | 1D04 | DISPENSER-PAPER TOWEL-WALL MOUNTED | n/a | n/a | n/a | n/a | n/a | n/a | n/a | n/a | n/a
DISPENSER-PAPER TOWEL-WALL MOUNTED-24 | bill.east@us.army.mil | 2013-02-28T01:01:01 | Equip-A5080 | 1D05 | DISPENSER-PAPER TOWEL-WALL MOUNTED | n/a | n/a | n/a | n/a | n/a | n/a | n/a | n/a | n/a
DISPENSER-PAPER TOWEL-WALL MOUNTED-25 | bill.east@us.army.mil | 2013-02-28T01:01:01 | Equip-A5080 | 1D12 | DISPENSER-PAPER TOWEL-WALL MOUNTED | n/a | n/a | n/a | n/a | n/a | n/a | n/a | n/a | n/a
DISPENSER-PAPER TOWEL-WALL MOUNTED-26 | bill.east@us.army.mil | 2013-02-28T01:01:01 | Equip-A5080 | 1D14 | DISPENSER-PAPER TOWEL-WALL MOUNTED | n/a | n/a | n/a | n/a | n/a | n/a | n/a | n/a | n/a
DISPENSER-PAPER TOWEL-WALL MOUNTED-27 | bill.east@us.army.mil | 2013-02-28T01:01:01 | Equip-A5080 | 1D22 | DISPENSER-PAPER TOWEL-WALL MOUNTED | n/a | n/a | n/a | n/a | n/a | n/a | n/a | n/a | n/a
DISPENSER-PAPER TOWEL-WALL MOUNTED-28 | bill.east@us.army.mil | 2013-02-28T01:01:01 | Equip-A5080 | 1D26 | DISPENSER-PAPER TOWEL-WALL MOUNTED | n/a | n/a | n/a | n/a | n/a | n/a | n/a | n/a | n/a
DISPENSER-PAPER TOWEL-WALL MOUNTED-29 | bill.east@us.army.mil | 2013-02-28T01:01:01 | Equip-A5080 | 1D31 | DISPENSER-PAPER TOWEL-WALL MOUNTED | n/a | n/a | n/a | n/a | n/a | n/a | n/a | n/a | n/a
DISPENSER-PAPER TOWEL-WALL MOUNTED-30 | bill.east@us.army.mil | 2013-02-28T01:01:01 | Equip-A5080 | 1D35 | DISPENSER-PAPER TOWEL-WALL MOUNTED | n/a | n/a | n/a | n/a | n/a | n/a | n/a | n/a | n/a
DISPENSER-PAPER TOWEL-WALL MOUNTED-31 | bill.east@us.army.mil | 2013-02-28T01:01:01 | Equip-A5080 | 1D34 | DISPENSER-PAPER TOWEL-WALL MOUNTED | n/a | n/a | n/a | n/a | n/a | n/a | n/a | n/a | n/a
DISPENSER-PAPER TOWEL-WALL MOUNTED-32 | bill.east@us.army.mil | 2013-02-28T01:01:01 | Equip-A5080 | 1D36 | DISPENSER-PAPER TOWEL-WALL MOUNTED | n/a | n/a | n/a | n/a | n/a | n/a | n/a | n/a | n/a
DISPENSER-PAPER TOWEL-WALL MOUNTED-33 | bill.east@us.army.mil | 2013-02-28T01:01:01 | Equip-A5080 | 1D28 | DISPENSER-PAPER TOWEL-WALL MOUNTED | n/a | n/a | n/a | n/a | n/a | n/a | n/a | n/a | n/a
DISPENSER-PAPER TOWEL-WALL MOUNTED-34 | bill.east@us.army.mil | 2013-02-28T01:01:01 | Equip-A5080 | 1D32 | DISPENSER-PAPER TOWEL-WALL MOUNTED | n/a | n/a | n/a | n/a | n/a | n/a | n/a | n/a | n/a
DISPENSER-PAPER TOWEL-WALL MOUNTED-35 | bill.east@us.army.mil | 2013-02-28T01:01:01 | Equip-A5080 | 1D38 | DISPENSER-PAPER TOWEL-WALL MOUNTED | n/a | n/a | n/a | n/a | n/a | n/a | n/a | n/a | n/a
DISPENSER-PAPER TOWEL-WALL MOUNTED-36 | bill.east@us.army.mil | 2013-02-28T01:01:01 | Equip-A5080 | 1D40 | DISPENSER-PAPER TOWEL-WALL MOUNTED | n/a | n/a | n/a | n/a | n/a | n/a | n/a | n/a | n/a
DISPENSER-PAPER TOWEL-WALL MOUNTED-37 | bill.east@us.army.mil | 2013-02-28T01:01:01 | Equip-A5080 | 1E04 | DISPENSER-PAPER TOWEL-WALL MOUNTED | n/a | n/a | n/a | n/a | n/a | n/a | n/a | n/a | n/a
DISPENSER-PAPER TOWEL-WALL MOUNTED-38 | bill.east@us.army.mil | 2013-02-28T01:01:01 | Equip-A5080 | 1E11 | DISPENSER-PAPER TOWEL-WALL MOUNTED | n/a | n/a | n/a | n/a | n/a | n/a | n/a | n/a | n/a
DISPENSER-PAPER TOWEL-WALL MOUNTED-39 | bill.east@us.army.mil | 2013-02-28T01:01:01 | Equip-A5080 | 1E33 | DISPENSER-PAPER TOWEL-WALL MOUNTED | n/a | n/a | n/a | n/a | n/a | n/a | n/a | n/a | n/a
DISPENSER-PAPER TOWEL-WALL MOUNTED-40 | bill.east@us.army.mil | 2013-02-28T01:01:01 | Equip-A5080 | 1E16 | DISPENSER-PAPER TOWEL-WALL MOUNTED | n/a | n/a | n/a | n/a | n/a | n/a | n/a | n/a | n/a
DISPENSER-PAPER TOWEL-WALL MOUNTED-41 | bill.east@us.army.mil | 2013-02-28T01:01:01 | Equip-A5080 | 1E30 | DISPENSER-PAPER TOWEL-WALL MOUNTED | n/a | n/a | n/a | n/a | n/a | n/a | n/a | n/a | n/a
DISPENSER-PAPER TOWEL-WALL MOUNTED-42 | bill.east@us.army.mil | 2013-02-28T01:01:01 | Equip-A5080 | 1E24 | DISPENSER-PAPER TOWEL-WALL MOUNTED | n/a | n/a | n/a | n/a | n/a | n/a | n/a | n/a | n/a
DISPENSER-PAPER TOWEL-WALL MOUNTED-43 | bill.east@us.army.mil | 2013-02-28T01:01:01 | Equip-A5080 | 2A05 | DISPENSER-PAPER TOWEL-WALL MOUNTED | n/a | n/a | n/a | n/a | n/a | n/a | n/a | n/a | n/a
DISPENSER-PAPER TOWEL-WALL MOUNTED-44 | bill.east@us.army.mil | 2013-02-28T01:01:01 | Equip-A5080 | 2A06 | DISPENSER-PAPER TOWEL-WALL MOUNTED | n/a | n/a | n/a | n/a | n/a | n/a | n/a | n/a | n/a
DISPENSER-PAPER TOWEL-WALL MOUNTED-45 | bill.east@us.army.mil | 2013-02-28T01:01:01 | Equip-A5080 | 2A07 | DISPENSER-PAPER TOWEL-WALL MOUNTED | n/a | n/a | n/a | n/a | n/a | n/a | n/a | n/a | n/a
DISPENSER-PAPER TOWEL-WALL MOUNTED-46 | bill.east@us.army.mil | 2013-02-28T01:01:01 | Equip-A5080 | 2A09 | DISPENSER-PAPER TOWEL-WALL MOUNTED | n/a | n/a | n/a | n/a | n/a | n/a | n/a | n/a | n/a
DISPENSER-PAPER TOWEL-WALL MOUNTED-47 | bill.east@us.army.mil | 2013-02-28T01:01:01 | Equip-A5080 | 2A08 | DISPENSER-PAPER TOWEL-WALL MOUNTED | n/a | n/a | n/a | n/a | n/a | n/a | n/a | n/a | n/a
DISPENSER-PAPER TOWEL-WALL MOUNTED-48 | bill.east@us.army.mil | 2013-02-28T01:01:01 | Equip-A5080 | 2A12 | DISPENSER-PAPER TOWEL-WALL MOUNTED | n/a | n/a | n/a | n/a | n/a | n/a | n/a | n/a | n/a
DISPENSER-PAPER TOWEL-WALL MOUNTED-49 | bill.east@us.army.mil | 2013-02-28T01:01:01 | Equip-A5080 | 2A13 | DISPENSER-PAPER TOWEL-WALL MOUNTED | n/a | n/a | n/a | n/a | n/a | n/a | n/a | n/a | n/a
DISPENSER-PAPER TOWEL-WALL MOUNTED-50 | bill.east@us.army.mil | 2013-02-28T01:01:01 | Equip-A5080 | 2B17 | DISPENSER-PAPER TOWEL-WALL MOUNTED | n/a | n/a | n/a | n/a | n/a | n/a | n/a | n/a | n/a
DISPENSER-PAPER TOWEL-WALL MOUNTED-51 | bill.east@us.army.mil | 2013-02-28T01:01:01 | Equip-A5080 | 2C02 | DISPENSER-PAPER TOWEL-WALL MOUNTED | n/a | n/a | n/a | n/a | n/a | n/a | n/a | n/a | n/a
DISPENSER-PAPER TOWEL-WALL MOUNTED-52 | bill.east@us.army.mil | 2013-02-28T01:01:01 | Equip-A5080 | 2C04 | DISPENSER-PAPER TOWEL-WALL MOUNTED | n/a | n/a | n/a | n/a | n/a | n/a | n/a | n/a | n/a
DISPENSER-PAPER TOWEL-WALL MOUNTED-53 | bill.east@us.army.mil | 2013-02-28T01:01:01 | Equip-A5080 | 2C09 | DISPENSER-PAPER TOWEL-WALL MOUNTED | n/a | n/a | n/a | n/a | n/a | n/a | n/a | n/a | n/a
DISPENSER-PAPER TOWEL-WALL MOUNTED-54 | bill.east@us.army.mil | 2013-02-28T01:01:01 | Equip-A5080 | 2C06 | DISPENSER-PAPER TOWEL-WALL MOUNTED | n/a | n/a | n/a | n/a | n/a | n/a | n/a | n/a | n/a
DISPENSER-PAPER TOWEL-WALL MOUNTED-55 | bill.east@us.army.mil | 2013-02-28T01:01:01 | Equip-A5080 | 2C10 | DISPENSER-PAPER TOWEL-WALL MOUNTED | n/a | n/a | n/a | n/a | n/a | n/a | n/a | n/a | n/a
DISPENSER-PAPER TOWEL-WALL MOUNTED-56 | bill.east@us.army.mil | 2013-02-28T01:01:01 | Equip-A5080 | 2C14 | DISPENSER-PAPER TOWEL-WALL MOUNTED | n/a | n/a | n/a | n/a | n/a | n/a | n/a | n/a | n/a
DISPENSER-PAPER TOWEL-WALL MOUNTED-57 | bill.east@us.army.mil | 2013-02-28T01:01:01 | Equip-A5080 | 2C16 | DISPENSER-PAPER TOWEL-WALL MOUNTED | n/a | n/a | n/a | n/a | n/a | n/a | n/a | n/a | n/a
DISPENSER-PAPER TOWEL-WALL MOUNTED-58 | bill.east@us.army.mil | 2013-02-28T01:01:01 | Equip-A5080 | 2C17 | DISPENSER-PAPER TOWEL-WALL MOUNTED | n/a | n/a | n/a | n/a | n/a | n/a | n/a | n/a | n/a
DISPENSER-PAPER TOWEL-WALL MOUNTED-59 | bill.east@us.army.mil | 2013-02-28T01:01:01 | Equip-A5080 | 2C17 | DISPENSER-PAPER TOWEL-WALL MOUNTED | n/a | n/a | n/a | n/a | n/a | n/a | n/a | n/a | n/a
DISPENSER-PAPER TOWEL-WALL MOUNTED-60 | bill.east@us.army.mil | 2013-02-28T01:01:01 | Equip-A5080 | 2C17 | DISPENSER-PAPER TOWEL-WALL MOUNTED | n/a | n/a | n/a | n/a | n/a | n/a | n/a | n/a | n/a
DISPENSER-PAPER TOWEL-WALL MOUNTED-61 | bill.east@us.army.mil | 2013-02-28T01:01:01 | Equip-A5080 | 2C22 | DISPENSER-PAPER TOWEL-WALL MOUNTED | n/a | n/a | n/a | n/a | n/a | n/a | n/a | n/a | n/a
DISPENSER-SOAP-DISPOSABLE-01 | bill.east@us.army.mil | 2013-02-28T01:01:01 | Equip-A5075 | 2A05 | DISPENSER-SOAP-DISPOSABLE | n/a | n/a | n/a | n/a | n/a | n/a | n/a | n/a | n/a
DISPENSER-SOAP-DISPOSABLE-02 | bill.east@us.army.mil | 2013-02-28T01:01:01 | Equip-A5075 | 2A06 | DISPENSER-SOAP-DISPOSABLE | n/a | n/a | n/a | n/a | n/a | n/a | n/a | n/a | n/a
DISPENSER-SOAP-DISPOSABLE-03 | bill.east@us.army.mil | 2013-02-28T01:01:01 | Equip-A5075 | 2A07 | DISPENSER-SOAP-DISPOSABLE | n/a | n/a | n/a | n/a | n/a | n/a | n/a | n/a | n/a
DISPENSER-SOAP-DISPOSABLE-04 | bill.east@us.army.mil | 2013-02-28T01:01:01 | Equip-A5075 | 2A09 | DISPENSER-SOAP-DISPOSABLE | n/a | n/a | n/a | n/a | n/a | n/a | n/a | n/a | n/a
DISPENSER-SOAP-DISPOSABLE-05 | bill.east@us.army.mil | 2013-02-28T01:01:01 | Equip-A5075 | 2A08 | DISPENSER-SOAP-DISPOSABLE | n/a | n/a | n/a | n/a | n/a | n/a | n/a | n/a | n/a
DISPENSER-SOAP-DISPOSABLE-06 | bill.east@us.army.mil | 2013-02-28T01:01:01 | Equip-A5075 | 2A12 | DISPENSER-SOAP-DISPOSABLE | n/a | n/a | n/a | n/a | n/a | n/a | n/a | n/a | n/a
DISPENSER-SOAP-DISPOSABLE-07 | bill.east@us.army.mil | 2013-02-28T01:01:01 | Equip-A5075 | 2A13 | DISPENSER-SOAP-DISPOSABLE | n/a | n/a | n/a | n/a | n/a | n/a | n/a | n/a | n/a
DISPENSER-SOAP-DISPOSABLE-08 | bill.east@us.army.mil | 2013-02-28T01:01:01 | Equip-A5075 | 2C02 | DISPENSER-SOAP-DISPOSABLE | n/a | n/a | n/a | n/a | n/a | n/a | n/a | n/a | n/a
DISPENSER-SOAP-DISPOSABLE-09 | bill.east@us.army.mil | 2013-02-28T01:01:01 | Equip-A5075 | 2C04 | DISPENSER-SOAP-DISPOSABLE | n/a | n/a | n/a | n/a | n/a | n/a | n/a | n/a | n/a
DISPENSER-SOAP-DISPOSABLE-10 | bill.east@us.army.mil | 2013-02-28T01:01:01 | Equip-A5075 | 2C09 | DISPENSER-SOAP-DISPOSABLE | n/a | n/a | n/a | n/a | n/a | n/a | n/a | n/a | n/a
DISPENSER-SOAP-DISPOSABLE-11 | bill.east@us.army.mil | 2013-02-28T01:01:01 | Equip-A5075 | 2C06 | DISPENSER-SOAP-DISPOSABLE | n/a | n/a | n/a | n/a | n/a | n/a | n/a | n/a | n/a
DISPENSER-SOAP-DISPOSABLE-12 | bill.east@us.army.mil | 2013-02-28T01:01:01 | Equip-A5075 | 2C10 | DISPENSER-SOAP-DISPOSABLE | n/a | n/a | n/a | n/a | n/a | n/a | n/a | n/a | n/a
DISPENSER-SOAP-DISPOSABLE-13 | bill.east@us.army.mil | 2013-02-28T01:01:01 | Equip-A5075 | 2C12 | DISPENSER-SOAP-DISPOSABLE | n/a | n/a | n/a | n/a | n/a | n/a | n/a | n/a | n/a
DISPENSER-SOAP-DISPOSABLE-14 | bill.east@us.army.mil | 2013-02-28T01:01:01 | Equip-A5075 | 2C14 | DISPENSER-SOAP-DISPOSABLE | n/a | n/a | n/a | n/a | n/a | n/a | n/a | n/a | n/a
DISPENSER-SOAP-DISPOSABLE-15 | bill.east@us.army.mil | 2013-02-28T01:01:01 | Equip-A5075 | 2C16 | DISPENSER-SOAP-DISPOSABLE | n/a | n/a | n/a | n/a | n/a | n/a | n/a | n/a | n/a
DISPENSER-SOAP-DISPOSABLE-16 | bill.east@us.army.mil | 2013-02-28T01:01:01 | Equip-A5075 | 2C17 | DISPENSER-SOAP-DISPOSABLE | n/a | n/a | n/a | n/a | n/a | n/a | n/a | n/a | n/a
DISPENSER-SOAP-DISPOSABLE-17 | bill.east@us.army.mil | 2013-02-28T01:01:01 | Equip-A5075 | 2C17 | DISPENSER-SOAP-DISPOSABLE | n/a | n/a | n/a | n/a | n/a | n/a | n/a | n/a | n/a
DISPENSER-SOAP-DISPOSABLE-18 | bill.east@us.army.mil | 2013-02-28T01:01:01 | Equip-A5075 | 2C17 | DISPENSER-SOAP-DISPOSABLE | n/a | n/a | n/a | n/a | n/a | n/a | n/a | n/a | n/a
DISPENSER-SOAP-DISPOSABLE-19 | bill.east@us.army.mil | 2013-02-28T01:01:01 | Equip-A5075 | 2C22 | DISPENSER-SOAP-DISPOSABLE | n/a | n/a | n/a | n/a | n/a | n/a | n/a | n/a | n/a
DISPOSAL-GARBAGE-2HP-100 LB-01 | bill.east@us.army.mil | 2013-02-28T01:01:01 | Equip-P2100 | 2B17 | DISPOSAL-GARBAGE-2HP-100 LB | n/a | n/a | n/a | n/a | n/a | n/a | n/a | n/a | n/a
Door 14B11 | danielle.r.love@usace.army.mil | 2011-09-14T17:02:59 | Door Type A | 1B11, 1B04 | M_Single-Flush:0915 x 2134mm:0915 x 2134mm:229354 | Autodesk Revit Architecture 2011 | IfcDoor | 1byTDaqS91rBnWJlv$nmA0 | n/a | n/a | n/a | n/a | n/a | n/a
Door 1A03 | danielle.r.love@usace.army.mil | 2011-09-14T17:02:59 | Door Type A | 1A03, 1AC5 | M_Single-Flush:0915 x 2134mm:0915 x 2134mm:224207 | Autodesk Revit Architecture 2011 | IfcDoor | 1byTDaqS91rBnWJlv$nnQb | n/a | n/a | n/a | n/a | n/a | n/a
Door 1A04 | danielle.r.love@usace.army.mil | 2011-09-14T17:02:59 | Door Type A | 1A04, 1AC5 | M_Single-Flush:0915 x 2134mm:0915 x 2134mm:224077 | Autodesk Revit Architecture 2011 | IfcDoor | 1byTDaqS91rBnWJlv$nnOd | n/a | n/a | n/a | n/a | n/a | n/a
Door 1A05 | danielle.r.love@usace.army.mil | 2011-09-14T17:02:59 | Door Type A | 1A05, 1AC5 | M_Single-Flush:0915 x 2134mm:0915 x 2134mm:224146 | Autodesk Revit Architecture 2011 | IfcDoor | 1byTDaqS91rBnWJlv$nnRu | n/a | n/a | n/a | n/a | n/a | n/a
Door 1A06 | danielle.r.love@usace.army.mil | 2011-09-14T17:02:59 | Door Type A | 1A06, 1AC5 | M_Single-Flush:0915 x 2134mm:0915 x 2134mm:224018 | Autodesk Revit Architecture 2011 | IfcDoor | 1byTDaqS91rBnWJlv$nnPu | n/a | n/a | n/a | n/a | n/a | n/a
Door 1A07 | danielle.r.love@usace.army.mil | 2011-09-14T17:02:59 | Door Type A | 1A07, 1AC5 | M_Single-Flush:0915 x 2134mm:0915 x 2134mm:223957 | Autodesk Revit Architecture 2011 | IfcDoor | 1byTDaqS91rBnWJlv$nnU$ | n/a | n/a | n/a | n/a | n/a | n/a
Door 1A08 | danielle.r.love@usace.army.mil | 2011-09-14T17:02:59 | Door Type A | 1A08, 1A16 | M_Single-Flush:0915 x 2134mm:0915 x 2134mm:223773 | Autodesk Revit Architecture 2011 | IfcDoor | 1byTDaqS91rBnWJlv$nnTt | n/a | n/a | n/a | n/a | n/a | n/a
Door 1A09 | danielle.r.love@usace.army.mil | 2011-09-14T17:02:59 | Door Type A | 1A09, 1AC3 | M_Single-Flush:0915 x 2134mm:0915 x 2134mm:223504 | Autodesk Revit Architecture 2011 | IfcDoor | 1byTDaqS91rBnWJlv$nnHw | n/a | n/a | n/a | n/a | n/a | n/a
Door 1A10 | danielle.r.love@usace.army.mil | 2011-09-14T17:02:59 | Door Type A | 1A10, 1AC4 | M_Single-Flush:0915 x 2134mm:0915 x 2134mm:223704 | Autodesk Revit Architecture 2011 | IfcDoor | 1byTDaqS91rBnWJlv$nnIo | n/a | n/a | n/a | n/a | n/a | n/a
Door 1A11 | danielle.r.love@usace.army.mil | 2011-09-14T17:02:59 | Door Type A | 1A11, 1A16 | M_Single-Flush:0915 x 2134mm:0915 x 2134mm:223840 | Autodesk Revit Architecture 2011 | IfcDoor | 1byTDaqS91rBnWJlv$nnSA | n/a | n/a | n/a | n/a | n/a | n/a
Door 1A12 | danielle.r.love@usace.army.mil | 2011-09-14T17:02:59 | Door Type A | 1A12, 1AC3 | M_Single-Flush:0915 x 2134mm:0915 x 2134mm:223667 | Autodesk Revit Architecture 2011 | IfcDoor | 1byTDaqS91rBnWJlv$nnJP | n/a | n/a | n/a | n/a | n/a | n/a
Door 1A13 | danielle.r.love@usace.army.mil | 2011-09-14T17:02:59 | Door Type A | 1A13, 1AC4 | M_Single-Flush:0915 x 2134mm:0915 x 2134mm:224469 | Autodesk Revit Architecture 2011 | IfcDoor | 1byTDaqS91rBnWJlv$nn6$ | n/a | n/a | n/a | n/a | n/a | n/a
Door 1A15 | danielle.r.love@usace.army.mil | 2011-09-14T17:02:59 | Door Type A | 1A15, 1AS1 | M_Single-Flush:0915 x 2134mm:0915 x 2134mm:224424 | Autodesk Revit Architecture 2011 | IfcDoor | 1byTDaqS91rBnWJlv$nn72 | n/a | n/a | n/a | n/a | n/a | n/a
Door 1A15A | danielle.r.love@usace.army.mil | 2011-09-14T17:02:59 | Door Type A | 1A15, 1A16 | M_Single-Flush:0915 x 2134mm:0915 x 2134mm:224343 | Autodesk Revit Architecture 2011 | IfcDoor | 1byTDaqS91rBnWJlv$nn4z | n/a | n/a | n/a | n/a | n/a | n/a
Door 1AC1 | danielle.r.love@usace.army.mil | 2011-09-14T17:02:59 | Door Type H | 1AC1 | M_Curtain Wall Dbl Glass:M_Curtain Wall Dbl Glass:M_Curtain Wall Dbl Glass:263359 | Autodesk Revit Architecture 2011 | IfcDoor | 3o5ntlA212uQCF0q6eQsZI | n/a | n/a | n/a | n/a | n/a | n/a
Door 1AC2 | danielle.r.love@usace.army.mil | 2011-09-14T17:02:59 | Door Type B | 1AC2, 1AC3 | M_Single-Flush:0915 x 2134mm:0915 x 2134mm:224600 | Autodesk Revit Architecture 2011 | IfcDoor | 1byTDaqS91rBnWJlv$nn0o | n/a | n/a | n/a | n/a | n/a | n/a
Door 1AC3 | danielle.r.love@usace.army.mil | 2011-09-14T17:02:59 | Door Type F | 1AC3 | M_Single-Flush:0915 x 2134mm Exterior:0915 x 2134mm Exterior:252441 | Autodesk Revit Architecture 2011 | IfcDoor | 0mxk1RW8H5mvX1dNnpRqtX | n/a | n/a | n/a | n/a | n/a | n/a
Door 1AC4 | danielle.r.love@usace.army.mil | 2011-09-14T17:02:59 | Door Type B | 1AC4, 1AC3 | M_Single-Flush:0915 x 2134mm:0915 x 2134mm:224561 | Autodesk Revit Architecture 2011 | IfcDoor | 1byTDaqS91rBnWJlv$nn1R | n/a | n/a | n/a | n/a | n/a | n/a
Door 1AC5 | danielle.r.love@usace.army.mil | 2011-09-14T17:02:59 | Door Type A | 1AC5, 1AC1 | M_Single-Flush:0915 x 2134mm:0915 x 2134mm:224302 | Autodesk Revit Architecture 2011 | IfcDoor | 1byTDaqS91rBnWJlv$nn54 | n/a | n/a | n/a | n/a | n/a | n/a
Door 1AC5A | danielle.r.love@usace.army.mil | 2011-09-14T17:02:59 | Door Type F | 1AC5 | M_Single-Flush:0915 x 2134mm Exterior:0915 x 2134mm Exterior:252490 | Autodesk Revit Architecture 2011 | IfcDoor | 0mxk1RW8H5mvX1dNnpRqso | n/a | n/a | n/a | n/a | n/a | n/a
Door 1B01 | danielle.r.love@usace.army.mil | 2011-09-14T17:02:59 | Door Type A | 1B01, 1BC1 | M_Single-Flush:0915 x 2134mm:0915 x 2134mm:228575 | Autodesk Revit Architecture 2011 | IfcDoor | 1byTDaqS91rBnWJlv$nm6r | n/a | n/a | n/a | n/a | n/a | n/a
Door 1B02 | danielle.r.love@usace.army.mil | 2011-09-14T17:02:59 | Door Type A | 1B02, 1BC1 | M_Single-Flush:0915 x 2134mm:0915 x 2134mm:228938 | Autodesk Revit Architecture 2011 | IfcDoor | 1byTDaqS91rBnWJlv$nmCW | n/a | n/a | n/a | n/a | n/a | n/a
Door 1B03 | danielle.r.love@usace.army.mil | 2011-09-14T17:02:59 | Door Type A | 1B03, 1BC1 | M_Single-Flush:0915 x 2134mm:0915 x 2134mm:228650 | Autodesk Revit Architecture 2011 | IfcDoor | 1byTDaqS91rBnWJlv$nm10 | n/a | n/a | n/a | n/a | n/a | n/a
Door 1B04 | danielle.r.love@usace.army.mil | 2011-09-14T17:02:59 | Door Type A | 1B04, 1BC1 | M_Single-Flush:0915 x 2134mm:0915 x 2134mm:228981 | Autodesk Revit Architecture 2011 | IfcDoor | 1byTDaqS91rBnWJlv$nmCV | n/a | n/a | n/a | n/a | n/a | n/a
Door 1B04A | danielle.r.love@usace.army.mil | 2011-09-14T17:02:59 | Door Type A | 1B04, 1BC2 | M_Single-Flush:0915 x 2134mm:0915 x 2134mm:229578 | Autodesk Revit Architecture 2011 | IfcDoor | 1byTDaqS91rBnWJlv$n$sW | n/a | n/a | n/a | n/a | n/a | n/a
Door 1B05 | danielle.r.love@usace.army.mil | 2011-09-14T17:02:59 | Door Type A | 1B05, 1BC2 | M_Single-Flush:0915 x 2134mm:0915 x 2134mm:229120 | Autodesk Revit Architecture 2011 | IfcDoor | 1byTDaqS91rBnWJlv$nm9g | n/a | n/a | n/a | n/a | n/a | n/a
Door 1B06 | danielle.r.love@usace.army.mil | 2011-09-14T17:02:59 | Door Type A | 1B06, 1B04 | M_Single-Flush:0915 x 2134mm:0915 x 2134mm:229427 | Autodesk Revit Architecture 2011 | IfcDoor | 1byTDaqS91rBnWJlv$n$rP | n/a | n/a | n/a | n/a | n/a | n/a
Door 1B07 | danielle.r.love@usace.army.mil | 2011-09-14T17:02:59 | Door Type A | 1B07, 1BC2 | M_Single-Flush:0915 x 2134mm:0915 x 2134mm:229157 | Autodesk Revit Architecture 2011 | IfcDoor | 1byTDaqS91rBnWJlv$nm9F | n/a | n/a | n/a | n/a | n/a | n/a
Door 1B08 | danielle.r.love@usace.army.mil | 2011-09-14T17:02:59 | Door Type A | 1B08, 1B04 | M_Single-Flush:0915 x 2134mm:0915 x 2134mm:229478 | Autodesk Revit Architecture 2011 | IfcDoor | 1byTDaqS91rBnWJlv$n$qC | n/a | n/a | n/a | n/a | n/a | n/a
Door 1B09 | danielle.r.love@usace.army.mil | 2011-09-14T17:02:59 | Door Type A | 1B09, 1BC2 | M_Single-Flush:0915 x 2134mm:0915 x 2134mm:229319 | Autodesk Revit Architecture 2011 | IfcDoor | 1byTDaqS91rBnWJlv$nmAj | n/a | n/a | n/a | n/a | n/a | n/a
Door 1B10 | danielle.r.love@usace.army.mil | 2011-09-14T17:02:59 | Door Type B | 1B10, 1B04 | M_Single-Flush:0915 x 2134mm:0915 x 2134mm:229539 | Autodesk Revit Architecture 2011 | IfcDoor | 1byTDaqS91rBnWJlv$n$t9 | n/a | n/a | n/a | n/a | n/a | n/a
Door 1B12 | danielle.r.love@usace.army.mil | 2011-09-14T17:02:59 | Door Type A | 1B12, 1BC2 | M_Single-Flush:0915 x 2134mm:0915 x 2134mm:229671 | Autodesk Revit Architecture 2011 | IfcDoor | 1byTDaqS91rBnWJlv$n$nD | n/a | n/a | n/a | n/a | n/a | n/a
Door 1B13 | danielle.r.love@usace.army.mil | 2011-09-14T17:02:59 | Door Type A | 1B13, 1BC2 | M_Single-Flush:0915 x 2134mm:0915 x 2134mm:228297 | Autodesk Revit Architecture 2011 | IfcDoor | 1byTDaqS91rBnWJlv$nmQZ | n/a | n/a | n/a | n/a | n/a | n/a
Door 1B14 | danielle.r.love@usace.army.mil | 2011-09-14T17:02:59 | Door Type A | 1B14, 1BC3 | M_Single-Flush:0915 x 2134mm:0915 x 2134mm:229736 | Autodesk Revit Architecture 2011 | IfcDoor | 1byTDaqS91rBnWJlv$n$m2 | n/a | n/a | n/a | n/a | n/a | n/a
Door 1B15 | danielle.r.love@usace.army.mil | 2011-09-14T17:02:59 | Door Type A | 1B15, 1BC2 | M_Single-Flush:0915 x 2134mm:0915 x 2134mm:228354 | Autodesk Revit Architecture 2011 | IfcDoor | 1byTDaqS91rBnWJlv$nm5e | n/a | n/a | n/a | n/a | n/a | n/a
Door 1B16 | danielle.r.love@usace.army.mil | 2011-09-14T17:02:59 | Door Type A | 1B16, 1BC3 | M_Single-Flush:0915 x 2134mm:0915 x 2134mm:229819 | Autodesk Revit Architecture 2011 | IfcDoor | 1byTDaqS91rBnWJlv$n$pH | n/a | n/a | n/a | n/a | n/a | n/a
Door 1B17 | danielle.r.love@usace.army.mil | 2011-09-14T17:02:59 | Door Type A | 1B17, 1BC2 | M_Single-Flush:0915 x 2134mm:0915 x 2134mm:230556 | Autodesk Revit Architecture 2011 | IfcDoor | 1byTDaqS91rBnWJlv$n$ds | n/a | n/a | n/a | n/a | n/a | n/a
Door 1B19 | danielle.r.love@usace.army.mil | 2011-09-14T17:02:59 | Door Type C | 1B19, 1BC2 | M_Single-Flush:1.220 x 2134mm:1.220 x 2134mm:230394 | Autodesk Revit Architecture 2011 | IfcDoor | 1byTDaqS91rBnWJlv$n$wG | n/a | n/a | n/a | n/a | n/a | n/a
Door 1B21 | danielle.r.love@usace.army.mil | 2011-09-14T17:02:59 | Door Type A | 1B21, 1BC4 | M_Single-Flush:0915 x 2134mm:0915 x 2134mm:230738 | Autodesk Revit Architecture 2011 | IfcDoor | 1byTDaqS91rBnWJlv$n$Wu | n/a | n/a | n/a | n/a | n/a | n/a
Door 1B23 | danielle.r.love@usace.army.mil | 2011-09-14T17:02:59 | Door Type A | 1B23, 1BC4 | M_Single-Flush:0915 x 2134mm:0915 x 2134mm:230607 | Autodesk Revit Architecture 2011 | IfcDoor | 1byTDaqS91rBnWJlv$n$cb | n/a | n/a | n/a | n/a | n/a | n/a
Door 1BC1 | danielle.r.love@usace.army.mil | 2011-09-14T17:02:59 | Door Type A | 1AC1, 1BC1 | M_Single-Flush:0915 x 2134mm:0915 x 2134mm:228897 | Autodesk Revit Architecture 2011 | IfcDoor | 1byTDaqS91rBnWJlv$nmDB | n/a | n/a | n/a | n/a | n/a | n/a
Door 1BC2 | danielle.r.love@usace.army.mil | 2011-09-14T17:02:59 | Door Type A | 1AC1, 1BC2 | M_Single-Flush:0915 x 2134mm:0915 x 2134mm:228516 | Autodesk Revit Architecture 2011 | IfcDoor | 1byTDaqS91rBnWJlv$nm7E | n/a | n/a | n/a | n/a | n/a | n/a
Door 1BC3 | danielle.r.love@usace.army.mil | 2011-09-14T17:02:59 | Door Type B | 1BC3, 1BC4 | M_Single-Flush:1000 x 2134mm:1000 x 2134mm:230127 | Autodesk Revit Architecture 2011 | IfcDoor | 1byTDaqS91rBnWJlv$n$_5 | n/a | n/a | n/a | n/a | n/a | n/a
Door 1BC4 | danielle.r.love@usace.army.mil | 2011-09-14T17:02:59 | Door Type B | 1BC4, 1AC1 | M_Single-Flush:0915 x 2134mm:0915 x 2134mm:230781 | Autodesk Revit Architecture 2011 | IfcDoor | 1byTDaqS91rBnWJlv$n$WN | n/a | n/a | n/a | n/a | n/a | n/a
Door 1BC4A | danielle.r.love@usace.army.mil | 2011-09-14T17:02:59 | Door Type F | 1BC4 | M_Single-Flush:0915 x 2134mm Exterior:0915 x 2134mm Exterior | Autodesk Revit Architecture 2011 | IfcDoor | n/a | n/a | n/a | n/a | n/a | n/a | n/a
Door 1BS2 | danielle.r.love@usace.army.mil | 2011-09-14T17:02:59 | Door Type B | 1BS2, 1BC4 | M_Single-Flush:0915 x 2134mm Rated:0915 x 2134mm Rated:230209 | Autodesk Revit Architecture 2011 | IfcDoor | 1byTDaqS91rBnWJlv$n$uh | n/a | n/a | n/a | n/a | n/a | n/a
Door 1BS2A | danielle.r.love@usace.army.mil | 2011-09-14T17:02:59 | Door Type E | 1BS2 | M_Double-Flush:1830 x 2134mm Exterior:1830 x 2134mm Exterior | Autodesk Revit Architecture 2011 | IfcDoor | n/a | n/a | n/a | n/a | n/a | n/a | n/a
Door 1C02 | danielle.r.love@usace.army.mil | 2011-09-14T17:02:59 | Door Type A | 1C02, 1CC1 | M_Single-Flush:0915 x 2134mm:0915 x 2134mm:223301 | Autodesk Revit Architecture 2011 | IfcDoor | 1byTDaqS91rBnWJlv$nnKl | n/a | n/a | n/a | n/a | n/a | n/a
Door 1C03 | danielle.r.love@usace.army.mil | 2011-09-14T17:02:59 | Door Type A | 1C03, 1CC1 | M_Single-Flush:0915 x 2134mm:0915 x 2134mm:364769 | Autodesk Revit Architecture 2011 | IfcDoor | 3pms57Ad5AVAb74jf4yKZb | n/a | n/a | n/a | n/a | n/a | n/a
Door 1C04 | danielle.r.love@usace.army.mil | 2011-09-14T17:02:59 | Door Type A | 1C04, 1CC1 | M_Single-Flush:0915 x 2134mm:0915 x 2134mm:223137 | Autodesk Revit Architecture 2011 | IfcDoor | 1byTDaqS91rBnWJlv$nnhB | n/a | n/a | n/a | n/a | n/a | n/a
Door 1C05 | danielle.r.love@usace.army.mil | 2011-09-14T17:02:59 | Door Type A | 1C05, 1CC2 | M_Single-Flush:0915 x 2134mm:0915 x 2134mm:223030 | Autodesk Revit Architecture 2011 | IfcDoor | 1byTDaqS91rBnWJlv$nnfS | n/a | n/a | n/a | n/a | n/a | n/a
Door 1C06 | danielle.r.love@usace.army.mil | 2011-09-14T17:02:59 | Door Type A | 1C06, 1CC2 | M_Single-Flush:0915 x 2134mm:0915 x 2134mm:223212 | Autodesk Revit Architecture 2011 | IfcDoor | 1byTDaqS91rBnWJlv$nng6 | n/a | n/a | n/a | n/a | n/a | n/a
Door 1C07 | danielle.r.love@usace.army.mil | 2011-09-14T17:02:59 | Door Type A | 1C07, 1CC1 | M_Single-Flush:0915 x 2134mm:0915 x 2134mm:223429 | Autodesk Revit Architecture 2011 | IfcDoor | 1byTDaqS91rBnWJlv$nnMl | n/a | n/a | n/a | n/a | n/a | n/a
Door 1C08 | danielle.r.love@usace.army.mil | 2011-09-14T17:02:59 | Door Type A | 1C08, 1CC2 | M_Single-Flush:0915 x 2134mm:0915 x 2134mm:222929 | Autodesk Revit Architecture 2011 | IfcDoor | 1byTDaqS91rBnWJlv$nnkx | n/a | n/a | n/a | n/a | n/a | n/a
Door 1C09 | danielle.r.love@usace.army.mil | 2011-09-14T17:02:59 | Door Type A | 1C09, 1CC2 | M_Single-Flush:0915 x 2134mm:0915 x 2134mm:222740 | Autodesk Revit Architecture 2011 | IfcDoor | 1byTDaqS91rBnWJlv$nnj_ | n/a | n/a | n/a | n/a | n/a | n/a
Door 1C10 | danielle.r.love@usace.army.mil | 2011-09-14T17:02:59 | Door Type A | 1C10, 1CC1 | M_Single-Flush:0915 x 2134mm:0915 x 2134mm:223378 | Autodesk Revit Architecture 2011 | IfcDoor | 1byTDaqS91rBnWJlv$nnNu | n/a | n/a | n/a | n/a | n/a | n/a
Door 1C11 | danielle.r.love@usace.army.mil | 2011-09-14T17:02:59 | Door Type A | 1C11, 1CC3 | M_Double-Flush:1730 x 2134mm:1730 x 2134mm:367888 | Autodesk Revit Architecture 2011 | IfcDoor | 1qc5HjZvrCsga38tqxQ3VC | n/a | n/a | n/a | n/a | n/a | n/a
Door 1C12 | danielle.r.love@usace.army.mil | 2011-09-14T17:02:59 | Door Type A | 1C12, 1C11 | M_Single-Flush:0915 x 2134mm:0915 x 2134mm:222117 | Autodesk Revit Architecture 2011 | IfcDoor | 1byTDaqS91rBnWJlv$nnxF | n/a | n/a | n/a | n/a | n/a | n/a
Door 1C13 | danielle.r.love@usace.army.mil | 2011-09-14T17:02:59 | Door Type A | 1C13, 1CC1 | M_Single-Flush:0915 x 2134mm:0915 x 2134mm:226666 | Autodesk Revit Architecture 2011 | IfcDoor | 1byTDaqS91rBnWJlv$nmW0 | n/a | n/a | n/a | n/a | n/a | n/a
Door 1C14 | danielle.r.love@usace.army.mil | 2011-09-14T17:02:59 | Door Type A | 1C14, 1C18 | M_Single-Flush:0915 x 2134mm:0915 x 2134mm:222050 | Autodesk Revit Architecture 2011 | IfcDoor | 1byTDaqS91rBnWJlv$nnu8 | n/a | n/a | n/a | n/a | n/a | n/a
Door 1C15 | danielle.r.love@usace.army.mil | 2011-09-14T17:02:59 | Door Type A | 1C15, 1C18 | M_Single-Flush:0915 x 2134mm:0915 x 2134mm:226625 | Autodesk Revit Architecture 2011 | IfcDoor | 1byTDaqS91rBnWJlv$nmWh | n/a | n/a | n/a | n/a | n/a | n/a
Door 1C16 | danielle.r.love@usace.army.mil | 2011-09-14T17:02:59 | Door Type A | 1C16, 1C18 | M_Single-Flush:0915 x 2134mm:0915 x 2134mm:221992 | Autodesk Revit Architecture 2011 | IfcDoor | 1byTDaqS91rBnWJlv$nnv2 | n/a | n/a | n/a | n/a | n/a | n/a
Door 1C17 | danielle.r.love@usace.army.mil | 2011-09-14T17:02:59 | Door Type A | 1C17, 1C18 | M_Single-Flush:0915 x 2134mm:0915 x 2134mm:226564 | Autodesk Revit Architecture 2011 | IfcDoor | 1byTDaqS91rBnWJlv$nmXk | n/a | n/a | n/a | n/a | n/a | n/a
Door 1C18 | danielle.r.love@usace.army.mil | 2011-09-14T17:02:59 | Door Type A | 1C18, 1CC3 | M_Single-Flush:0915 x 2134mm:0915 x 2134mm:222344 | Autodesk Revit Architecture 2011 | IfcDoor | 1byTDaqS91rBnWJlv$nndY | n/a | n/a | n/a | n/a | n/a | n/a
Door 1C18A | danielle.r.love@usace.army.mil | 2011-09-14T17:02:59 | Door Type A | 1D16, 1C18 | M_Single-Flush:0915 x 2134mm:0915 x 2134mm:226489 | Autodesk Revit Architecture 2011 | IfcDoor | 1byTDaqS91rBnWJlv$nmdJ | n/a | n/a | n/a | n/a | n/a | n/a
Door 1C19 | danielle.r.love@usace.army.mil | 2011-09-14T17:02:59 | Door Type A | 1C19, 1C18 | M_Single-Flush:0915 x 2134mm:0915 x 2134mm:221919 | Autodesk Revit Architecture 2011 | IfcDoor | 1byTDaqS91rBnWJlv$nn_r | n/a | n/a | n/a | n/a | n/a | n/a
Door 1CC1 | danielle.r.love@usace.army.mil | 2011-09-14T17:02:59 | Door Type B | 1CC1, 1AC3 | M_Single-Flush:0915 x 2134mm:0915 x 2134mm:223457 | Autodesk Revit Architecture 2011 | IfcDoor | 1byTDaqS91rBnWJlv$nnMB | n/a | n/a | n/a | n/a | n/a | n/a
Door 1CC3 | danielle.r.love@usace.army.mil | 2011-09-14T17:02:59 | Door Type F | 1CC3 | M_Single-Flush:0915 x 2134mm Exterior:0915 x 2134mm Exterior:222415 | Autodesk Revit Architecture 2011 | IfcDoor | 1byTDaqS91rBnWJlv$nncb | n/a | n/a | n/a | n/a | n/a | n/a
Door 1CS3 | danielle.r.love@usace.army.mil | 2011-09-14T17:02:59 | Door Type B | 1CS3, 1CC3 | M_Single-Flush:0915 x 2134mm Rated:0915 x 2134mm Rated:222571 | Autodesk Revit Architecture 2011 | IfcDoor | 1byTDaqS91rBnWJlv$nnW1 | n/a | n/a | n/a | n/a | n/a | n/a
Door 1D01 | danielle.r.love@usace.army.mil | 2011-09-14T17:02:59 | Door Type A | 1D01, 1DC2 | M_Single-Flush:0915 x 2134mm:0915 x 2134mm:402047 | Autodesk Revit Architecture 2011 | IfcDoor | 0ztdC3L1HAzhbhMHypqcYf | n/a | n/a | n/a | n/a | n/a | n/a
Door 1D02 | danielle.r.love@usace.army.mil | 2011-09-14T17:02:59 | Door Type A | 1D02, 1DC2 | M_Single-Flush:0915 x 2134mm:0915 x 2134mm:224653 | Autodesk Revit Architecture 2011 | IfcDoor | 1byTDaqS91rBnWJlv$nn3d | n/a | n/a | n/a | n/a | n/a | n/a
Door 1D04 | danielle.r.love@usace.army.mil | 2011-09-14T17:02:59 | Door Type B | 1D05, 1D04 | M_Single-Flush:0915 x 2134mm:0915 x 2134mm | Autodesk Revit Architecture 2011 | IfcDoor | n/a | n/a | n/a | n/a | n/a | n/a | n/a
Door 1D05 | danielle.r.love@usace.army.mil | 2011-09-14T17:02:59 | Door Type A | 1D05, 1DC3 | M_Single-Flush:0915 x 2134mm:0915 x 2134mm:224980 | Autodesk Revit Architecture 2011 | IfcDoor | 1byTDaqS91rBnWJlv$nnE_ | n/a | n/a | n/a | n/a | n/a | n/a
Door 1D06 | danielle.r.love@usace.army.mil | 2011-09-14T17:02:59 | Door Type A | 1D06, 1DC3 | M_Single-Flush:0915 x 2134mm:0915 x 2134mm:225051 | Autodesk Revit Architecture 2011 | IfcDoor | 1byTDaqS91rBnWJlv$nn9n | n/a | n/a | n/a | n/a | n/a | n/a
Door 1D06A | danielle.r.love@usace.army.mil | 2011-09-14T17:02:59 | Door Type B | 1D06 | M_Single-Flush:0915 x 2134mm:0915 x 2134mm:225128 | Autodesk Revit Architecture 2011 | IfcDoor | 1byTDaqS91rBnWJlv$nn82 | n/a | n/a | n/a | n/a | n/a | n/a
Door 1D07 | danielle.r.love@usace.army.mil | 2011-09-14T17:02:59 | Door Type A | 1D07, 1DC3 | M_Single-Flush:0915 x 2134mm:0915 x 2134mm:225305 | Autodesk Revit Architecture 2011 | IfcDoor | 1byTDaqS91rBnWJlv$nmrp | n/a | n/a | n/a | n/a | n/a | n/a
Door 1D08 | danielle.r.love@usace.army.mil | 2011-09-14T17:02:59 | Door Type B | 1D08, 1DC3 | M_Single-Flush:0915 x 2134mm:0915 x 2134mm:225883 | Autodesk Revit Architecture 2011 | IfcDoor | 1byTDaqS91rBnWJlv$nmyn | n/a | n/a | n/a | n/a | n/a | n/a
Door 1D09 | danielle.r.love@usace.army.mil | 2011-09-14T17:02:59 | Door Type A | 1D09, 1DC3 | M_Single-Flush:0915 x 2134mm:0915 x 2134mm:225472 | Autodesk Revit Architecture 2011 | IfcDoor | 1byTDaqS91rBnWJlv$nmsg | n/a | n/a | n/a | n/a | n/a | n/a
Door 1D10 | danielle.r.love@usace.army.mil | 2011-09-14T17:02:59 | Door Type A | 1D10, 1DC3 | M_Single-Flush:0915 x 2134mm:0915 x 2134mm:225828 | Autodesk Revit Architecture 2011 | IfcDoor | 1byTDaqS91rBnWJlv$nmzE | n/a | n/a | n/a | n/a | n/a | n/a
Door 1D11 | danielle.r.love@usace.army.mil | 2011-09-14T17:02:59 | Door Type A | 1D11, 1DC3 | M_Single-Flush:0915 x 2134mm:0915 x 2134mm:225574 | Autodesk Revit Architecture 2011 | IfcDoor | 1byTDaqS91rBnWJlv$nmnC | n/a | n/a | n/a | n/a | n/a | n/a
Door 1D12 | danielle.r.love@usace.army.mil | 2011-09-14T17:02:59 | Door Type A | 1D12, 1DC3 | M_Single-Flush:0915 x 2134mm:0915 x 2134mm:225761 | Autodesk Revit Architecture 2011 | IfcDoor | 1byTDaqS91rBnWJlv$nmoB | n/a | n/a | n/a | n/a | n/a | n/a
Door 1D13 | danielle.r.love@usace.army.mil | 2011-09-14T17:02:59 | Door Type A | 1D13, 1DC3 | M_Single-Flush:0915 x 2134mm:0915 x 2134mm:225517 | Autodesk Revit Architecture 2011 | IfcDoor | 1byTDaqS91rBnWJlv$nms7 | n/a | n/a | n/a | n/a | n/a | n/a
Door 1D14 | danielle.r.love@usace.army.mil | 2011-09-14T17:02:59 | Door Type A | 1D14, 1D12 | M_Single-Flush:0915 x 2134mm:0915 x 2134mm:225680 | Autodesk Revit Architecture 2011 | IfcDoor | 1byTDaqS91rBnWJlv$nmpw | n/a | n/a | n/a | n/a | n/a | n/a
Door 1D16 | danielle.r.love@usace.army.mil | 2011-09-14T17:02:59 | Door Type A | 1D16, 1DC4 | M_Single-Flush:0915 x 2134mm:0915 x 2134mm:225637 | Autodesk Revit Architecture 2011 | IfcDoor | 1byTDaqS91rBnWJlv$nmmF | n/a | n/a | n/a | n/a | n/a | n/a
Door 1D17 | danielle.r.love@usace.army.mil | 2011-09-14T17:02:59 | Door Type A | 1D17, 1DC4 | M_Single-Flush:0915 x 2134mm:0915 x 2134mm:362567 | Autodesk Revit Architecture 2011 | IfcDoor | 1uDBQ9y7vCyxXlpVEuen9f | n/a | n/a | n/a | n/a | n/a | n/a
Door 1D18 | danielle.r.love@usace.army.mil | 2011-09-14T17:02:59 | Door Type A | 1D18, 1DC4 | M_Single-Flush:0915 x 2134mm:0915 x 2134mm:226297 | Autodesk Revit Architecture 2011 | IfcDoor | 1byTDaqS91rBnWJlv$nmwJ | n/a | n/a | n/a | n/a | n/a | n/a
Door 1D19 | danielle.r.love@usace.army.mil | 2011-09-14T17:02:59 | Door Type A | 1D19, 1DC1 | M_Single-Flush:0915 x 2134mm:0915 x 2134mm:226135 | Autodesk Revit Architecture 2011 | IfcDoor | 1byTDaqS91rBnWJlv$nmuz | n/a | n/a | n/a | n/a | n/a | n/a
Door 1D20 | danielle.r.love@usace.army.mil | 2011-09-14T17:02:59 | Door Type B | 1D20, 1DC1 | M_Single-Flush:0915 x 2134mm:0915 x 2134mm:226204 | Autodesk Revit Architecture 2011 | IfcDoor | 1byTDaqS91rBnWJlv$nmxs | n/a | n/a | n/a | n/a | n/a | n/a
Door 1D21 | danielle.r.love@usace.army.mil | 2011-09-14T17:02:59 | Door Type A | 1D21, 1DC1 | M_Single-Flush:0915 x 2134mm:0915 x 2134mm:226378 | Autodesk Revit Architecture 2011 | IfcDoor | 1byTDaqS91rBnWJlv$nmaW | n/a | n/a | n/a | n/a | n/a | n/a
Door 1D22 | danielle.r.love@usace.army.mil | 2011-09-14T17:02:59 | Door Type B | 1D22, 1DC1 | M_Single-Flush:0915 x 2134mm:0915 x 2134mm:226737 | Autodesk Revit Architecture 2011 | IfcDoor | 1byTDaqS91rBnWJlv$nmZR | n/a | n/a | n/a | n/a | n/a | n/a
Door 1D22A | danielle.r.love@usace.army.mil | 2011-09-14T17:02:59 | Door Type B | 1D22, 1DC1 | M_Single-Flush:0915 x 2134mm:0915 x 2134mm:226850 | Autodesk Revit Architecture 2011 | IfcDoor | 1byTDaqS91rBnWJlv$nmj8 | n/a | n/a | n/a | n/a | n/a | n/a
Door 1D23 | danielle.r.love@usace.army.mil | 2011-09-14T17:02:59 | Door Type A | 1D23, 1CC1 | M_Single-Flush:0915 x 2134mm:0915 x 2134mm:226967 | Autodesk Revit Architecture 2011 | IfcDoor | 1byTDaqS91rBnWJlv$nmlz | n/a | n/a | n/a | n/a | n/a | n/a
Door 1D24 | danielle.r.love@usace.army.mil | 2011-09-14T17:02:59 | Door Type B | 1D24, 1DC1 | M_Single-Flush:0915 x 2134mm:0915 x 2134mm:227026 | Autodesk Revit Architecture 2011 | IfcDoor | 1byTDaqS91rBnWJlv$nmku | n/a | n/a | n/a | n/a | n/a | n/a
Door 1D25 | danielle.r.love@usace.army.mil | 2011-09-14T17:02:59 | Door Type A | 1D25, 1DC6 | M_Single-Flush:0915 x 2134mm:0915 x 2134mm:227455 | Autodesk Revit Architecture 2011 | IfcDoor | 1byTDaqS91rBnWJlv$nmKL | n/a | n/a | n/a | n/a | n/a | n/a
Door 1D26 | danielle.r.love@usace.army.mil | 2011-09-14T17:02:59 | Door Type A | 1D26, 1DC6 | M_Single-Flush:0915 x 2134mm:0915 x 2134mm:227366 | Autodesk Revit Architecture 2011 | IfcDoor | 1byTDaqS91rBnWJlv$nmLC | n/a | n/a | n/a | n/a | n/a | n/a
Door 1D27 | danielle.r.love@usace.army.mil | 2011-09-14T17:02:59 | Door Type B | 1D27, 1DC1 | M_Single-Flush:0915 x 2134mm:0915 x 2134mm:227089 | Autodesk Revit Architecture 2011 | IfcDoor | 1byTDaqS91rBnWJlv$nmfx | n/a | n/a | n/a | n/a | n/a | n/a
Door 1D28 | danielle.r.love@usace.army.mil | 2011-09-14T17:02:59 | Door Type A | 1D28, 1DC7 | M_Single-Flush:0915 x 2134mm:0915 x 2134mm:227536 | Autodesk Revit Architecture 2011 | IfcDoor | 1byTDaqS91rBnWJlv$nmMw | n/a | n/a | n/a | n/a | n/a | n/a
Door 1D30 | danielle.r.love@usace.army.mil | 2011-09-14T17:02:59 | Door Type A | 1D30, 1DC5 | M_Single-Flush:0915 x 2134mm:0915 x 2134mm:227136 | Autodesk Revit Architecture 2011 | IfcDoor | 1byTDaqS91rBnWJlv$nmeg | n/a | n/a | n/a | n/a | n/a | n/a
Door 1D31 | danielle.r.love@usace.army.mil | 2011-09-14T17:02:59 | Door Type A | 1D31, 1DC7 | M_Single-Flush:0915 x 2134mm:0915 x 2134mm:227228 | Autodesk Revit Architecture 2011 | IfcDoor | 1byTDaqS91rBnWJlv$nmhs | n/a | n/a | n/a | n/a | n/a | n/a
Door 1D32 | danielle.r.love@usace.army.mil | 2011-09-14T17:02:59 | Door Type A | 1D32, 1DC7 | M_Single-Flush:0915 x 2134mm:0915 x 2134mm:227615 | Autodesk Revit Architecture 2011 | IfcDoor | 1byTDaqS91rBnWJlv$nmHr | n/a | n/a | n/a | n/a | n/a | n/a
Door 1D33 | danielle.r.love@usace.army.mil | 2011-09-14T17:02:59 | Door Type A | 1D33, 1DC1 | M_Single-Flush:0915 x 2134mm:0915 x 2134mm:227199 | Autodesk Revit Architecture 2011 | IfcDoor | 1byTDaqS91rBnWJlv$nmeL | n/a | n/a | n/a | n/a | n/a | n/a
Door 1D33A | danielle.r.love@usace.army.mil | 2011-09-14T17:02:59 | Door Type A | 1D33, 1DC7 | M_Single-Flush:0915 x 2134mm:0915 x 2134mm:227305 | Autodesk Revit Architecture 2011 | IfcDoor | 1byTDaqS91rBnWJlv$nmg3 | n/a | n/a | n/a | n/a | n/a | n/a
Door 1D34 | danielle.r.love@usace.army.mil | 2011-09-14T17:02:59 | Door Type A | 1D34, 1DC7 | M_Single-Flush:0915 x 2134mm:0915 x 2134mm:227769 | Autodesk Revit Architecture 2011 | IfcDoor | 1byTDaqS91rBnWJlv$nmJJ | n/a | n/a | n/a | n/a | n/a | n/a
Door 1D35 | danielle.r.love@usace.army.mil | 2011-09-14T17:02:59 | Door Type A | 1D35, 1DC7 | M_Single-Flush:0915 x 2134mm:0915 x 2134mm:227652 | Autodesk Revit Architecture 2011 | IfcDoor | 1byTDaqS91rBnWJlv$nmGk | n/a | n/a | n/a | n/a | n/a | n/a
Door 1D36 | danielle.r.love@usace.army.mil | 2011-09-14T17:02:59 | Door Type A | 1D36, 1DC7 | M_Single-Flush:0915 x 2134mm:0915 x 2134mm:227830 | Autodesk Revit Architecture 2011 | IfcDoor | 1byTDaqS91rBnWJlv$nmIS | n/a | n/a | n/a | n/a | n/a | n/a
Door 1D38 | danielle.r.love@usace.army.mil | 2011-09-14T17:02:59 | Door Type A | 1D38, 1DC7 | M_Single-Flush:0915 x 2134mm:0915 x 2134mm:227879 | Autodesk Revit Architecture 2011 | IfcDoor | 1byTDaqS91rBnWJlv$nmTD | n/a | n/a | n/a | n/a | n/a | n/a
Door 1D39 | danielle.r.love@usace.army.mil | 2011-09-14T17:02:59 | Door Type A | 1D39, 1DC8 | M_Single-Flush:0915 x 2134mm:0915 x 2134mm:234077 | Autodesk Revit Architecture 2011 | IfcDoor | 1byTDaqS91rBnWJlv$n_yt | n/a | n/a | n/a | n/a | n/a | n/a
Door 1D40 | danielle.r.love@usace.army.mil | 2011-09-14T17:02:59 | Door Type A | 1D40, 1DC8 | M_Single-Flush:0915 x 2134mm:0915 x 2134mm:227926 | Autodesk Revit Architecture 2011 | IfcDoor | 1byTDaqS91rBnWJlv$nmSy | n/a | n/a | n/a | n/a | n/a | n/a
Door 1D40A | danielle.r.love@usace.army.mil | 2011-09-14T17:02:59 | Door Type A | 1D40, 1AC1 | M_Single-Flush:0915 x 2134mm:0915 x 2134mm:355218 | Autodesk Revit Architecture 2011 | IfcDoor | 0tIhQ6hmz02e5gznEed4FD | n/a | n/a | n/a | n/a | n/a | n/a
Door 1DC2 | danielle.r.love@usace.army.mil | 2011-09-14T17:02:59 | Door Type A | 1DC2, 1DC1 | M_Single-Flush:0915 x 2134mm:0915 x 2134mm:224873 | Autodesk Revit Architecture 2011 | IfcDoor | 1byTDaqS91rBnWJlv$nnC3 | n/a | n/a | n/a | n/a | n/a | n/a
Door 1DC4 | danielle.r.love@usace.army.mil | 2011-09-14T17:02:59 | Door Type A | 1DC4, 1DC1 | M_Single-Flush:0915 x 2134mm:0915 x 2134mm:225922 | Autodesk Revit Architecture 2011 | IfcDoor | 1byTDaqS91rBnWJlv$nm$e | n/a | n/a | n/a | n/a | n/a | n/a
Door 1DC5 | danielle.r.love@usace.army.mil | 2011-09-14T17:02:59 | Door Type A | 1DC6, 1DC5 | M_Single-Flush:0915 x 2134mm:0915 x 2134mm:403890 | Autodesk Revit Architecture 2011 | IfcDoor | 0ztdC3L1HAzhbhMHypqcDa | n/a | n/a | n/a | n/a | n/a | n/a
Door 1DC5A | danielle.r.love@usace.army.mil | 2011-09-14T17:02:59 | Door Type A | 1DC1, 1DC1 | M_Curtain Wall Sgl Glass:M_Curtain Wall Sgl Glass:M_Curtain Wall Sgl Glass:283068 | Autodesk Revit Architecture 2011 | IfcDoor | 1oCmeD_UH0NAQ13DTKAKXn | n/a | n/a | n/a | n/a | n/a | n/a
Door 1DC5B | danielle.r.love@usace.army.mil | 2011-09-14T17:02:59 | Door Type A | 1DC1, 1DC1 | M_Curtain Wall Sgl Glass:M_Curtain Wall Sgl Glass:M_Curtain Wall Sgl Glass:285186 | Autodesk Revit Architecture 2011 | IfcDoor | 3LjuaIy0TB9BYwqsSadrQS | n/a | n/a | n/a | n/a | n/a | n/a
Door 1DC8 | danielle.r.love@usace.army.mil | 2011-09-14T17:02:59 | Door Type A | 1DC8, 1DC1 | M_Single-Flush:0915 x 2134mm:0915 x 2134mm:234202 | Autodesk Revit Architecture 2011 | IfcDoor | 1byTDaqS91rBnWJlv$n__m | n/a | n/a | n/a | n/a | n/a | n/a
Door 1E01 | danielle.r.love@usace.army.mil | 2011-09-14T17:02:59 | Door Type A | 1E01, 1EC1 | M_Single-Flush:0915 x 2134mm:0915 x 2134mm:230949 | Autodesk Revit Architecture 2011 | IfcDoor | 1byTDaqS91rBnWJlv$n$jF | n/a | n/a | n/a | n/a | n/a | n/a
Door 1E02 | danielle.r.love@usace.army.mil | 2011-09-14T17:02:59 | Door Type A | 1E02, 1BC4 | M_Single-Flush:0915 x 2134mm:0915 x 2134mm:230814 | Autodesk Revit Architecture 2011 | IfcDoor | 1byTDaqS91rBnWJlv$n$Zq | n/a | n/a | n/a | n/a | n/a | n/a
Door 1E03 | danielle.r.love@usace.army.mil | 2011-09-14T17:02:59 | Door Type A | 1E03, 1BC4 | M_Single-Flush:0915 x 2134mm:0915 x 2134mm:350102 | Autodesk Revit Architecture 2011 | IfcDoor | 0tIhQ6hmz02e5gznEed7$9 | n/a | n/a | n/a | n/a | n/a | n/a
Door 1E04 | danielle.r.love@usace.army.mil | 2011-09-14T17:02:59 | Door Type B | 1E04, 1EC1 | M_Single-Flush:0915 x 2134mm:0915 x 2134mm:230994 | Autodesk Revit Architecture 2011 | IfcDoor | 1byTDaqS91rBnWJlv$n$iu | n/a | n/a | n/a | n/a | n/a | n/a
Door 1E05 | danielle.r.love@usace.army.mil | 2011-09-14T17:02:59 | Door Type A | 1E05, 1E06 | M_Single-Flush:0915 x 2134mm:0915 x 2134mm | Autodesk Revit Architecture 2011 | IfcDoor | n/a | n/a | n/a | n/a | n/a | n/a | n/a
Door 1E06 | danielle.r.love@usace.army.mil | 2011-09-14T17:02:59 | Door Type A | 1E06, 1EC1 | M_Single-Flush:0915 x 2134mm:0915 x 2134mm:232576 | Autodesk Revit Architecture 2011 | IfcDoor | 1byTDaqS91rBnWJlv$n$7g | n/a | n/a | n/a | n/a | n/a | n/a
Door 1E07 | danielle.r.love@usace.army.mil | 2011-09-14T17:02:59 | Door Type A | 1E07, 1EC1 | M_Single-Flush:0915 x 2134mm:0915 x 2134mm:232467 | Autodesk Revit Architecture 2011 | IfcDoor | 1byTDaqS91rBnWJlv$n$5v | n/a | n/a | n/a | n/a | n/a | n/a
Door 1E07A | danielle.r.love@usace.army.mil | 2011-09-14T17:02:59 | Door Type A | 1E06, 1E07 | M_Single-Flush:0915 x 2134mm:0915 x 2134mm:232388 | Autodesk Revit Architecture 2011 | IfcDoor | 1byTDaqS91rBnWJlv$n$Qk | n/a | n/a | n/a | n/a | n/a | n/a
Door 1E08 | danielle.r.love@usace.army.mil | 2011-09-14T17:02:59 | Door Type A | 1E08, 1E06 | M_Single-Flush:0915 x 2134mm:0915 x 2134mm:232339 | Autodesk Revit Architecture 2011 | IfcDoor | 1byTDaqS91rBnWJlv$n$Rv | n/a | n/a | n/a | n/a | n/a | n/a
Door 1E09 | danielle.r.love@usace.army.mil | 2011-09-14T17:02:59 | Door Type A | 1E09, 1EC1 | M_Single-Flush:0915 x 2134mm:0915 x 2134mm:232087 | Autodesk Revit Architecture 2011 | IfcDoor | 1byTDaqS91rBnWJlv$n$Vz | n/a | n/a | n/a | n/a | n/a | n/a
Door 1E10 | danielle.r.love@usace.army.mil | 2011-09-14T17:02:59 | Door Type A | 1E10, 1EC1 | M_Single-Flush:0915 x 2134mm:0915 x 2134mm:231990 | Autodesk Revit Architecture 2011 | IfcDoor | 1byTDaqS91rBnWJlv$n$TS | n/a | n/a | n/a | n/a | n/a | n/a
Door 1E11 | danielle.r.love@usace.army.mil | 2011-09-14T17:02:59 | Door Type B | 1EC3, 1E11 | M_Single-Flush:0915 x 2134mm:0915 x 2134mm:232239 | Autodesk Revit Architecture 2011 | IfcDoor | 1byTDaqS91rBnWJlv$n$P5 | n/a | n/a | n/a | n/a | n/a | n/a
Door 1E12 | danielle.r.love@usace.army.mil | 2011-09-14T17:02:59 | Door Type A | 1E12, 1E33 | M_Single-Flush:0915 x 2134mm:0915 x 2134mm:232154 | Autodesk Revit Architecture 2011 | IfcDoor | 1byTDaqS91rBnWJlv$n$Um | n/a | n/a | n/a | n/a | n/a | n/a
Door 1E14 | danielle.r.love@usace.army.mil | 2011-09-14T17:02:59 | Door Type A | 1E14, 1EC1 | M_Single-Flush:0915 x 2134mm:0915 x 2134mm:232828 | Autodesk Revit Architecture 2011 | IfcDoor | 1byTDaqS91rBnWJlv$n$0M | n/a | n/a | n/a | n/a | n/a | n/a
Door 1E15 | danielle.r.love@usace.army.mil | 2011-09-14T17:02:59 | Door Type G | 1E15 | M_Double-Flush:1830 x 2134mm Exterior:1830 x 2134mm Exterior:252224 | Autodesk Revit Architecture 2011 | IfcDoor | 0mxk1RW8H5mvX1dNnpRqwu | n/a | n/a | n/a | n/a | n/a | n/a
Door 1E15A | danielle.r.love@usace.army.mil | 2011-09-14T17:02:59 | Door Type G | 1E15A | M_Double-Flush:1830 x 2134mm Exterior:1830 x 2134mm Exterior:252102 | Autodesk Revit Architecture 2011 | IfcDoor | 0mxk1RW8H5mvX1dNnpRqy_ | n/a | n/a | n/a | n/a | n/a | n/a
Door 1E16 | danielle.r.love@usace.army.mil | 2011-09-14T17:02:59 | Door Type A | 1E16, 1EC1 | M_Single-Flush:0915 x 2134mm:0915 x 2134mm:233072 | Autodesk Revit Architecture 2011 | IfcDoor | 1byTDaqS91rBnWJlv$n$CQ | n/a | n/a | n/a | n/a | n/a | n/a
Door 1E17 | danielle.r.love@usace.army.mil | 2011-09-14T17:02:59 | Door Type E | 1E17 | M_Single-Flush:0915 x 2134mm Exterior:0915 x 2134mm Exterior:233711 | Autodesk Revit Architecture 2011 | IfcDoor | 1byTDaqS91rBnWJlv$n_s5 | n/a | n/a | n/a | n/a | n/a | n/a
Door 1E18 | danielle.r.love@usace.army.mil | 2011-09-14T17:02:59 | Door Type A | 1E16, 1E18 | M_Single-Flush:0915 x 2134mm:0915 x 2134mm:233264 | Autodesk Revit Architecture 2011 | IfcDoor | 1byTDaqS91rBnWJlv$n$9Q | n/a | n/a | n/a | n/a | n/a | n/a
Door 1E19 | danielle.r.love@usace.army.mil | 2011-09-14T17:02:59 | Door Type A | 1E19, 1EC1 | M_Single-Flush:0915 x 2134mm:0915 x 2134mm:233169 | Autodesk Revit Architecture 2011 | IfcDoor | 1byTDaqS91rBnWJlv$n$Ex | n/a | n/a | n/a | n/a | n/a | n/a
Door 1E20 | danielle.r.love@usace.army.mil | 2011-09-14T17:02:59 | Door Type E | 1E20 | M_Single-Flush:0915 x 2134mm Exterior:0915 x 2134mm Exterior:231495 | Autodesk Revit Architecture 2011 | IfcDoor | 1byTDaqS91rBnWJlv$n$Kj | n/a | n/a | n/a | n/a | n/a | n/a
Door 1E21 | danielle.r.love@usace.army.mil | 2011-09-14T17:02:59 | Door Type E | 1E21 | M_Single-Flush:0915 x 2134mm Exterior:0915 x 2134mm Exterior:231622 | Autodesk Revit Architecture 2011 | IfcDoor | 1byTDaqS91rBnWJlv$n$Mi | n/a | n/a | n/a | n/a | n/a | n/a
Door 1E22 | danielle.r.love@usace.army.mil | 2011-09-14T17:02:59 | Door Type A | 1E22, 1E24 | M_Single-Flush:0915 x 2134mm:0915 x 2134mm:231651 | Autodesk Revit Architecture 2011 | IfcDoor | 1byTDaqS91rBnWJlv$n$M9 | n/a | n/a | n/a | n/a | n/a | n/a
Door 1E23 | danielle.r.love@usace.army.mil | 2011-09-14T17:02:59 | Door Type A | 1E23, 1EC1 | M_Single-Flush:0915 x 2134mm:0915 x 2134mm:231755 | Autodesk Revit Architecture 2011 | IfcDoor | 1byTDaqS91rBnWJlv$n$GX | n/a | n/a | n/a | n/a | n/a | n/a
Door 1E24 | danielle.r.love@usace.army.mil | 2011-09-14T17:02:59 | Door Type E | 1E24 | M_Double-Flush:1830 x 2134mm Exterior:1830 x 2134mm Exterior:252860 | Autodesk Revit Architecture 2011 | IfcDoor | 0mxk1RW8H5mvX1dNnpRqn4 | n/a | n/a | n/a | n/a | n/a | n/a
Door 1E24A | danielle.r.love@usace.army.mil | 2011-09-14T17:02:59 | Door Type B | 1E24, 1EC1 | M_Double-Flush:0865 x 2134mm Exterior:0865 x 2134mm | Autodesk Revit Architecture 2011 | IfcDoor | n/a | n/a | n/a | n/a | n/a | n/a | n/a
Door 1E25 | danielle.r.love@usace.army.mil | 2011-09-14T17:02:59 | Door Type B | 1E25, 1E24 | M_Single-Flush:0915 x 2134mm:0915 x 2134mm:231274 | Autodesk Revit Architecture 2011 | IfcDoor | 1byTDaqS91rBnWJlv$n$e0 | n/a | n/a | n/a | n/a | n/a | n/a
Door 1E26 | danielle.r.love@usace.army.mil | 2011-09-14T17:02:59 | Door Type A | 1E26, 1EC2 | M_Single-Flush:0915 x 2134mm:0915 x 2134mm:231213 | Autodesk Revit Architecture 2011 | IfcDoor | 1byTDaqS91rBnWJlv$n$f7 | n/a | n/a | n/a | n/a | n/a | n/a
Door 1E27 | danielle.r.love@usace.army.mil | 2011-09-14T17:02:59 | Door Type A | 1E27, 1E26 | M_Single-Flush:0915 x 2134mm:0915 x 2134mm:231377 | Autodesk Revit Architecture 2011 | IfcDoor | 1byTDaqS91rBnWJlv$n$gx | n/a | n/a | n/a | n/a | n/a | n/a
Door 1E28 | danielle.r.love@usace.army.mil | 2011-09-14T17:02:59 | Door Type A | 1E28, 1E26 | M_Single-Flush:0915 x 2134mm:0915 x 2134mm:231452 | Autodesk Revit Architecture 2011 | IfcDoor | 1byTDaqS91rBnWJlv$n$Ls | n/a | n/a | n/a | n/a | n/a | n/a
Door 1E29 | danielle.r.love@usace.army.mil | 2011-09-14T17:02:59 | Door Type A | 1E29, 1EC2 | M_Single-Flush:0915 x 2134mm:0915 x 2134mm:231041 | Autodesk Revit Architecture 2011 | IfcDoor | 1byTDaqS91rBnWJlv$n$lh | n/a | n/a | n/a | n/a | n/a | n/a
Door 1E30 | danielle.r.love@usace.army.mil | 2011-09-14T17:02:59 | Door Type A | 1E30, 1EC4 | M_Single-Flush:0915 x 2134mm:0915 x 2134mm:231726 | Autodesk Revit Architecture 2011 | IfcDoor | 1byTDaqS91rBnWJlv$n$H4 | n/a | n/a | n/a | n/a | n/a | n/a
Door 1E33 | danielle.r.love@usace.army.mil | 2011-09-14T17:02:59 | Door Type A | 1E33, 1DC6 | M_Single-Flush:0915 x 2134mm:0915 x 2134mm:232292 | Autodesk Revit Architecture 2011 | IfcDoor | 1byTDaqS91rBnWJlv$n$OE | n/a | n/a | n/a | n/a | n/a | n/a
Door 1EC1 | danielle.r.love@usace.army.mil | 2011-09-14T17:02:59 | Door Type B | 1BC4, 1EC1 | M_Single-Flush:0915 x 2134mm:0915 x 2134mm:231180 | Autodesk Revit Architecture 2011 | IfcDoor | 1byTDaqS91rBnWJlv$n$fc | n/a | n/a | n/a | n/a | n/a | n/a
Door 1EC1A | danielle.r.love@usace.army.mil | 2011-09-14T17:02:59 | Door Type F | 1EC1 | M_Single-Flush:0915 x 2134mm Exterior:0915 x 2134mm Exterior:232975 | Autodesk Revit Architecture 2011 | IfcDoor | 1byTDaqS91rBnWJlv$n$Db | n/a | n/a | n/a | n/a | n/a | n/a
Door 1EC3 | danielle.r.love@usace.army.mil | 2011-09-14T17:02:59 | Door Type B | 1EC3, 1DC6 | M_Single-Flush:0915 x 2134mm:0915 x 2134mm:232789 | Autodesk Revit Architecture 2011 | IfcDoor | 1byTDaqS91rBnWJlv$n$0$ | n/a | n/a | n/a | n/a | n/a | n/a
Door 1EC4 | danielle.r.love@usace.army.mil | 2011-09-14T17:02:59 | Door Type E | 1EC4 | M_Single-Flush:1.220 x 2134mm Exterior:1.220 x 2134mm Exterior:233580 | Autodesk Revit Architecture 2011 | IfcDoor | 1byTDaqS91rBnWJlv$n_q6 | n/a | n/a | n/a | n/a | n/a | n/a
Door 2A01 | danielle.r.love@usace.army.mil | 2011-09-14T17:02:59 | Door Type B | 2AC4, 2A01 | M_Single-Flush:0915 x 2134mm:0915 x 2134mm:237063 | Autodesk Revit Architecture 2011 | IfcDoor | 35QeWibpT4DfyH3NIf2oXS | n/a | n/a | n/a | n/a | n/a | n/a
Door 2A02 | danielle.r.love@usace.army.mil | 2011-09-14T17:02:59 | Door Type A | 2A02, 2A03 | M_Single-Flush:0915 x 2134mm:0915 x 2134mm:236819 | Autodesk Revit Architecture 2011 | IfcDoor | 35QeWibpT4DfyH3NIf2oj8 | n/a | n/a | n/a | n/a | n/a | n/a
Door 2A03 | danielle.r.love@usace.army.mil | 2011-09-14T17:02:59 | Door Type A | 2AC4, 2A03 | M_Single-Flush:0915 x 2134mm:0915 x 2134mm:236780 | Autodesk Revit Architecture 2011 | IfcDoor | 35QeWibpT4DfyH3NIf2ogt | n/a | n/a | n/a | n/a | n/a | n/a
Door 2A04 | danielle.r.love@usace.army.mil | 2011-09-14T17:02:59 | Door Type A | 2A03, 2A04 | M_Single-Flush:0915 x 2134mm:0915 x 2134mm:236673 | Autodesk Revit Architecture 2011 | IfcDoor | 35QeWibpT4DfyH3NIf2ohQ | n/a | n/a | n/a | n/a | n/a | n/a
Door 2A11 | danielle.r.love@usace.army.mil | 2011-09-14T17:02:59 | Door Type A | 2AC1, 2A11 | M_Single-Flush:0915 x 2134mm:0915 x 2134mm:250444 | Autodesk Revit Architecture 2011 | IfcDoor | 35QeWibpT4DfyH3NIf2sGN | n/a | n/a | n/a | n/a | n/a | n/a
Door 2A11A | danielle.r.love@usace.army.mil | 2011-09-14T17:02:59 | Door Type B | 2AC3, 2A11 | M_Single-Flush:0915 x 2134mm:0915 x 2134mm:236942 | Autodesk Revit Architecture 2011 | IfcDoor | 35QeWibpT4DfyH3NIf2olL | n/a | n/a | n/a | n/a | n/a | n/a
Door 2A12 | danielle.r.love@usace.army.mil | 2011-09-14T17:02:59 | Door Type C | 2A12A, 2A12 | M_Single-Flush:0915 x 2134mm:0915 x 2134mm:236916 | Autodesk Revit Architecture 2011 | IfcDoor | 35QeWibpT4DfyH3NIf2oil | n/a | n/a | n/a | n/a | n/a | n/a
Door 2A13 | danielle.r.love@usace.army.mil | 2011-09-14T17:02:59 | Door Type C | 2A12, 2A13 | M_Single-Flush:0915 x 2134mm:0915 x 2134mm:236858 | Autodesk Revit Architecture 2011 | IfcDoor | 35QeWibpT4DfyH3NIf2ojX | n/a | n/a | n/a | n/a | n/a | n/a
Door 2A14 | danielle.r.love@usace.army.mil | 2011-09-14T17:02:59 | Door Type B | 2AC4, 2A14 | M_Single-Flush:0915 x 2134mm:0915 x 2134mm:237102 | Autodesk Revit Architecture 2011 | IfcDoor | 35QeWibpT4DfyH3NIf2oXr | n/a | n/a | n/a | n/a | n/a | n/a
Door 2AC2 | danielle.r.love@usace.army.mil | 2011-09-14T17:02:59 | Door Type B | 2AC2, 2AC3 | M_Single-Flush:0915 x 2134mm:0915 x 2134mm:235604 | Autodesk Revit Architecture 2011 | IfcDoor | 35QeWibpT4DfyH3NIf2ouF | n/a | n/a | n/a | n/a | n/a | n/a
Door 2AC2A | danielle.r.love@usace.army.mil | 2011-09-14T17:02:59 | Door Type B | 2AC1, 2AC2 | M_Single-Flush:0915 x 2134mm:0915 x 2134mm:250515 | Autodesk Revit Architecture 2011 | IfcDoor | 35QeWibpT4DfyH3NIf2sJ8 | n/a | n/a | n/a | n/a | n/a | n/a
Door 2AC5 | danielle.r.love@usace.army.mil | 2011-09-14T17:02:59 | Door Type B | 2AC5, 2A11 | M_Single-Flush:0915 x 2134mm:0915 x 2134mm:236966 | Autodesk Revit Architecture 2011 | IfcDoor | 35QeWibpT4DfyH3NIf2olz | n/a | n/a | n/a | n/a | n/a | n/a
Door 2B01 | danielle.r.love@usace.army.mil | 2011-09-14T17:02:59 | Door Type A | 2BC5, 2B01 | M_Single-Flush:0915 x 2134mm:0915 x 2134mm:239888 | Autodesk Revit Architecture 2011 | IfcDoor | 35QeWibpT4DfyH3NIf2nzB | n/a | n/a | n/a | n/a | n/a | n/a
Door 2B02 | danielle.r.love@usace.army.mil | 2011-09-14T17:02:59 | Door Type A | 2BC5, 2B02 | M_Single-Flush:0915 x 2134mm:0915 x 2134mm:240310 | Autodesk Revit Architecture 2011 | IfcDoor | 35QeWibpT4DfyH3NIf2npj | n/a | n/a | n/a | n/a | n/a | n/a
Door 2B03 | danielle.r.love@usace.army.mil | 2011-09-14T17:02:59 | Door Type A | 2BC5, 2B03 | M_Single-Flush:0915 x 2134mm:0915 x 2134mm:240003 | Autodesk Revit Architecture 2011 | IfcDoor | 35QeWibpT4DfyH3NIf2n$O | n/a | n/a | n/a | n/a | n/a | n/a
Door 2B04 | danielle.r.love@usace.army.mil | 2011-09-14T17:02:59 | Door Type A | 2BC5, 2B04 | M_Single-Flush:0915 x 2134mm:0915 x 2134mm:239639 | Autodesk Revit Architecture 2011 | IfcDoor | 35QeWibpT4DfyH3NIf2nvC | n/a | n/a | n/a | n/a | n/a | n/a
Door 2B05 | danielle.r.love@usace.army.mil | 2011-09-14T17:02:59 | Door Type A | 2BC4, 2B05 | M_Single-Flush:0915 x 2134mm:0915 x 2134mm:239694 | Autodesk Revit Architecture 2011 | IfcDoor | 35QeWibpT4DfyH3NIf2nuL | n/a | n/a | n/a | n/a | n/a | n/a
Door 2B06 | danielle.r.love@usace.army.mil | 2011-09-14T17:02:59 | Door Type A | 2BC5, 2B06 | M_Single-Flush:0915 x 2134mm:0915 x 2134mm:239511 | Autodesk Revit Architecture 2011 | IfcDoor | 35QeWibpT4DfyH3NIf2n7C | n/a | n/a | n/a | n/a | n/a | n/a
Door 2B07 | danielle.r.love@usace.army.mil | 2011-09-14T17:02:59 | Door Type A | 2BC5, 2B07 | M_Single-Flush:0915 x 2134mm:0915 x 2134mm:239590 | Autodesk Revit Architecture 2011 | IfcDoor | 35QeWibpT4DfyH3NIf2n6z | n/a | n/a | n/a | n/a | n/a | n/a
Door 2B08 | danielle.r.love@usace.army.mil | 2011-09-14T17:02:59 | Door Type A | 2BC5, 2B08 | M_Single-Flush:0915 x 2134mm:0915 x 2134mm:239432 | Autodesk Revit Architecture 2011 | IfcDoor | 35QeWibpT4DfyH3NIf2n4J | n/a | n/a | n/a | n/a | n/a | n/a
Door 2B09 | danielle.r.love@usace.army.mil | 2011-09-14T17:02:59 | Door Type A | 2BC5, 2B09 | M_Single-Flush:0915 x 2134mm:0915 x 2134mm:239383 | Autodesk Revit Architecture 2011 | IfcDoor | 35QeWibpT4DfyH3NIf2n5C | n/a | n/a | n/a | n/a | n/a | n/a
Door 2B10 | danielle.r.love@usace.army.mil | 2011-09-14T17:02:59 | Door Type A | 2BC5, 2B10 | M_Single-Flush:0915 x 2134mm:0915 x 2134mm:239326 | Autodesk Revit Architecture 2011 | IfcDoor | 35QeWibpT4DfyH3NIf2n25 | n/a | n/a | n/a | n/a | n/a | n/a
Door 2B12 | danielle.r.love@usace.army.mil | 2011-09-14T17:02:59 | Door Type A | 2BC2, 2B12 | M_Single-Flush:0915 x 2134mm:0915 x 2134mm:241266 | Autodesk Revit Architecture 2011 | IfcDoor | 35QeWibpT4DfyH3NIf2nWf | n/a | n/a | n/a | n/a | n/a | n/a
Door 2B13 | danielle.r.love@usace.army.mil | 2011-09-14T17:02:59 | Door Type A | 2BC2, 2B13 | M_Single-Flush:0915 x 2134mm:0915 x 2134mm:241191 | Autodesk Revit Architecture 2011 | IfcDoor | 35QeWibpT4DfyH3NIf2nXy | n/a | n/a | n/a | n/a | n/a | n/a
Door 2B14 | danielle.r.love@usace.army.mil | 2011-09-14T17:02:59 | Door Type A | 2BC3, 2B14 | M_Single-Flush:0915 x 2134mm:0915 x 2134mm:241124 | Autodesk Revit Architecture 2011 | IfcDoor | 35QeWibpT4DfyH3NIf2nk$ | n/a | n/a | n/a | n/a | n/a | n/a
Door 2B15 | danielle.r.love@usace.army.mil | 2011-09-14T17:02:59 | Door Type B | 2BC3, 2B15 | M_Single-Flush:0915 x 2134mm:0915 x 2134mm:241049 | Autodesk Revit Architecture 2011 | IfcDoor | 35QeWibpT4DfyH3NIf2nl2 | n/a | n/a | n/a | n/a | n/a | n/a
Door 2B16 | danielle.r.love@usace.army.mil | 2011-09-14T17:02:59 | Door Type A | 2BC3, 2B16 | M_Single-Flush:0915 x 2134mm:0915 x 2134mm:242262 | Autodesk Revit Architecture 2011 | IfcDoor | 35QeWibpT4DfyH3NIf2mGD | n/a | n/a | n/a | n/a | n/a | n/a
Door 2B17 | danielle.r.love@usace.army.mil | 2011-09-14T17:02:59 | Door Type A | 2BC3, 2B17 | M_Single-Flush:0915 x 2134mm:0915 x 2134mm:240928 | Autodesk Revit Architecture 2011 | IfcDoor | 35QeWibpT4DfyH3NIf2njx | n/a | n/a | n/a | n/a | n/a | n/a
Door 2B19 | danielle.r.love@usace.army.mil | 2011-09-14T17:02:59 | Door Type A | 2BC4, 2B19 | M_Single-Flush:0915 x 2134mm:0915 x 2134mm:240588 | Autodesk Revit Architecture 2011 | IfcDoor | 35QeWibpT4DfyH3NIf2nsN | n/a | n/a | n/a | n/a | n/a | n/a
Door 2B20 | danielle.r.love@usace.army.mil | 2011-09-14T17:02:59 | Door Type A | 2BC3, 2B20 | M_Single-Flush:0915 x 2134mm:0915 x 2134mm:240845 | Autodesk Revit Architecture 2011 | IfcDoor | 35QeWibpT4DfyH3NIf2ngM | n/a | n/a | n/a | n/a | n/a | n/a
Door 2B21 | danielle.r.love@usace.army.mil | 2011-09-14T17:02:59 | Door Type A | 2BC3, 2B21 | M_Single-Flush:0915 x 2134mm:0915 x 2134mm:240742 | Autodesk Revit Architecture 2011 | IfcDoor | 35QeWibpT4DfyH3NIf2nez | n/a | n/a | n/a | n/a | n/a | n/a
Door 2B22 | danielle.r.love@usace.army.mil | 2011-09-14T17:02:59 | Door Type A | 2BC3, 2B22 | M_Single-Flush:0915 x 2134mm:0915 x 2134mm:240676 | Autodesk Revit Architecture 2011 | IfcDoor | 35QeWibpT4DfyH3NIf2nf$ | n/a | n/a | n/a | n/a | n/a | n/a
Door 2B23 | danielle.r.love@usace.army.mil | 2011-09-14T17:02:59 | Door Type A | 2BC4, 2B23 | M_Single-Flush:0915 x 2134mm:0915 x 2134mm:240501 | Autodesk Revit Architecture 2011 | IfcDoor | 35QeWibpT4DfyH3NIf2nqk | n/a | n/a | n/a | n/a | n/a | n/a
Door 2B24 | danielle.r.love@usace.army.mil | 2011-09-14T17:02:59 | Door Type A | 2BC4, 2B24 | M_Single-Flush:0915 x 2134mm:0915 x 2134mm:240347 | Autodesk Revit Architecture 2011 | IfcDoor | 35QeWibpT4DfyH3NIf2no0 | n/a | n/a | n/a | n/a | n/a | n/a
Door 2B25 | danielle.r.love@usace.army.mil | 2011-09-14T17:02:59 | Door Type A | 2BC4, 2B25 | M_Single-Flush:0915 x 2134mm:0915 x 2134mm:240436 | Autodesk Revit Architecture 2011 | IfcDoor | 35QeWibpT4DfyH3NIf2nrl | n/a | n/a | n/a | n/a | n/a | n/a
Door 2BC1 | danielle.r.love@usace.army.mil | 2011-09-14T17:02:59 | Door Type B | 2BC1, 2BC6 | M_Single-Flush:0915 x 2134mm:0915 x 2134mm:239186 | Autodesk Revit Architecture 2011 | IfcDoor | 35QeWibpT4DfyH3NIf2n09 | n/a | n/a | n/a | n/a | n/a | n/a
Door 2BC2 | danielle.r.love@usace.army.mil | 2011-09-14T17:02:59 | Door Type B | 2BC2, 2BC1 | M_Single-Flush:0915 x 2134mm:0915 x 2134mm:239113 | Autodesk Revit Architecture 2011 | IfcDoor | 35QeWibpT4DfyH3NIf2n1I | n/a | n/a | n/a | n/a | n/a | n/a
Door 2BC3 | danielle.r.love@usace.army.mil | 2011-09-14T17:02:59 | Door Type B | 2BC3, 2BC2 | M_Single-Flush:0915 x 2134mm:0915 x 2134mm:242080 | Autodesk Revit Architecture 2011 | IfcDoor | 35QeWibpT4DfyH3NIf2mVx | n/a | n/a | n/a | n/a | n/a | n/a
Door 2BC4 | danielle.r.love@usace.army.mil | 2011-09-14T17:02:59 | Door Type B | 2BC5, 2BC4 | M_Single-Flush:0915 x 2134mm:0915 x 2134mm:239799 | Autodesk Revit Architecture 2011 | IfcDoor | 35QeWibpT4DfyH3NIf2nxi | n/a | n/a | n/a | n/a | n/a | n/a
Door 2BC6 | danielle.r.love@usace.army.mil | 2011-09-14T17:02:59 | Door Type B | 2BC6, 2BC5 | M_Single-Flush:0915 x 2134mm:0915 x 2134mm:239241 | Autodesk Revit Architecture 2011 | IfcDoor | 35QeWibpT4DfyH3NIf2n3I | n/a | n/a | n/a | n/a | n/a | n/a
Door 2BS2 | danielle.r.love@usace.army.mil | 2011-09-14T17:02:59 | Door Type B | 2BC2, 2BS2 | M_Single-Flush:0915 x 2134mm Rated:0915 x 2134mm Rated:242185 | Autodesk Revit Architecture 2011 | IfcDoor | 35QeWibpT4DfyH3NIf2mHI | n/a | n/a | n/a | n/a | n/a | n/a
Door 2C01 | danielle.r.love@usace.army.mil | 2011-09-14T17:02:59 | Door Type A | 2CC2, 2C01 | M_Single-Flush:0915 x 2134mm:0915 x 2134mm:235529 | Autodesk Revit Architecture 2011 | IfcDoor | 35QeWibpT4DfyH3NIf2ovI | n/a | n/a | n/a | n/a | n/a | n/a
Door 2C03 | danielle.r.love@usace.army.mil | 2011-09-14T17:02:59 | Door Type B | 2CC2, 2C03 | M_Single-Flush:0915 x 2134mm:0915 x 2134mm:235450 | Autodesk Revit Architecture 2011 | IfcDoor | 35QeWibpT4DfyH3NIf2o7X | n/a | n/a | n/a | n/a | n/a | n/a
Door 2C04 | danielle.r.love@usace.army.mil | 2011-09-14T17:02:59 | Door Type C | 2CC2, 2C04 | M_Single-Flush:0915 x 2134mm:0915 x 2134mm:235096 | Autodesk Revit Architecture 2011 | IfcDoor | 35QeWibpT4DfyH3NIf2o03 | n/a | n/a | n/a | n/a | n/a | n/a
Door 2C05 | danielle.r.love@usace.army.mil | 2011-09-14T17:02:59 | Door Type A | 2CC2, 2C05 | M_Single-Flush:0915 x 2134mm:0915 x 2134mm:235137 | Autodesk Revit Architecture 2011 | IfcDoor | 35QeWibpT4DfyH3NIf2o3Q | n/a | n/a | n/a | n/a | n/a | n/a
Door 2C06 | danielle.r.love@usace.army.mil | 2011-09-14T17:02:59 | Door Type A | 2CC3, 2C06 | M_Single-Flush:0915 x 2134mm:0915 x 2134mm:235051 | Autodesk Revit Architecture 2011 | IfcDoor | 35QeWibpT4DfyH3NIf2o1m | n/a | n/a | n/a | n/a | n/a | n/a
Door 2C07 | danielle.r.love@usace.army.mil | 2011-09-14T17:02:59 | Door Type A | 2CC3, 2C07 | M_Single-Flush:0915 x 2134mm:0915 x 2134mm:235194 | Autodesk Revit Architecture 2011 | IfcDoor | 35QeWibpT4DfyH3NIf2o3X | n/a | n/a | n/a | n/a | n/a | n/a
Door 2C08 | danielle.r.love@usace.army.mil | 2011-09-14T17:02:59 | Door Type A | 2CC1, 2C08 | M_Single-Flush:0915 x 2134mm:0915 x 2134mm:235395 | Autodesk Revit Architecture 2011 | IfcDoor | 35QeWibpT4DfyH3NIf2o7O | n/a | n/a | n/a | n/a | n/a | n/a
Door 2C09 | danielle.r.love@usace.army.mil | 2011-09-14T17:02:59 | Door Type A | 2CC3, 2C09 | M_Single-Flush:0915 x 2134mm:0915 x 2134mm:234995 | Autodesk Revit Architecture 2011 | IfcDoor | 35QeWibpT4DfyH3NIf2oEe | n/a | n/a | n/a | n/a | n/a | n/a
Door 2C10 | danielle.r.love@usace.army.mil | 2011-09-14T17:02:59 | Door Type A | 2CC3, 2C10 | M_Single-Flush:0915 x 2134mm:0915 x 2134mm:237743 | Autodesk Revit Architecture 2011 | IfcDoor | 35QeWibpT4DfyH3NIf2nRq | n/a | n/a | n/a | n/a | n/a | n/a
Door 2C11 | danielle.r.love@usace.army.mil | 2011-09-14T17:02:59 | Door Type A | 2CC3, 2C11 | M_Single-Flush:0915 x 2134mm:0915 x 2134mm:234745 | Autodesk Revit Architecture 2011 | IfcDoor | 35QeWibpT4DfyH3NIf2oAY | n/a | n/a | n/a | n/a | n/a | n/a
Door 2C12 | danielle.r.love@usace.army.mil | 2011-09-14T17:02:59 | Door Type A | 2CC4, 2C12 | M_Single-Flush:0915 x 2134mm:0915 x 2134mm:237881 | Autodesk Revit Architecture 2011 | IfcDoor | 35QeWibpT4DfyH3NIf2nTY | n/a | n/a | n/a | n/a | n/a | n/a
Door 2C12A | danielle.r.love@usace.army.mil | 2011-09-14T17:02:59 | Door Type A | 2CC5, 2C12 | M_Single-Flush:0915 x 2134mm:0915 x 2134mm | Autodesk Revit Architecture 2011 | IfcDoor | n/a | n/a | n/a | n/a | n/a | n/a | n/a
Door 2C13 | danielle.r.love@usace.army.mil | 2011-09-14T17:02:59 | Door Type A | 2CC5, 2C13 | M_Single-Flush:0915 x 2134mm:0915 x 2134mm:234428 | Autodesk Revit Architecture 2011 | IfcDoor | 35QeWibpT4DfyH3NIf2oNd | n/a | n/a | n/a | n/a | n/a | n/a
Door 2C15 | danielle.r.love@usace.army.mil | 2011-09-14T17:02:59 | Door Type A | 2CC5, 2C15 | M_Single-Flush:0915 x 2134mm:0915 x 2134mm:234926 | Autodesk Revit Architecture 2011 | IfcDoor | 35QeWibpT4DfyH3NIf2oFr | n/a | n/a | n/a | n/a | n/a | n/a
Door 2C16 | danielle.r.love@usace.army.mil | 2011-09-14T17:02:59 | Door Type A | 2C17, 1C16 | M_Single-Flush:0915 x 2134mm:0915 x 2134mm:234389 | Autodesk Revit Architecture 2011 | IfcDoor | 35QeWibpT4DfyH3NIf2oNE | n/a | n/a | n/a | n/a | n/a | n/a
Door 2C17 | danielle.r.love@usace.army.mil | 2011-09-14T17:02:59 | Door Type A | 2CC5, 2C17 | M_Single-Flush:0915 x 2134mm:0915 x 2134mm:234843 | Autodesk Revit Architecture 2011 | IfcDoor | 35QeWibpT4DfyH3NIf2oC0 | n/a | n/a | n/a | n/a | n/a | n/a
Door 2C18 | danielle.r.love@usace.army.mil | 2011-09-14T17:02:59 | Door Type A | 2D05, 2C18 | M_Single-Flush:0915 x 2134mm:0915 x 2134mm:238011 | Autodesk Revit Architecture 2011 | IfcDoor | 35QeWibpT4DfyH3NIf2nVW | n/a | n/a | n/a | n/a | n/a | n/a
Door 2C19 | danielle.r.love@usace.army.mil | 2011-09-14T17:02:59 | Door Type A | 2CC1, 2C19 | M_Single-Flush:0915 x 2134mm:0915 x 2134mm:237928 | Autodesk Revit Architecture 2011 | IfcDoor | 35QeWibpT4DfyH3NIf2nSp | n/a | n/a | n/a | n/a | n/a | n/a
Door 2C22 | danielle.r.love@usace.army.mil | 2011-09-14T17:02:59 | Door Type B | 2CC1, 2C22 | M_Single-Flush:0915 x 2134mm:0915 x 2134mm:237452 | Autodesk Revit Architecture 2011 | IfcDoor | 35QeWibpT4DfyH3NIf2odN | n/a | n/a | n/a | n/a | n/a | n/a
Door 2C23 | danielle.r.love@usace.army.mil | 2011-09-14T17:02:59 | Door Type A | 2AC2, 2C23 | M_Single-Flush:0915 x 2134mm:0915 x 2134mm:237365 | Autodesk Revit Architecture 2011 | IfcDoor | 35QeWibpT4DfyH3NIf2obk | n/a | n/a | n/a | n/a | n/a | n/a
Door 2C24 | danielle.r.love@usace.army.mil | 2011-09-14T17:02:59 | Door Type A | 2AC2, 2C24 | M_Single-Flush:0915 x 2134mm:0915 x 2134mm:237121 | Autodesk Revit Architecture 2011 | IfcDoor | 35QeWibpT4DfyH3NIf2oWQ | n/a | n/a | n/a | n/a | n/a | n/a
Door 2CC1 | danielle.r.love@usace.army.mil | 2011-09-14T17:02:59 | Door Type B | 2CC1, 2DC2 | M_Single-Flush:0915 x 2134mm:0915 x 2134mm:238096 | Autodesk Revit Architecture 2011 | IfcDoor | 35QeWibpT4DfyH3NIf2nHB | n/a | n/a | n/a | n/a | n/a | n/a
Door 2CC3 | danielle.r.love@usace.army.mil | 2011-09-14T17:02:59 | Door Type B | 2CC3, 2CC2 | M_Single-Flush:0915 x 2134mm:0915 x 2134mm:235326 | Autodesk Revit Architecture 2011 | IfcDoor | 35QeWibpT4DfyH3NIf2o5b | n/a | n/a | n/a | n/a | n/a | n/a
Door 2CC3A | danielle.r.love@usace.army.mil | 2011-09-14T17:02:59 | Door Type B | 2CC4, 2CC5 | M_Single-Flush:0915 x 2134mm:0915 x 2134mm:234796 | Autodesk Revit Architecture 2011 | IfcDoor | 35QeWibpT4DfyH3NIf2oDt | n/a | n/a | n/a | n/a | n/a | n/a
Door 2CS3 | danielle.r.love@usace.army.mil | 2011-09-14T17:02:59 | Door Type B | 2CC4, 2CS3 | M_Single-Flush:0915 x 2134mm Rated:0915 x 2134mm Rated:234664 | Autodesk Revit Architecture 2011 | IfcDoor | 35QeWibpT4DfyH3NIf2oBp | n/a | n/a | n/a | n/a | n/a | n/a
Door 2D01 | danielle.r.love@usace.army.mil | 2011-09-14T17:02:59 | Door Type A | 2D04, 2D01 | M_Single-Flush:0915 x 2134mm:0915 x 2134mm:238815 | Autodesk Revit Architecture 2011 | IfcDoor | 35QeWibpT4DfyH3NIf2nA4 | n/a | n/a | n/a | n/a | n/a | n/a
Door 2D02 | danielle.r.love@usace.army.mil | 2011-09-14T17:02:59 | Door Type A | 2D04, 2D02 | M_Single-Flush:0915 x 2134mm:0915 x 2134mm:238886 | Autodesk Revit Architecture 2011 | IfcDoor | 35QeWibpT4DfyH3NIf2nDz | n/a | n/a | n/a | n/a | n/a | n/a
Door 2D03 | danielle.r.love@usace.army.mil | 2011-09-14T17:02:59 | Door Type A | 2D04, 2D03 | M_Single-Flush:0915 x 2134mm:0915 x 2134mm:238921 | Autodesk Revit Architecture 2011 | IfcDoor | 35QeWibpT4DfyH3NIf2nCI | n/a | n/a | n/a | n/a | n/a | n/a
Door 2D04 | danielle.r.love@usace.army.mil | 2011-09-14T17:02:59 | Door Type A | 2DC1, 2D04 | M_Single-Flush:0915 x 2134mm:0915 x 2134mm:238748 | Autodesk Revit Architecture 2011 | IfcDoor | 35QeWibpT4DfyH3NIf2nB7 | n/a | n/a | n/a | n/a | n/a | n/a
Door 2D04A | danielle.r.love@usace.army.mil | 2011-09-14T17:02:59 | Door Type B | 2D04, 2D04A | M_Single-Flush:0915 x 2134mm:0915 x 2134mm:238617 | Autodesk Revit Architecture 2011 | IfcDoor | 35QeWibpT4DfyH3NIf2n92 | n/a | n/a | n/a | n/a | n/a | n/a
Door 2D05 | danielle.r.love@usace.army.mil | 2011-09-14T17:02:59 | Door Type A | 2D05, 2DC2 | M_Double-Flush:1830 x 2134mm:1830 x 2134mm:250360 | Autodesk Revit Architecture 2011 | IfcDoor | 35QeWibpT4DfyH3NIf2sUZ | n/a | n/a | n/a | n/a | n/a | n/a
Door 2D05A | danielle.r.love@usace.army.mil | 2011-09-14T17:02:59 | Door Type E | 2D05 | M_Double-Flush:1830 x 2134mm Exterior:1830 x 2134mm Exterior:411107 | Autodesk Revit Architecture 2011 | IfcDoor | 2H9Xpd9Nf1Uu7_jFnBZWSx | n/a | n/a | n/a | n/a | n/a | n/a
Door 2D06 | danielle.r.love@usace.army.mil | 2011-09-14T17:02:59 | Door Type A | 2D18, 2D06 | M_Single-Flush:0915 x 2134mm:0915 x 2134mm:238438 | Autodesk Revit Architecture 2011 | IfcDoor | 35QeWibpT4DfyH3NIf2nKz | n/a | n/a | n/a | n/a | n/a | n/a
Door 2D06A | danielle.r.love@usace.army.mil | 2011-09-14T17:02:59 | Door Type A | 2DC2, 2D06 | M_Single-Flush:0915 x 2134mm:0915 x 2134mm:238538 | Autodesk Revit Architecture 2011 | IfcDoor | 35QeWibpT4DfyH3NIf2nMH | n/a | n/a | n/a | n/a | n/a | n/a
Door 2D07 | danielle.r.love@usace.army.mil | 2011-09-14T17:02:59 | Door Type A | 2D18, 2D08 | M_Single-Flush:0915 x 2134mm:0915 x 2134mm:238379 | Autodesk Revit Architecture 2011 | IfcDoor | 35QeWibpT4DfyH3NIf2nLm | n/a | n/a | n/a | n/a | n/a | n/a
Door 2D08 | danielle.r.love@usace.army.mil | 2011-09-14T17:02:59 | Door Type A | 2D18, 2D08 | M_Single-Flush:0915 x 2134mm:0915 x 2134mm:238316 | Autodesk Revit Architecture 2011 | IfcDoor | 35QeWibpT4DfyH3NIf2nIt | n/a | n/a | n/a | n/a | n/a | n/a
Door 2D09 | danielle.r.love@usace.army.mil | 2011-09-14T17:02:59 | Door Type A | 2D10, 2D09 | M_Single-Flush:0915 x 2134mm:0915 x 2134mm:238171 | Autodesk Revit Architecture 2011 | IfcDoor | 35QeWibpT4DfyH3NIf2nG0 | n/a | n/a | n/a | n/a | n/a | n/a
Door 2D10 | danielle.r.love@usace.army.mil | 2011-09-14T17:02:59 | Door Type A | 2D18, 2D10 | M_Single-Flush:0915 x 2134mm:0915 x 2134mm:241581 | Autodesk Revit Architecture 2011 | IfcDoor | 35QeWibpT4DfyH3NIf2nds | n/a | n/a | n/a | n/a | n/a | n/a
Door 2D11 | danielle.r.love@usace.army.mil | 2011-09-14T17:02:59 | Door Type A | 2D10, 2D11 | M_Single-Flush:0915 x 2134mm:0915 x 2134mm:241616 | Autodesk Revit Architecture 2011 | IfcDoor | 35QeWibpT4DfyH3NIf2ncB | n/a | n/a | n/a | n/a | n/a | n/a
Door 2D13 | danielle.r.love@usace.army.mil | 2011-09-14T17:02:59 | Door Type A | 2D13, 2D12 | M_Single-Flush:0915 x 2134mm:0915 x 2134mm:241681 | Autodesk Revit Architecture 2011 | IfcDoor | 35QeWibpT4DfyH3NIf2mPA | n/a | n/a | n/a | n/a | n/a | n/a
Door 2D14 | danielle.r.love@usace.army.mil | 2011-09-14T17:02:59 | Door Type A | 2D18, 2D14 | M_Single-Flush:0915 x 2134mm:0915 x 2134mm:241789 | Autodesk Revit Architecture 2011 | IfcDoor | 35QeWibpT4DfyH3NIf2mOc | n/a | n/a | n/a | n/a | n/a | n/a
Door 2D15 | danielle.r.love@usace.army.mil | 2011-09-14T17:02:59 | Door Type A | 2D18, 2D15 | M_Single-Flush:0915 x 2134mm:0915 x 2134mm:241822 | Autodesk Revit Architecture 2011 | IfcDoor | 35QeWibpT4DfyH3NIf2mR5 | n/a | n/a | n/a | n/a | n/a | n/a
Door 2D16 | danielle.r.love@usace.army.mil | 2011-09-14T17:02:59 | Door Type A | 2D18, 2D16 | M_Single-Flush:0915 x 2134mm:0915 x 2134mm:241748 | Autodesk Revit Architecture 2011 | IfcDoor | 35QeWibpT4DfyH3NIf2mOF | n/a | n/a | n/a | n/a | n/a | n/a
Door 2D17 | danielle.r.love@usace.army.mil | 2011-09-14T17:02:59 | Door Type A | 2D18, 2D17 | M_Single-Flush:0915 x 2134mm:0915 x 2134mm:241869 | Autodesk Revit Architecture 2011 | IfcDoor | 35QeWibpT4DfyH3NIf2mQM | n/a | n/a | n/a | n/a | n/a | n/a
Door 2D18 | danielle.r.love@usace.army.mil | 2011-09-14T17:02:59 | Door Type A | 2BC3, 2B18 | M_Single-Flush:0915 x 2134mm:0915 x 2134mm:242319 | Autodesk Revit Architecture 2011 | IfcDoor | 35QeWibpT4DfyH3NIf2mJK | n/a | n/a | n/a | n/a | n/a | n/a
Door 2D19 | danielle.r.love@usace.army.mil | 2011-09-14T17:02:59 | Door Type A | 2D18, 2D19 | M_Single-Flush:0915 x 2134mm:0915 x 2134mm:241966 | Autodesk Revit Architecture 2011 | IfcDoor | 35QeWibpT4DfyH3NIf2mTr | n/a | n/a | n/a | n/a | n/a | n/a
Door 2D20 | danielle.r.love@usace.army.mil | 2011-09-14T17:02:59 | Door Type B | 2BC2, 2D20 | M_Single-Flush:0915 x 2134mm:0915 x 2134mm:242003 | Autodesk Revit Architecture 2011 | IfcDoor | 35QeWibpT4DfyH3NIf2mS8 | n/a | n/a | n/a | n/a | n/a | n/a
Door 2D20A | danielle.r.love@usace.army.mil | 2011-09-14T17:02:59 | Door Type B | 2D20, 2D18 | M_Single-Flush:0915 x 2134mm:0915 x 2134mm:250602 | Autodesk Revit Architecture 2011 | IfcDoor | 35QeWibpT4DfyH3NIf2sIn | n/a | n/a | n/a | n/a | n/a | n/a
Door 2D20B | danielle.r.love@usace.army.mil | 2011-09-14T17:02:59 | Door Type D | 2D20, 2D20 | M_Curtain Wall Dbl Chain Link:M_Curtain Wall Dbl Chain Link:M_Curtain Wall Dbl Chain Link:346969 | Autodesk Revit Architecture 2011 | IfcDoor | 2NHD_$8fb3ZexljM$wSStT | n/a | n/a | n/a | n/a | n/a | n/a
Door 2D21 | danielle.r.love@usace.army.mil | 2011-09-14T17:02:59 | Door Type B | 2DC1, 2D21 | M_Single-Flush:0915 x 2134mm:0915 x 2134mm:241351 | Autodesk Revit Architecture 2011 | IfcDoor | 35QeWibpT4DfyH3NIf2nYS | n/a | n/a | n/a | n/a | n/a | n/a
Door 2D21A | danielle.r.love@usace.army.mil | 2011-09-14T17:02:59 | Door Type B | 2DC1, 2D21 | M_Single-Flush:0915 x 2134mm:0915 x 2134mm:241448 | Autodesk Revit Architecture 2011 | IfcDoor | 35QeWibpT4DfyH3NIf2nbp | n/a | n/a | n/a | n/a | n/a | n/a
Door 2D21B | danielle.r.love@usace.army.mil | 2011-09-14T17:02:59 | Door Type D | 2D21, 2D21 | M_Curtain Wall Dbl Chain Link:M_Curtain Wall Dbl Chain Link:M_Curtain Wall Dbl Chain Link:346973 | Autodesk Revit Architecture 2011 | IfcDoor | 3eIXtbz01CQuZOCQ8qhuxf | n/a | n/a | n/a | n/a | n/a | n/a
Door 2DC2 | danielle.r.love@usace.army.mil | 2011-09-14T17:02:59 | Door Type B | 2DC2, 2D18 | M_Single-Flush:0915 x 2134mm:0915 x 2134mm:238499 | Autodesk Revit Architecture 2011 | IfcDoor | 35QeWibpT4DfyH3NIf2nNu | n/a | n/a | n/a | n/a | n/a | n/a
Door Toilet- 01 | danielle.r.love@usace.army.mil | 2011-09-14T17:02:59 | Toilet Door | 1A09 | M_Toilet Partition:0865 x 1500mm:0865 x 1500mm:411832 | Autodesk Revit Architecture 2011 | IfcDoor | 3qpE7fVkr8dRZ2wfCc6tWA | n/a | n/a | n/a | n/a | n/a | n/a
Door Toilet- 02 | danielle.r.love@usace.army.mil | 2011-09-14T17:02:59 | Toilet Door | 1A09 | M_Toilet Partition:0865 x 1500mm:0865 x 1500mm:412670 | Autodesk Revit Architecture 2011 | IfcDoor | 3qpE7fVkr8dRZ2wfCc6tjC | n/a | n/a | n/a | n/a | n/a | n/a
Door Toilet- 03 | danielle.r.love@usace.army.mil | 2011-09-14T17:02:59 | Toilet Door | 1A12 | M_Toilet Partition:0865 x 1500mm:0865 x 1500mm:412771 | Autodesk Revit Architecture 2011 | IfcDoor | 3qpE7fVkr8dRZ2wfCc6tpH | n/a | n/a | n/a | n/a | n/a | n/a
Door Toilet- 04 | danielle.r.love@usace.army.mil | 2011-09-14T17:02:59 | Toilet Door | 2C08 | M_Toilet Partition:0865 x 1500mm:0865 x 1500mm:237666 | Autodesk Revit Architecture 2011 | IfcDoor | 35QeWibpT4DfyH3NIf2nOv | n/a | n/a | n/a | n/a | n/a | n/a
Door Toilet- 05 | danielle.r.love@usace.army.mil | 2011-09-14T17:02:59 | Toilet Door | 2C07 | M_Toilet Partition:0865 x 1500mm:0865 x 1500mm:408825 | Autodesk Revit Architecture 2011 | IfcDoor | 0ClPCUC7jCQRnj1dhupHk0 | n/a | n/a | n/a | n/a | n/a | n/a
Door Toilet- 06 | danielle.r.love@usace.army.mil | 2011-09-14T17:02:59 | Toilet Door | 2C23 | M_Toilet Partition:0865 x 1500mm:0865 x 1500mm:412955 | Autodesk Revit Architecture 2011 | IfcDoor | 3qpE7fVkr8dRZ2wfCc6tsf | n/a | n/a | n/a | n/a | n/a | n/a
Door Toilet- 07 | danielle.r.love@usace.army.mil | 2011-09-14T17:02:59 | Toilet Door | 2C24 | M_Toilet Partition:0865 x 1500mm:0865 x 1500mm:413234 | Autodesk Revit Architecture 2011 | IfcDoor | 3qpE7fVkr8dRZ2wfCc6tw0 | n/a | n/a | n/a | n/a | n/a | n/a
Door Toilet- 08 | danielle.r.love@usace.army.mil | 2011-09-14T17:02:59 | Toilet Door | 2C24 | M_Toilet Partition:0865 x 1500mm:0865 x 1500mm:413317 | Autodesk Revit Architecture 2011 | IfcDoor | 3qpE7fVkr8dRZ2wfCc6tut | n/a | n/a | n/a | n/a | n/a | n/a
DrinkingFountain-01 | danielle.r.love@usace.army.mil | 2011-09-14T17:02:59 | Drinking Fountain R-2201 | 1AC2 | M_Drinking Fountain - Rectangular - Wall Mounted:Standard:Standard:1086140 | Autodesk Revit MEP 2011 | IfcFlowTerminal | 283DPC8Zj5$9YSiOYKX4Il | n/a | n/a | n/a | n/a | n/a | n/a
DrinkingFountain-02 | danielle.r.love@usace.army.mil | 2011-09-14T17:02:59 | Drinking Fountain R-2201 | 1AC2 | M_Drinking Fountain - Rectangular - Wall Mounted:Standard:Standard:1086365 | Autodesk Revit MEP 2011 | IfcFlowTerminal | 283DPC8Zj5$9YSiOYKX4ME | n/a | n/a | n/a | n/a | n/a | n/a
DrinkingFountain-03 | danielle.r.love@usace.army.mil | 2011-09-14T17:02:59 | Drinking Fountain R-2201 | 2AC1 | M_Drinking Fountain - Rectangular - Wall Mounted:Standard:Standard:1085411 | Autodesk Revit MEP 2011 | IfcFlowTerminal | 3qws87mjz56gJdlXSgO51v | n/a | n/a | n/a | n/a | n/a | n/a
DrinkingFountain-04 | danielle.r.love@usace.army.mil | 2011-09-14T17:02:59 | Drinking Fountain R-2201 | 2AC1 | M_Drinking Fountain - Rectangular - Wall Mounted:Standard:Standard:1085990 | Autodesk Revit MEP 2011 | IfcFlowTerminal | 0QdfrbOoD8IhucFCR0UnXb | n/a | n/a | n/a | n/a | n/a | n/a
Duplex Receptacle-GFCI-01 | danielle.r.love@usace.army.mil | 2011-09-14T17:02:59 | Duplex Receptacle- GFCI | 1C03 | M_Duplex Receptacle:GFCI:GFCI:868750 | Autodesk Revit MEP 2011 | IfcFlowTerminal | 15FAyAWU9B4hRFs90MvVmu | n/a | n/a | n/a | n/a | n/a | n/a
Duplex Receptacle-GFCI-02 | danielle.r.love@usace.army.mil | 2011-09-14T17:02:59 | Duplex Receptacle- GFCI | 2B06 | M_Duplex Receptacle:GFCI:GFCI:946499 | Autodesk Revit MEP 2011 | IfcFlowTerminal | 1k8p9C4S9CiONR7YL7KLyW | n/a | n/a | n/a | n/a | n/a | n/a
Duplex Receptacle-GFCI-03 | danielle.r.love@usace.army.mil | 2011-09-14T17:02:59 | Duplex Receptacle- GFCI | 2B22 | M_Duplex Receptacle:GFCI:GFCI:940963 | Autodesk Revit MEP 2011 | IfcFlowTerminal | 1k8p9C4S9CiONR7YL7KNN0 | n/a | n/a | n/a | n/a | n/a | n/a
DuplexReceptacle-001 | danielle.r.love@usace.army.mil | 2011-09-14T17:02:59 | Duplex Receptacle | 1E01 | M_Duplex Receptacle:Standard:Standard:890210 | Autodesk Revit MEP 2011 | IfcFlowTerminal | 0Oe4W3Rwf1Dht7uPdCMPTL | n/a | n/a | n/a | n/a | n/a | n/a
DuplexReceptacle-002 | danielle.r.love@usace.army.mil | 2011-09-14T17:02:59 | Duplex Receptacle | 1E01 | M_Duplex Receptacle:Standard:Standard:890353 | Autodesk Revit MEP 2011 | IfcFlowTerminal | 0Oe4W3Rwf1Dht7uPdCMPV6 | n/a | n/a | n/a | n/a | n/a | n/a
DuplexReceptacle-003 | danielle.r.love@usace.army.mil | 2011-09-14T17:02:59 | Duplex Receptacle | 1E02 | M_Duplex Receptacle:Standard:Standard:904653 | Autodesk Revit MEP 2011 | IfcFlowTerminal | 0Oe4W3Rwf1Dht7uPdCMS$w | n/a | n/a | n/a | n/a | n/a | n/a
DuplexReceptacle-004 | danielle.r.love@usace.army.mil | 2011-09-14T17:02:59 | Duplex Receptacle | 1E03 | M_Duplex Receptacle:Standard:Standard:904453 | Autodesk Revit MEP 2011 | IfcFlowTerminal | 0Oe4W3Rwf1Dht7uPdCMSyo | n/a | n/a | n/a | n/a | n/a | n/a
DuplexReceptacle-005 | danielle.r.love@usace.army.mil | 2011-09-14T17:02:59 | Duplex Receptacle | 1E04 | M_Duplex Receptacle:Standard:Standard:890397 | Autodesk Revit MEP 2011 | IfcFlowTerminal | 0Oe4W3Rwf1Dht7uPdCMPGg | n/a | n/a | n/a | n/a | n/a | n/a
DuplexReceptacle-006 | danielle.r.love@usace.army.mil | 2011-09-14T17:02:59 | Duplex Receptacle | 1E04 | M_Duplex Receptacle:Standard:Standard:903734 | Autodesk Revit MEP 2011 | IfcFlowTerminal | 0Oe4W3Rwf1Dht7uPdCMSW1 | n/a | n/a | n/a | n/a | n/a | n/a
DuplexReceptacle-007 | danielle.r.love@usace.army.mil | 2011-09-14T17:02:59 | Duplex Receptacle | 1E04 | M_Duplex Receptacle:Standard:Standard:903780 | Autodesk Revit MEP 2011 | IfcFlowTerminal | 0Oe4W3Rwf1Dht7uPdCMSXJ | n/a | n/a | n/a | n/a | n/a | n/a
DuplexReceptacle-008 | danielle.r.love@usace.army.mil | 2011-09-14T17:02:59 | Duplex Receptacle | 1E04 | M_Duplex Receptacle:Standard:Standard:903809 | Autodesk Revit MEP 2011 | IfcFlowTerminal | 0Oe4W3Rwf1Dht7uPdCMSYs | n/a | n/a | n/a | n/a | n/a | n/a
DuplexReceptacle-009 | danielle.r.love@usace.army.mil | 2011-09-14T17:02:59 | Duplex Receptacle | 1E04 | M_Duplex Receptacle:Standard:Standard:904009 | Autodesk Revit MEP 2011 | IfcFlowTerminal | 0Oe4W3Rwf1Dht7uPdCMSb_ | n/a | n/a | n/a | n/a | n/a | n/a
DuplexReceptacle-010 | danielle.r.love@usace.army.mil | 2011-09-14T17:02:59 | Duplex Receptacle | 1E05 | M_Duplex Receptacle:Standard:Standard:904184 | Autodesk Revit MEP 2011 | IfcFlowTerminal | 0Oe4W3Rwf1Dht7uPdCMSdF | n/a | n/a | n/a | n/a | n/a | n/a
DuplexReceptacle-011 | danielle.r.love@usace.army.mil | 2011-09-14T17:02:59 | Duplex Receptacle | 1E05 | M_Duplex Receptacle:Standard:Standard:904228 | Autodesk Revit MEP 2011 | IfcFlowTerminal | 0Oe4W3Rwf1Dht7uPdCMSuJ | n/a | n/a | n/a | n/a | n/a | n/a
DuplexReceptacle-012 | danielle.r.love@usace.army.mil | 2011-09-14T17:02:59 | Duplex Receptacle | 1E05 | M_Duplex Receptacle:Standard:Standard:904429 | Autodesk Revit MEP 2011 | IfcFlowTerminal | 0Oe4W3Rwf1Dht7uPdCMSxQ | n/a | n/a | n/a | n/a | n/a | n/a
DuplexReceptacle-013 | danielle.r.love@usace.army.mil | 2011-09-14T17:02:59 | Duplex Receptacle | 1E05 | M_Duplex Receptacle:Standard:Standard:905277 | Autodesk Revit MEP 2011 | IfcFlowTerminal | 0Oe4W3Rwf1Dht7uPdCMT8A | n/a | n/a | n/a | n/a | n/a | n/a
DuplexReceptacle-014 | danielle.r.love@usace.army.mil | 2011-09-14T17:02:59 | Duplex Receptacle | 1E06 | M_Duplex Receptacle:Standard:Standard:903076 | Autodesk Revit MEP 2011 | IfcFlowTerminal | 0Oe4W3Rwf1Dht7uPdCMSMJ | n/a | n/a | n/a | n/a | n/a | n/a
DuplexReceptacle-015 | danielle.r.love@usace.army.mil | 2011-09-14T17:02:59 | Duplex Receptacle | 1E06 | M_Duplex Receptacle:Standard:Standard:903101 | Autodesk Revit MEP 2011 | IfcFlowTerminal | 0Oe4W3Rwf1Dht7uPdCMSMA | n/a | n/a | n/a | n/a | n/a | n/a
DuplexReceptacle-016 | danielle.r.love@usace.army.mil | 2011-09-14T17:02:59 | Duplex Receptacle | 1E06 | M_Duplex Receptacle:Standard:Standard:903212 | Autodesk Revit MEP 2011 | IfcFlowTerminal | 0Oe4W3Rwf1Dht7uPdCMSeR | n/a | n/a | n/a | n/a | n/a | n/a
DuplexReceptacle-017 | danielle.r.love@usace.army.mil | 2011-09-14T17:02:59 | Duplex Receptacle | 1E06 | M_Duplex Receptacle:Standard:Standard:903391 | Autodesk Revit MEP 2011 | IfcFlowTerminal | 0Oe4W3Rwf1Dht7uPdCMShe | n/a | n/a | n/a | n/a | n/a | n/a
DuplexReceptacle-018 | danielle.r.love@usace.army.mil | 2011-09-14T17:02:59 | Duplex Receptacle | 1E06 | M_Duplex Receptacle:Standard:Standard:903511 | Autodesk Revit MEP 2011 | IfcFlowTerminal | 0Oe4W3Rwf1Dht7uPdCMSjW | n/a | n/a | n/a | n/a | n/a | n/a
DuplexReceptacle-019 | danielle.r.love@usace.army.mil | 2011-09-14T17:02:59 | Duplex Receptacle | 1E06 | M_Duplex Receptacle:Standard:Standard:903688 | Autodesk Revit MEP 2011 | IfcFlowTerminal | 0Oe4W3Rwf1Dht7uPdCMSW$ | n/a | n/a | n/a | n/a | n/a | n/a
DuplexReceptacle-020 | danielle.r.love@usace.army.mil | 2011-09-14T17:02:59 | Duplex Receptacle | 1E06 | M_Duplex Receptacle:Standard:Standard:904400 | Autodesk Revit MEP 2011 | IfcFlowTerminal | 0Oe4W3Rwf1Dht7uPdCMSxd | n/a | n/a | n/a | n/a | n/a | n/a
DuplexReceptacle-021 | danielle.r.love@usace.army.mil | 2011-09-14T17:02:59 | Duplex Receptacle | 1E06 | M_Duplex Receptacle:Standard:Standard:905813 | Autodesk Revit MEP 2011 | IfcFlowTerminal | 0Oe4W3Rwf1Dht7uPdCMT1Y | n/a | n/a | n/a | n/a | n/a | n/a
DuplexReceptacle-022 | danielle.r.love@usace.army.mil | 2011-09-14T17:02:59 | Duplex Receptacle | 1E06 | M_Duplex Receptacle:Standard:Standard:906002 | Autodesk Revit MEP 2011 | IfcFlowTerminal | 0Oe4W3Rwf1Dht7uPdCMT4b | n/a | n/a | n/a | n/a | n/a | n/a
DuplexReceptacle-023 | danielle.r.love@usace.army.mil | 2011-09-14T17:02:59 | Duplex Receptacle | 1E06 | M_Duplex Receptacle:Standard:Standard:906151 | Autodesk Revit MEP 2011 | IfcFlowTerminal | 0Oe4W3Rwf1Dht7uPdCMT6G | n/a | n/a | n/a | n/a | n/a | n/a
DuplexReceptacle-024 | danielle.r.love@usace.army.mil | 2011-09-14T17:02:59 | Duplex Receptacle | 1E06 | M_Duplex Receptacle:Standard:Standard:906205 | Autodesk Revit MEP 2011 | IfcFlowTerminal | 0Oe4W3Rwf1Dht7uPdCMT7g | n/a | n/a | n/a | n/a | n/a | n/a
DuplexReceptacle-025 | danielle.r.love@usace.army.mil | 2011-09-14T17:02:59 | Duplex Receptacle | 1E07 | M_Duplex Receptacle:Standard:Standard:902558 | Autodesk Revit MEP 2011 | IfcFlowTerminal | 0Oe4W3Rwf1Dht7uPdCMSUf | n/a | n/a | n/a | n/a | n/a | n/a
DuplexReceptacle-026 | danielle.r.love@usace.army.mil | 2011-09-14T17:02:59 | Duplex Receptacle | 1E07 | M_Duplex Receptacle:Standard:Standard:902631 | Autodesk Revit MEP 2011 | IfcFlowTerminal | 0Oe4W3Rwf1Dht7uPdCMSVG | n/a | n/a | n/a | n/a | n/a | n/a
DuplexReceptacle-027 | danielle.r.love@usace.army.mil | 2011-09-14T17:02:59 | Duplex Receptacle | 1E07 | M_Duplex Receptacle:Standard:Standard:902975 | Autodesk Revit MEP 2011 | IfcFlowTerminal | 0Oe4W3Rwf1Dht7uPdCMSK8 | n/a | n/a | n/a | n/a | n/a | n/a
DuplexReceptacle-028 | danielle.r.love@usace.army.mil | 2011-09-14T17:02:59 | Duplex Receptacle | 1E07 | M_Duplex Receptacle:Standard:Standard:903030 | Autodesk Revit MEP 2011 | IfcFlowTerminal | 0Oe4W3Rwf1Dht7uPdCMSL1 | n/a | n/a | n/a | n/a | n/a | n/a
DuplexReceptacle-029 | danielle.r.love@usace.army.mil | 2011-09-14T17:02:59 | Duplex Receptacle | 1E08 | M_Duplex Receptacle:Standard:Standard:903125 | Autodesk Revit MEP 2011 | IfcFlowTerminal | 0Oe4W3Rwf1Dht7uPdCMSNY | n/a | n/a | n/a | n/a | n/a | n/a
DuplexReceptacle-030 | danielle.r.love@usace.army.mil | 2011-09-14T17:02:59 | Duplex Receptacle | 1E08 | M_Duplex Receptacle:Standard:Standard:903176 | Autodesk Revit MEP 2011 | IfcFlowTerminal | 0Oe4W3Rwf1Dht7uPdCMSe$ | n/a | n/a | n/a | n/a | n/a | n/a
DuplexReceptacle-031 | danielle.r.love@usace.army.mil | 2011-09-14T17:02:59 | Duplex Receptacle | 1E08 | M_Duplex Receptacle:Standard:Standard:906309 | Autodesk Revit MEP 2011 | IfcFlowTerminal | 0Oe4W3Rwf1Dht7uPdCMTPo | n/a | n/a | n/a | n/a | n/a | n/a
DuplexReceptacle-032 | danielle.r.love@usace.army.mil | 2011-09-14T17:02:59 | Duplex Receptacle | 1E08 | M_Duplex Receptacle:Standard:Standard:906404 | Autodesk Revit MEP 2011 | IfcFlowTerminal | 0Oe4W3Rwf1Dht7uPdCMTQJ | n/a | n/a | n/a | n/a | n/a | n/a
DuplexReceptacle-033 | danielle.r.love@usace.army.mil | 2011-09-14T17:02:59 | Duplex Receptacle | 1E08 | M_Duplex Receptacle:Standard:Standard:906447 | Autodesk Revit MEP 2011 | IfcFlowTerminal | 0Oe4W3Rwf1Dht7uPdCMTRu | n/a | n/a | n/a | n/a | n/a | n/a
DuplexReceptacle-034 | danielle.r.love@usace.army.mil | 2011-09-14T17:02:59 | Duplex Receptacle | 1E09 | M_Duplex Receptacle:Standard:Standard:902383 | Autodesk Revit MEP 2011 | IfcFlowTerminal | 0Oe4W3Rwf1Dht7uPdCMSRO | n/a | n/a | n/a | n/a | n/a | n/a
DuplexReceptacle-035 | danielle.r.love@usace.army.mil | 2011-09-14T17:02:59 | Duplex Receptacle | 1E10 | M_Duplex Receptacle:Standard:Standard:902340 | Autodesk Revit MEP 2011 | IfcFlowTerminal | 0Oe4W3Rwf1Dht7uPdCMSRp | n/a | n/a | n/a | n/a | n/a | n/a
DuplexReceptacle-036 | danielle.r.love@usace.army.mil | 2011-09-14T17:02:59 | Duplex Receptacle | 1E11 | M_Duplex Receptacle:Standard:Standard:902668 | Autodesk Revit MEP 2011 | IfcFlowTerminal | 0Oe4W3Rwf1Dht7uPdCMSGx | n/a | n/a | n/a | n/a | n/a | n/a
DuplexReceptacle-037 | danielle.r.love@usace.army.mil | 2011-09-14T17:02:59 | Duplex Receptacle | 1E11 | M_Duplex Receptacle:Standard:Standard:902759 | Autodesk Revit MEP 2011 | IfcFlowTerminal | 0Oe4W3Rwf1Dht7uPdCMSHG | n/a | n/a | n/a | n/a | n/a | n/a
DuplexReceptacle-038 | danielle.r.love@usace.army.mil | 2011-09-14T17:02:59 | Duplex Receptacle | 1E11 | M_Duplex Receptacle:Standard:Standard:902812 | Autodesk Revit MEP 2011 | IfcFlowTerminal | 0Oe4W3Rwf1Dht7uPdCMSIh | n/a | n/a | n/a | n/a | n/a | n/a
DuplexReceptacle-039 | danielle.r.love@usace.army.mil | 2011-09-14T17:02:59 | Duplex Receptacle | 1E11 | M_Duplex Receptacle:Standard:Standard:902866 | Autodesk Revit MEP 2011 | IfcFlowTerminal | 0Oe4W3Rwf1Dht7uPdCMSJb | n/a | n/a | n/a | n/a | n/a | n/a
DuplexReceptacle-040 | danielle.r.love@usace.army.mil | 2011-09-14T17:02:59 | Duplex Receptacle | 1E11 | M_Duplex Receptacle:Standard:Standard:906563 | Autodesk Revit MEP 2011 | IfcFlowTerminal | 0Oe4W3Rwf1Dht7uPdCMTTq | n/a | n/a | n/a | n/a | n/a | n/a
DuplexReceptacle-041 | danielle.r.love@usace.army.mil | 2011-09-14T17:02:59 | Duplex Receptacle | 1E11 | M_Duplex Receptacle:Standard:Standard:906679 | Autodesk Revit MEP 2011 | IfcFlowTerminal | 0Oe4W3Rwf1Dht7uPdCMTU0 | n/a | n/a | n/a | n/a | n/a | n/a
DuplexReceptacle-042 | danielle.r.love@usace.army.mil | 2011-09-14T17:02:59 | Duplex Receptacle | 1E11 | M_Duplex Receptacle:Standard:Standard:906845 | Autodesk Revit MEP 2011 | IfcFlowTerminal | 0Oe4W3Rwf1Dht7uPdCMTHg | n/a | n/a | n/a | n/a | n/a | n/a
DuplexReceptacle-043 | danielle.r.love@usace.army.mil | 2011-09-14T17:02:59 | Duplex Receptacle | 1E12 | M_Duplex Receptacle:Standard:Standard:906928 | Autodesk Revit MEP 2011 | IfcFlowTerminal | 0Oe4W3Rwf1Dht7uPdCMTI7 | n/a | n/a | n/a | n/a | n/a | n/a
DuplexReceptacle-044 | danielle.r.love@usace.army.mil | 2011-09-14T17:02:59 | Duplex Receptacle | 1E14 | M_Duplex Receptacle:Standard:Standard:901377 | Autodesk Revit MEP 2011 | IfcFlowTerminal | 0Oe4W3Rwf1Dht7uPdCMSCs | n/a | n/a | n/a | n/a | n/a | n/a
DuplexReceptacle-045 | danielle.r.love@usace.army.mil | 2011-09-14T17:02:59 | Duplex Receptacle | 1E14 | M_Duplex Receptacle:Standard:Standard:919997 | Autodesk Revit MEP 2011 | IfcFlowTerminal | 0Oe4W3Rwf1Dht7uPdCMWkA | n/a | n/a | n/a | n/a | n/a | n/a
DuplexReceptacle-046 | danielle.r.love@usace.army.mil | 2011-09-14T17:02:59 | Duplex Receptacle | 1E15 | M_Duplex Receptacle:Standard:Standard:901625 | Autodesk Revit MEP 2011 | IfcFlowTerminal | 0Oe4W3Rwf1Dht7uPdCMSFE | n/a | n/a | n/a | n/a | n/a | n/a
DuplexReceptacle-047 | danielle.r.love@usace.army.mil | 2011-09-14T17:02:59 | Duplex Receptacle | 1E15 | M_Duplex Receptacle:Standard:Standard:920545 | Autodesk Revit MEP 2011 | IfcFlowTerminal | 0Oe4W3Rwf1Dht7uPdCMWdM | n/a | n/a | n/a | n/a | n/a | n/a
DuplexReceptacle-048 | danielle.r.love@usace.army.mil | 2011-09-14T17:02:59 | Duplex Receptacle | 1E16 | M_Duplex Receptacle:Standard:Standard:898853 | Autodesk Revit MEP 2011 | IfcFlowTerminal | 0Oe4W3Rwf1Dht7uPdCMRKI | n/a | n/a | n/a | n/a | n/a | n/a
DuplexReceptacle-049 | danielle.r.love@usace.army.mil | 2011-09-14T17:02:59 | Duplex Receptacle | 1E16 | M_Duplex Receptacle:Standard:Standard:899248 | Autodesk Revit MEP 2011 | IfcFlowTerminal | 0Oe4W3Rwf1Dht7uPdCMRg7 | n/a | n/a | n/a | n/a | n/a | n/a
DuplexReceptacle-050 | danielle.r.love@usace.army.mil | 2011-09-14T17:02:59 | Duplex Receptacle | 1E16 | M_Duplex Receptacle:Standard:Standard:899774 | Autodesk Revit MEP 2011 | IfcFlowTerminal | 0Oe4W3Rwf1Dht7uPdCMRY9 | n/a | n/a | n/a | n/a | n/a | n/a
DuplexReceptacle-051 | danielle.r.love@usace.army.mil | 2011-09-14T17:02:59 | Duplex Receptacle | 1E16 | M_Duplex Receptacle:Standard:Standard:899818 | Autodesk Revit MEP 2011 | IfcFlowTerminal | 0Oe4W3Rwf1Dht7uPdCMRZT | n/a | n/a | n/a | n/a | n/a | n/a
DuplexReceptacle-052 | danielle.r.love@usace.army.mil | 2011-09-14T17:02:59 | Duplex Receptacle | 1E16 | M_Duplex Receptacle:Standard:Standard:899929 | Autodesk Revit MEP 2011 | IfcFlowTerminal | 0Oe4W3Rwf1Dht7uPdCMRbk | n/a | n/a | n/a | n/a | n/a | n/a
DuplexReceptacle-053 | danielle.r.love@usace.army.mil | 2011-09-14T17:02:59 | Duplex Receptacle | 1E16 | M_Duplex Receptacle:Standard:Standard:899961 | Autodesk Revit MEP 2011 | IfcFlowTerminal | 0Oe4W3Rwf1Dht7uPdCMRbE | n/a | n/a | n/a | n/a | n/a | n/a
DuplexReceptacle-054 | danielle.r.love@usace.army.mil | 2011-09-14T17:02:59 | Duplex Receptacle | 1E16 | M_Duplex Receptacle:Standard:Standard:899992 | Autodesk Revit MEP 2011 | IfcFlowTerminal | 0Oe4W3Rwf1Dht7uPdCMRcl | n/a | n/a | n/a | n/a | n/a | n/a
DuplexReceptacle-055 | danielle.r.love@usace.army.mil | 2011-09-14T17:02:59 | Duplex Receptacle | 1E16 | M_Duplex Receptacle:Standard:Standard:900128 | Autodesk Revit MEP 2011 | IfcFlowTerminal | 0Oe4W3Rwf1Dht7uPdCMRuN | n/a | n/a | n/a | n/a | n/a | n/a
DuplexReceptacle-056 | danielle.r.love@usace.army.mil | 2011-09-14T17:02:59 | Duplex Receptacle | 1E16 | M_Duplex Receptacle:Standard:Standard:900321 | Autodesk Revit MEP 2011 | IfcFlowTerminal | 0Oe4W3Rwf1Dht7uPdCMRxM | n/a | n/a | n/a | n/a | n/a | n/a
DuplexReceptacle-057 | danielle.r.love@usace.army.mil | 2011-09-14T17:02:59 | Duplex Receptacle | 1E16 | M_Duplex Receptacle:Standard:Standard:900568 | Autodesk Revit MEP 2011 | IfcFlowTerminal | 0Oe4W3Rwf1Dht7uPdCMR$l | n/a | n/a | n/a | n/a | n/a | n/a
DuplexReceptacle-058 | danielle.r.love@usace.army.mil | 2011-09-14T17:02:59 | Duplex Receptacle | 1E16 | M_Duplex Receptacle:Standard:Standard:900578 | Autodesk Revit MEP 2011 | IfcFlowTerminal | 0Oe4W3Rwf1Dht7uPdCMR$L | n/a | n/a | n/a | n/a | n/a | n/a
DuplexReceptacle-059 | danielle.r.love@usace.army.mil | 2011-09-14T17:02:59 | Duplex Receptacle | 1E16 | M_Duplex Receptacle:Standard:Standard:900886 | Autodesk Revit MEP 2011 | IfcFlowTerminal | 0Oe4W3Rwf1Dht7uPdCMRqX | n/a | n/a | n/a | n/a | n/a | n/a
DuplexReceptacle-060 | danielle.r.love@usace.army.mil | 2011-09-14T17:02:59 | Duplex Receptacle | 1E16 | M_Duplex Receptacle:Standard:Standard:900911 | Autodesk Revit MEP 2011 | IfcFlowTerminal | 0Oe4W3Rwf1Dht7uPdCMRqO | n/a | n/a | n/a | n/a | n/a | n/a
DuplexReceptacle-061 | danielle.r.love@usace.army.mil | 2011-09-14T17:02:59 | Duplex Receptacle | 1E16 | M_Duplex Receptacle:Standard:Standard:900935 | Autodesk Revit MEP 2011 | IfcFlowTerminal | 0Oe4W3Rwf1Dht7uPdCMRrm | n/a | n/a | n/a | n/a | n/a | n/a
DuplexReceptacle-062 | danielle.r.love@usace.army.mil | 2011-09-14T17:02:59 | Duplex Receptacle | 1E16 | M_Duplex Receptacle:Standard:Standard:901019 | Autodesk Revit MEP 2011 | IfcFlowTerminal | 0Oe4W3Rwf1Dht7uPdCMRsi | n/a | n/a | n/a | n/a | n/a | n/a
DuplexReceptacle-063 | danielle.r.love@usace.army.mil | 2011-09-14T17:02:59 | Duplex Receptacle | 1E18 | M_Duplex Receptacle:Standard:Standard:900026 | Autodesk Revit MEP 2011 | IfcFlowTerminal | 0Oe4W3Rwf1Dht7uPdCMRcD | n/a | n/a | n/a | n/a | n/a | n/a
DuplexReceptacle-064 | danielle.r.love@usace.army.mil | 2011-09-14T17:02:59 | Duplex Receptacle | 1E18 | M_Duplex Receptacle:Standard:Standard:900165 | Autodesk Revit MEP 2011 | IfcFlowTerminal | 0Oe4W3Rwf1Dht7uPdCMRvo | n/a | n/a | n/a | n/a | n/a | n/a
DuplexReceptacle-065 | danielle.r.love@usace.army.mil | 2011-09-14T17:02:59 | Duplex Receptacle | 1E18 | M_Duplex Receptacle:Standard:Standard:900244 | Autodesk Revit MEP 2011 | IfcFlowTerminal | 0Oe4W3Rwf1Dht7uPdCMRwZ | n/a | n/a | n/a | n/a | n/a | n/a
DuplexReceptacle-066 | danielle.r.love@usace.army.mil | 2011-09-14T17:02:59 | Duplex Receptacle | 1E18 | M_Duplex Receptacle:Standard:Standard:900268 | Autodesk Revit MEP 2011 | IfcFlowTerminal | 0Oe4W3Rwf1Dht7uPdCMRwR | n/a | n/a | n/a | n/a | n/a | n/a
DuplexReceptacle-067 | danielle.r.love@usace.army.mil | 2011-09-14T17:02:59 | Duplex Receptacle | 1E18 | M_Duplex Receptacle:Standard:Standard:900292 | Autodesk Revit MEP 2011 | IfcFlowTerminal | 0Oe4W3Rwf1Dht7uPdCMRxp | n/a | n/a | n/a | n/a | n/a | n/a
DuplexReceptacle-068 | danielle.r.love@usace.army.mil | 2011-09-14T17:02:59 | Duplex Receptacle | 1E18 | M_Duplex Receptacle:Standard:Standard:900345 | Autodesk Revit MEP 2011 | IfcFlowTerminal | 0Oe4W3Rwf1Dht7uPdCMRxE | n/a | n/a | n/a | n/a | n/a | n/a
DuplexReceptacle-069 | danielle.r.love@usace.army.mil | 2011-09-14T17:02:59 | Duplex Receptacle | 1E18 | M_Duplex Receptacle:Standard:Standard:900402 | Autodesk Revit MEP 2011 | IfcFlowTerminal | 0Oe4W3Rwf1Dht7uPdCMRy5 | n/a | n/a | n/a | n/a | n/a | n/a
DuplexReceptacle-070 | danielle.r.love@usace.army.mil | 2011-09-14T17:02:59 | Duplex Receptacle | 1E19 | M_Duplex Receptacle:Standard:Standard:901157 | Autodesk Revit MEP 2011 | IfcFlowTerminal | 0Oe4W3Rwf1Dht7uPdCMS8I | n/a | n/a | n/a | n/a | n/a | n/a
DuplexReceptacle-071 | danielle.r.love@usace.army.mil | 2011-09-14T17:02:59 | Duplex Receptacle | 1E20 | M_Duplex Receptacle:Standard:Standard:898582 | Autodesk Revit MEP 2011 | IfcFlowTerminal | 0Oe4W3Rwf1Dht7uPdCMRGX | n/a | n/a | n/a | n/a | n/a | n/a
DuplexReceptacle-072 | danielle.r.love@usace.army.mil | 2011-09-14T17:02:59 | Duplex Receptacle | 1E22 | M_Duplex Receptacle:Standard:Standard:898544 | Autodesk Revit MEP 2011 | IfcFlowTerminal | 0Oe4W3Rwf1Dht7uPdCMRV7 | n/a | n/a | n/a | n/a | n/a | n/a
DuplexReceptacle-073 | danielle.r.love@usace.army.mil | 2011-09-14T17:02:59 | Duplex Receptacle | 1E23 | M_Duplex Receptacle:Standard:Standard:898098 | Autodesk Revit MEP 2011 | IfcFlowTerminal | 0Oe4W3Rwf1Dht7uPdCMRO5 | n/a | n/a | n/a | n/a | n/a | n/a
DuplexReceptacle-074 | danielle.r.love@usace.army.mil | 2011-09-14T17:02:59 | Duplex Receptacle | 1E24 | M_Duplex Receptacle:Standard:Standard:897262 | Autodesk Revit MEP 2011 | IfcFlowTerminal | 0Oe4W3Rwf1Dht7uPdCMRBP | n/a | n/a | n/a | n/a | n/a | n/a
DuplexReceptacle-075 | danielle.r.love@usace.army.mil | 2011-09-14T17:02:59 | Duplex Receptacle | 1E24 | M_Duplex Receptacle:Standard:Standard:897584 | Autodesk Revit MEP 2011 | IfcFlowTerminal | 0Oe4W3Rwf1Dht7uPdCMR07 | n/a | n/a | n/a | n/a | n/a | n/a
DuplexReceptacle-076 | danielle.r.love@usace.army.mil | 2011-09-14T17:02:59 | Duplex Receptacle | 1E24 | M_Duplex Receptacle:Standard:Standard:897699 | Autodesk Revit MEP 2011 | IfcFlowTerminal | 0Oe4W3Rwf1Dht7uPdCMR2K | n/a | n/a | n/a | n/a | n/a | n/a
DuplexReceptacle-077 | danielle.r.love@usace.army.mil | 2011-09-14T17:02:59 | Duplex Receptacle | 1E24 | M_Duplex Receptacle:Standard:Standard:897905 | Autodesk Revit MEP 2011 | IfcFlowTerminal | 0Oe4W3Rwf1Dht7uPdCMR56 | n/a | n/a | n/a | n/a | n/a | n/a
DuplexReceptacle-078 | danielle.r.love@usace.army.mil | 2011-09-14T17:02:59 | Duplex Receptacle | 1E24 | M_Duplex Receptacle:Standard:Standard:898070 | Autodesk Revit MEP 2011 | IfcFlowTerminal | 0Oe4W3Rwf1Dht7uPdCMROX | n/a | n/a | n/a | n/a | n/a | n/a
DuplexReceptacle-079 | danielle.r.love@usace.army.mil | 2011-09-14T17:02:59 | Duplex Receptacle | 1E24 | M_Duplex Receptacle:Standard:Standard:898273 | Autodesk Revit MEP 2011 | IfcFlowTerminal | 0Oe4W3Rwf1Dht7uPdCMRRM | n/a | n/a | n/a | n/a | n/a | n/a
DuplexReceptacle-080 | danielle.r.love@usace.army.mil | 2011-09-14T17:02:59 | Duplex Receptacle | 1E24 | M_Duplex Receptacle:Standard:Standard:898358 | Autodesk Revit MEP 2011 | IfcFlowTerminal | 0Oe4W3Rwf1Dht7uPdCMRS1 | n/a | n/a | n/a | n/a | n/a | n/a
DuplexReceptacle-081 | danielle.r.love@usace.army.mil | 2011-09-14T17:02:59 | Duplex Receptacle | 1E24 | M_Duplex Receptacle:Standard:Standard:898520 | Autodesk Revit MEP 2011 | IfcFlowTerminal | 0Oe4W3Rwf1Dht7uPdCMRVl | n/a | n/a | n/a | n/a | n/a | n/a
DuplexReceptacle-082 | danielle.r.love@usace.army.mil | 2011-09-14T17:02:59 | Duplex Receptacle | 1E24 | M_Duplex Receptacle:Standard:Standard:898626 | Autodesk Revit MEP 2011 | IfcFlowTerminal | 0Oe4W3Rwf1Dht7uPdCMRHr | n/a | n/a | n/a | n/a | n/a | n/a
DuplexReceptacle-083 | danielle.r.love@usace.army.mil | 2011-09-14T17:02:59 | Duplex Receptacle | 1E25 | M_Duplex Receptacle:Standard:Standard:896917 | Autodesk Revit MEP 2011 | IfcFlowTerminal | 0Oe4W3Rwf1Dht7uPdCMQsY | n/a | n/a | n/a | n/a | n/a | n/a
DuplexReceptacle-084 | danielle.r.love@usace.army.mil | 2011-09-14T17:02:59 | Duplex Receptacle | 1E25 | M_Duplex Receptacle:Standard:Standard:897085 | Autodesk Revit MEP 2011 | IfcFlowTerminal | 0Oe4W3Rwf1Dht7uPdCMR8A | n/a | n/a | n/a | n/a | n/a | n/a
DuplexReceptacle-085 | danielle.r.love@usace.army.mil | 2011-09-14T17:02:59 | Duplex Receptacle | 1E25 | M_Duplex Receptacle:Standard:Standard:897109 | Autodesk Revit MEP 2011 | IfcFlowTerminal | 0Oe4W3Rwf1Dht7uPdCMR9Y | n/a | n/a | n/a | n/a | n/a | n/a
DuplexReceptacle-086 | danielle.r.love@usace.army.mil | 2011-09-14T17:02:59 | Duplex Receptacle | 1E25 | M_Duplex Receptacle:Standard:Standard:897232 | Autodesk Revit MEP 2011 | IfcFlowTerminal | 0Oe4W3Rwf1Dht7uPdCMRBd | n/a | n/a | n/a | n/a | n/a | n/a
DuplexReceptacle-087 | danielle.r.love@usace.army.mil | 2011-09-14T17:02:59 | Duplex Receptacle | 1E25 | M_Duplex Receptacle:Standard:Standard:897296 | Autodesk Revit MEP 2011 | IfcFlowTerminal | 0Oe4W3Rwf1Dht7uPdCMRCd | n/a | n/a | n/a | n/a | n/a | n/a
DuplexReceptacle-088 | danielle.r.love@usace.army.mil | 2011-09-14T17:02:59 | Duplex Receptacle | 1E25 | M_Duplex Receptacle:Standard:Standard:897406 | Autodesk Revit MEP 2011 | IfcFlowTerminal | 0Oe4W3Rwf1Dht7uPdCMRD9 | n/a | n/a | n/a | n/a | n/a | n/a
DuplexReceptacle-089 | danielle.r.love@usace.army.mil | 2011-09-14T17:02:59 | Duplex Receptacle | 1E26 | M_Duplex Receptacle:Standard:Standard:896282 | Autodesk Revit MEP 2011 | IfcFlowTerminal | 0Oe4W3Rwf1Dht7uPdCMQyj | n/a | n/a | n/a | n/a | n/a | n/a
DuplexReceptacle-090 | danielle.r.love@usace.army.mil | 2011-09-14T17:02:59 | Duplex Receptacle | 1E26 | M_Duplex Receptacle:Standard:Standard:896335 | Autodesk Revit MEP 2011 | IfcFlowTerminal | 0Oe4W3Rwf1Dht7uPdCMQzu | n/a | n/a | n/a | n/a | n/a | n/a
DuplexReceptacle-091 | danielle.r.love@usace.army.mil | 2011-09-14T17:02:59 | Duplex Receptacle | 1E26 | M_Duplex Receptacle:Standard:Standard:896385 | Autodesk Revit MEP 2011 | IfcFlowTerminal | 0Oe4W3Rwf1Dht7uPdCMQ_s | n/a | n/a | n/a | n/a | n/a | n/a
DuplexReceptacle-092 | danielle.r.love@usace.army.mil | 2011-09-14T17:02:59 | Duplex Receptacle | 1E26 | M_Duplex Receptacle:Standard:Standard:896439 | Autodesk Revit MEP 2011 | IfcFlowTerminal | 0Oe4W3Rwf1Dht7uPdCMQ_0 | n/a | n/a | n/a | n/a | n/a | n/a
DuplexReceptacle-093 | danielle.r.love@usace.army.mil | 2011-09-14T17:02:59 | Duplex Receptacle | 1E26 | M_Duplex Receptacle:Standard:Standard:896476 | Autodesk Revit MEP 2011 | IfcFlowTerminal | 0Oe4W3Rwf1Dht7uPdCMQ$h | n/a | n/a | n/a | n/a | n/a | n/a
DuplexReceptacle-094 | danielle.r.love@usace.army.mil | 2011-09-14T17:02:59 | Duplex Receptacle | 1E26 | M_Duplex Receptacle:Standard:Standard:896549 | Autodesk Revit MEP 2011 | IfcFlowTerminal | 0Oe4W3Rwf1Dht7uPdCMQmI | n/a | n/a | n/a | n/a | n/a | n/a
DuplexReceptacle-095 | danielle.r.love@usace.army.mil | 2011-09-14T17:02:59 | Duplex Receptacle | 1E26 | M_Duplex Receptacle:Standard:Standard:896593 | Autodesk Revit MEP 2011 | IfcFlowTerminal | 0Oe4W3Rwf1Dht7uPdCMQnc | n/a | n/a | n/a | n/a | n/a | n/a
DuplexReceptacle-096 | danielle.r.love@usace.army.mil | 2011-09-14T17:02:59 | Duplex Receptacle | 1E27 | M_Duplex Receptacle:Standard:Standard:896141 | Autodesk Revit MEP 2011 | IfcFlowTerminal | 0Oe4W3Rwf1Dht7uPdCMQww | n/a | n/a | n/a | n/a | n/a | n/a
DuplexReceptacle-097 | danielle.r.love@usace.army.mil | 2011-09-14T17:02:59 | Duplex Receptacle | 1E27 | M_Duplex Receptacle:Standard:Standard:896185 | Autodesk Revit MEP 2011 | IfcFlowTerminal | 0Oe4W3Rwf1Dht7uPdCMQwE | n/a | n/a | n/a | n/a | n/a | n/a
DuplexReceptacle-098 | danielle.r.love@usace.army.mil | 2011-09-14T17:02:59 | Duplex Receptacle | 1E27 | M_Duplex Receptacle:Standard:Standard:896228 | Autodesk Revit MEP 2011 | IfcFlowTerminal | 0Oe4W3Rwf1Dht7uPdCMQxJ | n/a | n/a | n/a | n/a | n/a | n/a
DuplexReceptacle-099 | danielle.r.love@usace.army.mil | 2011-09-14T17:02:59 | Duplex Receptacle | 1E28 | M_Duplex Receptacle:Standard:Standard:895427 | Autodesk Revit MEP 2011 | IfcFlowTerminal | 0Oe4W3Rwf1Dht7uPdCMQlq | n/a | n/a | n/a | n/a | n/a | n/a
DuplexReceptacle-100 | danielle.r.love@usace.army.mil | 2011-09-14T17:02:59 | Duplex Receptacle | 1E28 | M_Duplex Receptacle:Standard:Standard:895960 | Autodesk Revit MEP 2011 | IfcFlowTerminal | 0Oe4W3Rwf1Dht7uPdCMQdl | n/a | n/a | n/a | n/a | n/a | n/a
DuplexReceptacle-101 | danielle.r.love@usace.army.mil | 2011-09-14T17:02:59 | Duplex Receptacle | 1E28 | M_Duplex Receptacle:Standard:Standard:896014 | Autodesk Revit MEP 2011 | IfcFlowTerminal | 0Oe4W3Rwf1Dht7uPdCMQuv | n/a | n/a | n/a | n/a | n/a | n/a
DuplexReceptacle-102 | danielle.r.love@usace.army.mil | 2011-09-14T17:02:59 | Duplex Receptacle | 1E28 | M_Duplex Receptacle:Standard:Standard:896097 | Autodesk Revit MEP 2011 | IfcFlowTerminal | 0Oe4W3Rwf1Dht7uPdCMQvM | n/a | n/a | n/a | n/a | n/a | n/a
DuplexReceptacle-103 | danielle.r.love@usace.army.mil | 2011-09-14T17:02:59 | Duplex Receptacle | 1E29 | M_Duplex Receptacle:Standard:Standard:890125 | Autodesk Revit MEP 2011 | IfcFlowTerminal | 0Oe4W3Rwf1Dht7uPdCMPSw | n/a | n/a | n/a | n/a | n/a | n/a
DuplexReceptacle-104 | danielle.r.love@usace.army.mil | 2011-09-14T17:02:59 | Duplex Receptacle | 1E29 | M_Duplex Receptacle:Standard:Standard:896703 | Autodesk Revit MEP 2011 | IfcFlowTerminal | 0Oe4W3Rwf1Dht7uPdCMQo8 | n/a | n/a | n/a | n/a | n/a | n/a
DuplexReceptacle-105 | danielle.r.love@usace.army.mil | 2011-09-14T17:02:59 | Duplex Receptacle | 1E29 | M_Duplex Receptacle:Standard:Standard:896782 | Autodesk Revit MEP 2011 | IfcFlowTerminal | 0Oe4W3Rwf1Dht7uPdCMQqv | n/a | n/a | n/a | n/a | n/a | n/a
DuplexReceptacle-106 | danielle.r.love@usace.army.mil | 2011-09-14T17:02:59 | Duplex Receptacle | 1E29 | M_Duplex Receptacle:Standard:Standard:896867 | Autodesk Revit MEP 2011 | IfcFlowTerminal | 0Oe4W3Rwf1Dht7uPdCMQrK | n/a | n/a | n/a | n/a | n/a | n/a
DuplexReceptacle-107 | danielle.r.love@usace.army.mil | 2011-09-14T17:02:59 | Duplex Receptacle | 1E30 | M_Duplex Receptacle:Standard:Standard:898319 | Autodesk Revit MEP 2011 | IfcFlowTerminal | 0Oe4W3Rwf1Dht7uPdCMRSu | n/a | n/a | n/a | n/a | n/a | n/a
DuplexReceptacle-108 | danielle.r.love@usace.army.mil | 2011-09-14T17:02:59 | Duplex Receptacle | 1E33 | M_Duplex Receptacle:Standard:Standard:907147 | Autodesk Revit MEP 2011 | IfcFlowTerminal | 0Oe4W3Rwf1Dht7uPdCMTMy | n/a | n/a | n/a | n/a | n/a | n/a
DuplexReceptacle-109 | danielle.r.love@usace.army.mil | 2011-09-14T17:02:59 | Duplex Receptacle | 1E33 | M_Duplex Receptacle:Standard:Standard:907261 | Autodesk Revit MEP 2011 | IfcFlowTerminal | 0Oe4W3Rwf1Dht7uPdCMTNA | n/a | n/a | n/a | n/a | n/a | n/a
DuplexReceptacle-110 | danielle.r.love@usace.army.mil | 2011-09-14T17:02:59 | Duplex Receptacle | 1E33 | M_Duplex Receptacle:Standard:Standard:907413 | Autodesk Revit MEP 2011 | IfcFlowTerminal | 0Oe4W3Rwf1Dht7uPdCMTgY | n/a | n/a | n/a | n/a | n/a | n/a
DuplexReceptacle-111 | danielle.r.love@usace.army.mil | 2011-09-14T17:02:59 | Duplex Receptacle | 1E33 | M_Duplex Receptacle:Standard:Standard:907473 | Autodesk Revit MEP 2011 | IfcFlowTerminal | 0Oe4W3Rwf1Dht7uPdCMThc | n/a | n/a | n/a | n/a | n/a | n/a
DuplexReceptacle-112 | danielle.r.love@usace.army.mil | 2011-09-14T17:02:59 | Duplex Receptacle | 1E33 | M_Duplex Receptacle:Standard:Standard:907497 | Autodesk Revit MEP 2011 | IfcFlowTerminal | 0Oe4W3Rwf1Dht7uPdCMThU | n/a | n/a | n/a | n/a | n/a | n/a
DuplexReceptacle-113 | danielle.r.love@usace.army.mil | 2011-09-14T17:02:59 | Duplex Receptacle | 1E33 | M_Duplex Receptacle:Standard:Standard:920262 | Autodesk Revit MEP 2011 | IfcFlowTerminal | 0Oe4W3Rwf1Dht7uPdCMWZn | n/a | n/a | n/a | n/a | n/a | n/a
DuplexReceptacle-114 | danielle.r.love@usace.army.mil | 2011-09-14T17:02:59 | Duplex Receptacle | 1A01 | M_Duplex Receptacle:Standard:Standard:878129 | Autodesk Revit MEP 2011 | IfcFlowTerminal | 0Oe4W3Rwf1Dht7uPdCMMG6 | n/a | n/a | n/a | n/a | n/a | n/a
DuplexReceptacle-115 | danielle.r.love@usace.army.mil | 2011-09-14T17:02:59 | Duplex Receptacle | 1A01 | M_Duplex Receptacle:Standard:Standard:878213 | Autodesk Revit MEP 2011 | IfcFlowTerminal | 0Oe4W3Rwf1Dht7uPdCMMIo | n/a | n/a | n/a | n/a | n/a | n/a
DuplexReceptacle-116 | danielle.r.love@usace.army.mil | 2011-09-14T17:02:59 | Duplex Receptacle | 1A01 | M_Duplex Receptacle:Standard:Standard:878544 | Autodesk Revit MEP 2011 | IfcFlowTerminal | 0Oe4W3Rwf1Dht7uPdCMMNd | n/a | n/a | n/a | n/a | n/a | n/a
DuplexReceptacle-117 | danielle.r.love@usace.army.mil | 2011-09-14T17:02:59 | Duplex Receptacle | 1A01 | M_Duplex Receptacle:Standard:Standard:878678 | Autodesk Revit MEP 2011 | IfcFlowTerminal | 0Oe4W3Rwf1Dht7uPdCMMfX | n/a | n/a | n/a | n/a | n/a | n/a
DuplexReceptacle-118 | danielle.r.love@usace.army.mil | 2011-09-14T17:02:59 | Duplex Receptacle | 1A01 | M_Duplex Receptacle:Standard:Standard:878792 | Autodesk Revit MEP 2011 | IfcFlowTerminal | 0Oe4W3Rwf1Dht7uPdCMMh$ | n/a | n/a | n/a | n/a | n/a | n/a
DuplexReceptacle-119 | danielle.r.love@usace.army.mil | 2011-09-14T17:02:59 | Duplex Receptacle | 1A01 | M_Duplex Receptacle:Standard:Standard:893077 | Autodesk Revit MEP 2011 | IfcFlowTerminal | 0Oe4W3Rwf1Dht7uPdCMQAY | n/a | n/a | n/a | n/a | n/a | n/a
DuplexReceptacle-120 | danielle.r.love@usace.army.mil | 2011-09-14T17:02:59 | Duplex Receptacle | 1A02 | M_Duplex Receptacle:Standard:Standard:881287 | Autodesk Revit MEP 2011 | IfcFlowTerminal | 0Oe4W3Rwf1Dht7uPdCMN2m | n/a | n/a | n/a | n/a | n/a | n/a
DuplexReceptacle-121 | danielle.r.love@usace.army.mil | 2011-09-14T17:02:59 | Duplex Receptacle | 1A02 | M_Duplex Receptacle:Standard:Standard:881371 | Autodesk Revit MEP 2011 | IfcFlowTerminal | 0Oe4W3Rwf1Dht7uPdCMN3i | n/a | n/a | n/a | n/a | n/a | n/a
DuplexReceptacle-122 | danielle.r.love@usace.army.mil | 2011-09-14T17:02:59 | Duplex Receptacle | 1A02 | M_Duplex Receptacle:Standard:Standard:881424 | Autodesk Revit MEP 2011 | IfcFlowTerminal | 0Oe4W3Rwf1Dht7uPdCMN4d | n/a | n/a | n/a | n/a | n/a | n/a
DuplexReceptacle-123 | danielle.r.love@usace.army.mil | 2011-09-14T17:02:59 | Duplex Receptacle | 1A02 | M_Duplex Receptacle:Standard:Standard:881528 | Autodesk Revit MEP 2011 | IfcFlowTerminal | 0Oe4W3Rwf1Dht7uPdCMN5F | n/a | n/a | n/a | n/a | n/a | n/a
DuplexReceptacle-124 | danielle.r.love@usace.army.mil | 2011-09-14T17:02:59 | Duplex Receptacle | 1A02 | M_Duplex Receptacle:Standard:Standard:881889 | Autodesk Revit MEP 2011 | IfcFlowTerminal | 0Oe4W3Rwf1Dht7uPdCMNRM | n/a | n/a | n/a | n/a | n/a | n/a
DuplexReceptacle-125 | danielle.r.love@usace.army.mil | 2011-09-14T17:02:59 | Duplex Receptacle | 1A02 | M_Duplex Receptacle:Standard:Standard:882190 | Autodesk Revit MEP 2011 | IfcFlowTerminal | 0Oe4W3Rwf1Dht7uPdCMNGv | n/a | n/a | n/a | n/a | n/a | n/a
DuplexReceptacle-126 | danielle.r.love@usace.army.mil | 2011-09-14T17:02:59 | Duplex Receptacle | 1A02 | M_Duplex Receptacle:Standard:Standard:882318 | Autodesk Revit MEP 2011 | IfcFlowTerminal | 0Oe4W3Rwf1Dht7uPdCMNIv | n/a | n/a | n/a | n/a | n/a | n/a
DuplexReceptacle-127 | danielle.r.love@usace.army.mil | 2011-09-14T17:02:59 | Duplex Receptacle | 1A02 | M_Duplex Receptacle:Standard:Standard:882529 | Autodesk Revit MEP 2011 | IfcFlowTerminal | 0Oe4W3Rwf1Dht7uPdCMNLM | n/a | n/a | n/a | n/a | n/a | n/a
DuplexReceptacle-128 | danielle.r.love@usace.army.mil | 2011-09-14T17:02:59 | Duplex Receptacle | 1A03 | M_Duplex Receptacle:Standard:Standard:877816 | Autodesk Revit MEP 2011 | IfcFlowTerminal | 0Oe4W3Rwf1Dht7uPdCMMRF | n/a | n/a | n/a | n/a | n/a | n/a
DuplexReceptacle-129 | danielle.r.love@usace.army.mil | 2011-09-14T17:02:59 | Duplex Receptacle | 1A03 | M_Duplex Receptacle:Standard:Standard:877860 | Autodesk Revit MEP 2011 | IfcFlowTerminal | 0Oe4W3Rwf1Dht7uPdCMMSJ | n/a | n/a | n/a | n/a | n/a | n/a
DuplexReceptacle-130 | danielle.r.love@usace.army.mil | 2011-09-14T17:02:59 | Duplex Receptacle | 1A03 | M_Duplex Receptacle:Standard:Standard:877904 | Autodesk Revit MEP 2011 | IfcFlowTerminal | 0Oe4W3Rwf1Dht7uPdCMMTd | n/a | n/a | n/a | n/a | n/a | n/a
DuplexReceptacle-131 | danielle.r.love@usace.army.mil | 2011-09-14T17:02:59 | Duplex Receptacle | 1A03 | M_Duplex Receptacle:Standard:Standard:878031 | Autodesk Revit MEP 2011 | IfcFlowTerminal | 0Oe4W3Rwf1Dht7uPdCMMVu | n/a | n/a | n/a | n/a | n/a | n/a
DuplexReceptacle-132 | danielle.r.love@usace.army.mil | 2011-09-14T17:02:59 | Duplex Receptacle | 1A03 | M_Duplex Receptacle:Standard:Standard:878085 | Autodesk Revit MEP 2011 | IfcFlowTerminal | 0Oe4W3Rwf1Dht7uPdCMMGo | n/a | n/a | n/a | n/a | n/a | n/a
DuplexReceptacle-133 | danielle.r.love@usace.army.mil | 2011-09-14T17:02:59 | Duplex Receptacle | 1A04 | M_Duplex Receptacle:Standard:Standard:880885 | Autodesk Revit MEP 2011 | IfcFlowTerminal | 0Oe4W3Rwf1Dht7uPdCMNB2 | n/a | n/a | n/a | n/a | n/a | n/a
DuplexReceptacle-134 | danielle.r.love@usace.army.mil | 2011-09-14T17:02:59 | Duplex Receptacle | 1A04 | M_Duplex Receptacle:Standard:Standard:880950 | Autodesk Revit MEP 2011 | IfcFlowTerminal | 0Oe4W3Rwf1Dht7uPdCMNC1 | n/a | n/a | n/a | n/a | n/a | n/a
DuplexReceptacle-135 | danielle.r.love@usace.army.mil | 2011-09-14T17:02:59 | Duplex Receptacle | 1A04 | M_Duplex Receptacle:Standard:Standard:881014 | Autodesk Revit MEP 2011 | IfcFlowTerminal | 0Oe4W3Rwf1Dht7uPdCMND1 | n/a | n/a | n/a | n/a | n/a | n/a
DuplexReceptacle-136 | danielle.r.love@usace.army.mil | 2011-09-14T17:02:59 | Duplex Receptacle | 1A04 | M_Duplex Receptacle:Standard:Standard:881128 | Autodesk Revit MEP 2011 | IfcFlowTerminal | 0Oe4W3Rwf1Dht7uPdCMNFV | n/a | n/a | n/a | n/a | n/a | n/a
DuplexReceptacle-137 | danielle.r.love@usace.army.mil | 2011-09-14T17:02:59 | Duplex Receptacle | 1A05 | M_Duplex Receptacle:Standard:Standard:877290 | Autodesk Revit MEP 2011 | IfcFlowTerminal | 0Oe4W3Rwf1Dht7uPdCMM3T | n/a | n/a | n/a | n/a | n/a | n/a
DuplexReceptacle-138 | danielle.r.love@usace.army.mil | 2011-09-14T17:02:59 | Duplex Receptacle | 1A05 | M_Duplex Receptacle:Standard:Standard:877363 | Autodesk Revit MEP 2011 | IfcFlowTerminal | 0Oe4W3Rwf1Dht7uPdCMM44 | n/a | n/a | n/a | n/a | n/a | n/a
DuplexReceptacle-139 | danielle.r.love@usace.army.mil | 2011-09-14T17:02:59 | Duplex Receptacle | 1A05 | M_Duplex Receptacle:Standard:Standard:877644 | Autodesk Revit MEP 2011 | IfcFlowTerminal | 0Oe4W3Rwf1Dht7uPdCMMPx | n/a | n/a | n/a | n/a | n/a | n/a
DuplexReceptacle-140 | danielle.r.love@usace.army.mil | 2011-09-14T17:02:59 | Duplex Receptacle | 1A05 | M_Duplex Receptacle:Standard:Standard:934056 | Autodesk Revit MEP 2011 | IfcFlowTerminal | 3lgfavpaXB7eKXFQO5$_8t | n/a | n/a | n/a | n/a | n/a | n/a
DuplexReceptacle-141 | danielle.r.love@usace.army.mil | 2011-09-14T17:02:59 | Duplex Receptacle | 1A06 | M_Duplex Receptacle:Standard:Standard:879796 | Autodesk Revit MEP 2011 | IfcFlowTerminal | 0Oe4W3Rwf1Dht7uPdCMMw3 | n/a | n/a | n/a | n/a | n/a | n/a
DuplexReceptacle-142 | danielle.r.love@usace.army.mil | 2011-09-14T17:02:59 | Duplex Receptacle | 1A06 | M_Duplex Receptacle:Standard:Standard:880544 | Autodesk Revit MEP 2011 | IfcFlowTerminal | 0Oe4W3Rwf1Dht7uPdCMMsN | n/a | n/a | n/a | n/a | n/a | n/a
DuplexReceptacle-143 | danielle.r.love@usace.army.mil | 2011-09-14T17:02:59 | Duplex Receptacle | 1A06 | M_Duplex Receptacle:Standard:Standard:880597 | Autodesk Revit MEP 2011 | IfcFlowTerminal | 0Oe4W3Rwf1Dht7uPdCMMtY | n/a | n/a | n/a | n/a | n/a | n/a
DuplexReceptacle-144 | danielle.r.love@usace.army.mil | 2011-09-14T17:02:59 | Duplex Receptacle | 1A06 | M_Duplex Receptacle:Standard:Standard:880693 | Autodesk Revit MEP 2011 | IfcFlowTerminal | 0Oe4W3Rwf1Dht7uPdCMN82 | n/a | n/a | n/a | n/a | n/a | n/a
DuplexReceptacle-145 | danielle.r.love@usace.army.mil | 2011-09-14T17:02:59 | Duplex Receptacle | 1A06 | M_Duplex Receptacle:Standard:Standard:880841 | Autodesk Revit MEP 2011 | IfcFlowTerminal | 0Oe4W3Rwf1Dht7uPdCMNB_ | n/a | n/a | n/a | n/a | n/a | n/a
DuplexReceptacle-146 | danielle.r.love@usace.army.mil | 2011-09-14T17:02:59 | Duplex Receptacle | 1A07 | M_Duplex Receptacle:Standard:Standard:876919 | Autodesk Revit MEP 2011 | IfcFlowTerminal | 0Oe4W3Rwf1Dht7uPdCMMD0 | n/a | n/a | n/a | n/a | n/a | n/a
DuplexReceptacle-147 | danielle.r.love@usace.army.mil | 2011-09-14T17:02:59 | Duplex Receptacle | 1A07 | M_Duplex Receptacle:Standard:Standard:877106 | Autodesk Revit MEP 2011 | IfcFlowTerminal | 0Oe4W3Rwf1Dht7uPdCMM05 | n/a | n/a | n/a | n/a | n/a | n/a
DuplexReceptacle-148 | danielle.r.love@usace.army.mil | 2011-09-14T17:02:59 | Duplex Receptacle | 1A07 | M_Duplex Receptacle:Standard:Standard:877150 | Autodesk Revit MEP 2011 | IfcFlowTerminal | 0Oe4W3Rwf1Dht7uPdCMM1f | n/a | n/a | n/a | n/a | n/a | n/a
DuplexReceptacle-149 | danielle.r.love@usace.army.mil | 2011-09-14T17:02:59 | Duplex Receptacle | 1A07 | M_Duplex Receptacle:Standard:Standard:877193 | Autodesk Revit MEP 2011 | IfcFlowTerminal | 0Oe4W3Rwf1Dht7uPdCMM2_ | n/a | n/a | n/a | n/a | n/a | n/a
DuplexReceptacle-150 | danielle.r.love@usace.army.mil | 2011-09-14T17:02:59 | Duplex Receptacle | 1A07 | M_Duplex Receptacle:Standard:Standard:877236 | Autodesk Revit MEP 2011 | IfcFlowTerminal | 0Oe4W3Rwf1Dht7uPdCMM23 | n/a | n/a | n/a | n/a | n/a | n/a
DuplexReceptacle-151 | danielle.r.love@usace.army.mil | 2011-09-14T17:02:59 | Duplex Receptacle | 1A08 | M_Duplex Receptacle:Standard:Standard:875506 | Autodesk Revit MEP 2011 | IfcFlowTerminal | 0Oe4W3Rwf1Dht7uPdCMLd5 | n/a | n/a | n/a | n/a | n/a | n/a
DuplexReceptacle-152 | danielle.r.love@usace.army.mil | 2011-09-14T17:02:59 | Duplex Receptacle | 1A08 | M_Duplex Receptacle:Standard:Standard:875890 | Autodesk Revit MEP 2011 | IfcFlowTerminal | 0Oe4W3Rwf1Dht7uPdCMLz5 | n/a | n/a | n/a | n/a | n/a | n/a
DuplexReceptacle-153 | danielle.r.love@usace.army.mil | 2011-09-14T17:02:59 | Duplex Receptacle | 1A08 | M_Duplex Receptacle:Standard:Standard:876010 | Autodesk Revit MEP 2011 | IfcFlowTerminal | 0Oe4W3Rwf1Dht7uPdCML$T | n/a | n/a | n/a | n/a | n/a | n/a
DuplexReceptacle-154 | danielle.r.love@usace.army.mil | 2011-09-14T17:02:59 | Duplex Receptacle | 1A08 | M_Duplex Receptacle:Standard:Standard:876106 | Autodesk Revit MEP 2011 | IfcFlowTerminal | 0Oe4W3Rwf1Dht7uPdCMLnz | n/a | n/a | n/a | n/a | n/a | n/a
DuplexReceptacle-155 | danielle.r.love@usace.army.mil | 2011-09-14T17:02:59 | Duplex Receptacle | 1A09 | M_Duplex Receptacle:Standard:Standard:875275 | Autodesk Revit MEP 2011 | IfcFlowTerminal | 0Oe4W3Rwf1Dht7uPdCMLay | n/a | n/a | n/a | n/a | n/a | n/a
DuplexReceptacle-156 | danielle.r.love@usace.army.mil | 2011-09-14T17:02:59 | Duplex Receptacle | 1A10 | M_Duplex Receptacle:Standard:Standard:875966 | Autodesk Revit MEP 2011 | IfcFlowTerminal | 0Oe4W3Rwf1Dht7uPdCML_9 | n/a | n/a | n/a | n/a | n/a | n/a
DuplexReceptacle-157 | danielle.r.love@usace.army.mil | 2011-09-14T17:02:59 | Duplex Receptacle | 1A10 | M_Duplex Receptacle:Standard:Standard:891557 | Autodesk Revit MEP 2011 | IfcFlowTerminal | 0Oe4W3Rwf1Dht7uPdCMPYI | n/a | n/a | n/a | n/a | n/a | n/a
DuplexReceptacle-158 | danielle.r.love@usace.army.mil | 2011-09-14T17:02:59 | Duplex Receptacle | 1A10 | M_Duplex Receptacle:Standard:Standard:891648 | Autodesk Revit MEP 2011 | IfcFlowTerminal | 0Oe4W3Rwf1Dht7uPdCMPat | n/a | n/a | n/a | n/a | n/a | n/a
DuplexReceptacle-159 | danielle.r.love@usace.army.mil | 2011-09-14T17:02:59 | Duplex Receptacle | 1A10 | M_Duplex Receptacle:Standard:Standard:934171 | Autodesk Revit MEP 2011 | IfcFlowTerminal | 3lgfavpaXB7eKXFQO5$_E4 | n/a | n/a | n/a | n/a | n/a | n/a
DuplexReceptacle-160 | danielle.r.love@usace.army.mil | 2011-09-14T17:02:59 | Duplex Receptacle | 1A10 | M_Duplex Receptacle:Standard:Standard:934261 | Autodesk Revit MEP 2011 | IfcFlowTerminal | 3lgfavpaXB7eKXFQO5$_Fg | n/a | n/a | n/a | n/a | n/a | n/a
DuplexReceptacle-161 | danielle.r.love@usace.army.mil | 2011-09-14T17:02:59 | Duplex Receptacle | 1A12 | M_Duplex Receptacle:Standard:Standard:891765 | Autodesk Revit MEP 2011 | IfcFlowTerminal | 0Oe4W3Rwf1Dht7uPdCMPb2 | n/a | n/a | n/a | n/a | n/a | n/a
DuplexReceptacle-162 | danielle.r.love@usace.army.mil | 2011-09-14T17:02:59 | Duplex Receptacle | 1A13 | M_Duplex Receptacle:Standard:Standard:934216 | Autodesk Revit MEP 2011 | IfcFlowTerminal | 3lgfavpaXB7eKXFQO5$_FN | n/a | n/a | n/a | n/a | n/a | n/a
DuplexReceptacle-163 | danielle.r.love@usace.army.mil | 2011-09-14T17:02:59 | Duplex Receptacle | 1A14 | M_Duplex Receptacle:Standard:Standard:891830 | Autodesk Revit MEP 2011 | IfcFlowTerminal | 0Oe4W3Rwf1Dht7uPdCMPc1 | n/a | n/a | n/a | n/a | n/a | n/a
DuplexReceptacle-164 | danielle.r.love@usace.army.mil | 2011-09-14T17:02:59 | Duplex Receptacle | 1A14 | M_Duplex Receptacle:Standard:Standard:892376 | Autodesk Revit MEP 2011 | IfcFlowTerminal | 0Oe4W3Rwf1Dht7uPdCMP$l | n/a | n/a | n/a | n/a | n/a | n/a
DuplexReceptacle-165 | danielle.r.love@usace.army.mil | 2011-09-14T17:02:59 | Duplex Receptacle | 1A14 | M_Duplex Receptacle:Standard:Standard:892440 | Autodesk Revit MEP 2011 | IfcFlowTerminal | 0Oe4W3Rwf1Dht7uPdCMPml | n/a | n/a | n/a | n/a | n/a | n/a
DuplexReceptacle-166 | danielle.r.love@usace.army.mil | 2011-09-14T17:02:59 | Duplex Receptacle | 1A15 | M_Duplex Receptacle:Standard:Standard:892484 | Autodesk Revit MEP 2011 | IfcFlowTerminal | 0Oe4W3Rwf1Dht7uPdCMPnp | n/a | n/a | n/a | n/a | n/a | n/a
DuplexReceptacle-167 | danielle.r.love@usace.army.mil | 2011-09-14T17:02:59 | Duplex Receptacle | 1A15 | M_Duplex Receptacle:Standard:Standard:892671 | Autodesk Revit MEP 2011 | IfcFlowTerminal | 0Oe4W3Rwf1Dht7uPdCMPp8 | n/a | n/a | n/a | n/a | n/a | n/a
DuplexReceptacle-168 | danielle.r.love@usace.army.mil | 2011-09-14T17:02:59 | Duplex Receptacle | 1A15 | M_Duplex Receptacle:Standard:Standard:892836 | Autodesk Revit MEP 2011 | IfcFlowTerminal | 0Oe4W3Rwf1Dht7uPdCMPsJ | n/a | n/a | n/a | n/a | n/a | n/a
DuplexReceptacle-169 | danielle.r.love@usace.army.mil | 2011-09-14T17:02:59 | Duplex Receptacle | 1A15 | M_Duplex Receptacle:Standard:Standard:892880 | Autodesk Revit MEP 2011 | IfcFlowTerminal | 0Oe4W3Rwf1Dht7uPdCMPtd | n/a | n/a | n/a | n/a | n/a | n/a
DuplexReceptacle-170 | danielle.r.love@usace.army.mil | 2011-09-14T17:02:59 | Duplex Receptacle | 1A16 | M_Duplex Receptacle:Standard:Standard:876149 | Autodesk Revit MEP 2011 | IfcFlowTerminal | 0Oe4W3Rwf1Dht7uPdCMLn2 | n/a | n/a | n/a | n/a | n/a | n/a
DuplexReceptacle-171 | danielle.r.love@usace.army.mil | 2011-09-14T17:02:59 | Duplex Receptacle | 1A16 | M_Duplex Receptacle:Standard:Standard:876192 | Autodesk Revit MEP 2011 | IfcFlowTerminal | 0Oe4W3Rwf1Dht7uPdCMLoN | n/a | n/a | n/a | n/a | n/a | n/a
DuplexReceptacle-172 | danielle.r.love@usace.army.mil | 2011-09-14T17:02:59 | Duplex Receptacle | 1A16 | M_Duplex Receptacle:Standard:Standard:876286 | Autodesk Revit MEP 2011 | IfcFlowTerminal | 0Oe4W3Rwf1Dht7uPdCMLp9 | n/a | n/a | n/a | n/a | n/a | n/a
DuplexReceptacle-173 | danielle.r.love@usace.army.mil | 2011-09-14T17:02:59 | Duplex Receptacle | 1A16 | M_Duplex Receptacle:Standard:Standard:876400 | Autodesk Revit MEP 2011 | IfcFlowTerminal | 0Oe4W3Rwf1Dht7uPdCMLr7 | n/a | n/a | n/a | n/a | n/a | n/a
DuplexReceptacle-174 | danielle.r.love@usace.army.mil | 2011-09-14T17:02:59 | Duplex Receptacle | 1A16 | M_Duplex Receptacle:Standard:Standard:876568 | Autodesk Revit MEP 2011 | IfcFlowTerminal | 0Oe4W3Rwf1Dht7uPdCMM8l | n/a | n/a | n/a | n/a | n/a | n/a
DuplexReceptacle-175 | danielle.r.love@usace.army.mil | 2011-09-14T17:02:59 | Duplex Receptacle | 1A16 | M_Duplex Receptacle:Standard:Standard:876611 | Autodesk Revit MEP 2011 | IfcFlowTerminal | 0Oe4W3Rwf1Dht7uPdCMM9q | n/a | n/a | n/a | n/a | n/a | n/a
DuplexReceptacle-176 | danielle.r.love@usace.army.mil | 2011-09-14T17:02:59 | Duplex Receptacle | 1A16 | M_Duplex Receptacle:Standard:Standard:876815 | Autodesk Revit MEP 2011 | IfcFlowTerminal | 0Oe4W3Rwf1Dht7uPdCMMCu | n/a | n/a | n/a | n/a | n/a | n/a
DuplexReceptacle-177 | danielle.r.love@usace.army.mil | 2011-09-14T17:02:59 | Duplex Receptacle | 1A16 | M_Duplex Receptacle:Standard:Standard:877426 | Autodesk Revit MEP 2011 | IfcFlowTerminal | 0Oe4W3Rwf1Dht7uPdCMM55 | n/a | n/a | n/a | n/a | n/a | n/a
DuplexReceptacle-178 | danielle.r.love@usace.army.mil | 2011-09-14T17:02:59 | Duplex Receptacle | 1A16 | M_Duplex Receptacle:Standard:Standard:877469 | Autodesk Revit MEP 2011 | IfcFlowTerminal | 0Oe4W3Rwf1Dht7uPdCMM6g | n/a | n/a | n/a | n/a | n/a | n/a
DuplexReceptacle-179 | danielle.r.love@usace.army.mil | 2011-09-14T17:02:59 | Duplex Receptacle | 1A16 | M_Duplex Receptacle:Standard:Standard:877728 | Autodesk Revit MEP 2011 | IfcFlowTerminal | 0Oe4W3Rwf1Dht7uPdCMMQN | n/a | n/a | n/a | n/a | n/a | n/a
DuplexReceptacle-180 | danielle.r.love@usace.army.mil | 2011-09-14T17:02:59 | Duplex Receptacle | 1A16 | M_Duplex Receptacle:Standard:Standard:877772 | Autodesk Revit MEP 2011 | IfcFlowTerminal | 0Oe4W3Rwf1Dht7uPdCMMRx | n/a | n/a | n/a | n/a | n/a | n/a
DuplexReceptacle-181 | danielle.r.love@usace.army.mil | 2011-09-14T17:02:59 | Duplex Receptacle | 1A16 | M_Duplex Receptacle:Standard:Standard:878256 | Autodesk Revit MEP 2011 | IfcFlowTerminal | 0Oe4W3Rwf1Dht7uPdCMMI7 | n/a | n/a | n/a | n/a | n/a | n/a
DuplexReceptacle-182 | danielle.r.love@usace.army.mil | 2011-09-14T17:02:59 | Duplex Receptacle | 1A16 | M_Duplex Receptacle:Standard:Standard:878329 | Autodesk Revit MEP 2011 | IfcFlowTerminal | 0Oe4W3Rwf1Dht7uPdCMMJE | n/a | n/a | n/a | n/a | n/a | n/a
DuplexReceptacle-183 | danielle.r.love@usace.army.mil | 2011-09-14T17:02:59 | Duplex Receptacle | 1A16 | M_Duplex Receptacle:Standard:Standard:878372 | Autodesk Revit MEP 2011 | IfcFlowTerminal | 0Oe4W3Rwf1Dht7uPdCMMKJ | n/a | n/a | n/a | n/a | n/a | n/a
DuplexReceptacle-184 | danielle.r.love@usace.army.mil | 2011-09-14T17:02:59 | Duplex Receptacle | 1A16 | M_Duplex Receptacle:Standard:Standard:878501 | Autodesk Revit MEP 2011 | IfcFlowTerminal | 0Oe4W3Rwf1Dht7uPdCMMMI | n/a | n/a | n/a | n/a | n/a | n/a
DuplexReceptacle-185 | danielle.r.love@usace.army.mil | 2011-09-14T17:02:59 | Duplex Receptacle | 1A16 | M_Duplex Receptacle:Standard:Standard:878947 | Autodesk Revit MEP 2011 | IfcFlowTerminal | 0Oe4W3Rwf1Dht7uPdCMMjK | n/a | n/a | n/a | n/a | n/a | n/a
DuplexReceptacle-186 | danielle.r.love@usace.army.mil | 2011-09-14T17:02:59 | Duplex Receptacle | 1A16 | M_Duplex Receptacle:Standard:Standard:878990 | Autodesk Revit MEP 2011 | IfcFlowTerminal | 0Oe4W3Rwf1Dht7uPdCMMkv | n/a | n/a | n/a | n/a | n/a | n/a
DuplexReceptacle-187 | danielle.r.love@usace.army.mil | 2011-09-14T17:02:59 | Duplex Receptacle | 1A16 | M_Duplex Receptacle:Standard:Standard:879033 | Autodesk Revit MEP 2011 | IfcFlowTerminal | 0Oe4W3Rwf1Dht7uPdCMMkE | n/a | n/a | n/a | n/a | n/a | n/a
DuplexReceptacle-188 | danielle.r.love@usace.army.mil | 2011-09-14T17:02:59 | Duplex Receptacle | 1A16 | M_Duplex Receptacle:Standard:Standard:879441 | Autodesk Revit MEP 2011 | IfcFlowTerminal | 0Oe4W3Rwf1Dht7uPdCMMbc | n/a | n/a | n/a | n/a | n/a | n/a
DuplexReceptacle-189 | danielle.r.love@usace.army.mil | 2011-09-14T17:02:59 | Duplex Receptacle | 1A16 | M_Duplex Receptacle:Standard:Standard:879636 | Autodesk Revit MEP 2011 | IfcFlowTerminal | 0Oe4W3Rwf1Dht7uPdCMMuZ | n/a | n/a | n/a | n/a | n/a | n/a
DuplexReceptacle-190 | danielle.r.love@usace.army.mil | 2011-09-14T17:02:59 | Duplex Receptacle | 1A16 | M_Duplex Receptacle:Standard:Standard:879659 | Autodesk Revit MEP 2011 | IfcFlowTerminal | 0Oe4W3Rwf1Dht7uPdCMMuS | n/a | n/a | n/a | n/a | n/a | n/a
DuplexReceptacle-191 | danielle.r.love@usace.army.mil | 2011-09-14T17:02:59 | Duplex Receptacle | 1A16 | M_Duplex Receptacle:Standard:Standard:891605 | Autodesk Revit MEP 2011 | IfcFlowTerminal | 0Oe4W3Rwf1Dht7uPdCMPZY | n/a | n/a | n/a | n/a | n/a | n/a
DuplexReceptacle-192 | danielle.r.love@usace.army.mil | 2011-09-14T17:02:59 | Duplex Receptacle | 1AC1 | M_Duplex Receptacle:Standard:Standard:882999 | Autodesk Revit MEP 2011 | IfcFlowTerminal | 0Oe4W3Rwf1Dht7uPdCMNi0 | n/a | n/a | n/a | n/a | n/a | n/a
DuplexReceptacle-193 | danielle.r.love@usace.army.mil | 2011-09-14T17:02:59 | Duplex Receptacle | 1AC1 | M_Duplex Receptacle:Standard:Standard:883657 | Autodesk Revit MEP 2011 | IfcFlowTerminal | 0Oe4W3Rwf1Dht7uPdCMNd_ | n/a | n/a | n/a | n/a | n/a | n/a
DuplexReceptacle-194 | danielle.r.love@usace.army.mil | 2011-09-14T17:02:59 | Duplex Receptacle | 1AC1 | M_Duplex Receptacle:Standard:Standard:883835 | Autodesk Revit MEP 2011 | IfcFlowTerminal | 0Oe4W3Rwf1Dht7uPdCMNvC | n/a | n/a | n/a | n/a | n/a | n/a
DuplexReceptacle-195 | danielle.r.love@usace.army.mil | 2011-09-14T17:02:59 | Duplex Receptacle | 1AC1 | M_Duplex Receptacle:Standard:Standard:893004 | Autodesk Revit MEP 2011 | IfcFlowTerminal | 0Oe4W3Rwf1Dht7uPdCMQ9x | n/a | n/a | n/a | n/a | n/a | n/a
DuplexReceptacle-196 | danielle.r.love@usace.army.mil | 2011-09-14T17:02:59 | Duplex Receptacle | 1AC1 | M_Duplex Receptacle:Standard:Standard:893532 | Autodesk Revit MEP 2011 | IfcFlowTerminal | 0Oe4W3Rwf1Dht7uPdCMQ1h | n/a | n/a | n/a | n/a | n/a | n/a
DuplexReceptacle-197 | danielle.r.love@usace.army.mil | 2011-09-14T17:02:59 | Duplex Receptacle | 1AC1 | M_Duplex Receptacle:Standard:Standard:893626 | Autodesk Revit MEP 2011 | IfcFlowTerminal | 0Oe4W3Rwf1Dht7uPdCMQ2D | n/a | n/a | n/a | n/a | n/a | n/a
DuplexReceptacle-198 | danielle.r.love@usace.army.mil | 2011-09-14T17:02:59 | Duplex Receptacle | 1AC2 | M_Duplex Receptacle:Standard:Standard:873814 | Autodesk Revit MEP 2011 | IfcFlowTerminal | 0Oe4W3Rwf1Dht7uPdCMLTX | n/a | n/a | n/a | n/a | n/a | n/a
DuplexReceptacle-199 | danielle.r.love@usace.army.mil | 2011-09-14T17:02:59 | Duplex Receptacle | 1AC2 | M_Duplex Receptacle:Standard:Standard:925140 | Autodesk Revit MEP 2011 | IfcFlowTerminal | 0Oe4W3Rwf1Dht7uPdCMX$Z | n/a | n/a | n/a | n/a | n/a | n/a
DuplexReceptacle-200 | danielle.r.love@usace.army.mil | 2011-09-14T17:02:59 | Duplex Receptacle | 1AC3 | M_Duplex Receptacle:Standard:Standard:875401 | Autodesk Revit MEP 2011 | IfcFlowTerminal | 0Oe4W3Rwf1Dht7uPdCMLc_ | n/a | n/a | n/a | n/a | n/a | n/a
DuplexReceptacle-201 | danielle.r.love@usace.army.mil | 2011-09-14T17:02:59 | Duplex Receptacle | 1AC4 | M_Duplex Receptacle:Standard:Standard:891721 | Autodesk Revit MEP 2011 | IfcFlowTerminal | 0Oe4W3Rwf1Dht7uPdCMPb_ | n/a | n/a | n/a | n/a | n/a | n/a
DuplexReceptacle-202 | danielle.r.love@usace.army.mil | 2011-09-14T17:02:59 | Duplex Receptacle | 1AC5 | M_Duplex Receptacle:Standard:Standard:881202 | Autodesk Revit MEP 2011 | IfcFlowTerminal | 0Oe4W3Rwf1Dht7uPdCMN05 | n/a | n/a | n/a | n/a | n/a | n/a
DuplexReceptacle-203 | danielle.r.love@usace.army.mil | 2011-09-14T17:02:59 | Duplex Receptacle | 1B01 | M_Duplex Receptacle:Standard:Standard:884012 | Autodesk Revit MEP 2011 | IfcFlowTerminal | 0Oe4W3Rwf1Dht7uPdCMNyR | n/a | n/a | n/a | n/a | n/a | n/a
DuplexReceptacle-204 | danielle.r.love@usace.army.mil | 2011-09-14T17:02:59 | Duplex Receptacle | 1B01 | M_Duplex Receptacle:Standard:Standard:884298 | Autodesk Revit MEP 2011 | IfcFlowTerminal | 0Oe4W3Rwf1Dht7uPdCMNnz | n/a | n/a | n/a | n/a | n/a | n/a
DuplexReceptacle-205 | danielle.r.love@usace.army.mil | 2011-09-14T17:02:59 | Duplex Receptacle | 1B01 | M_Duplex Receptacle:Standard:Standard:884423 | Autodesk Revit MEP 2011 | IfcFlowTerminal | 0Oe4W3Rwf1Dht7uPdCMNpm | n/a | n/a | n/a | n/a | n/a | n/a
DuplexReceptacle-206 | danielle.r.love@usace.army.mil | 2011-09-14T17:02:59 | Duplex Receptacle | 1B01 | M_Duplex Receptacle:Standard:Standard:884519 | Autodesk Revit MEP 2011 | IfcFlowTerminal | 0Oe4W3Rwf1Dht7uPdCMNqG | n/a | n/a | n/a | n/a | n/a | n/a
DuplexReceptacle-207 | danielle.r.love@usace.army.mil | 2011-09-14T17:02:59 | Duplex Receptacle | 1B01 | M_Duplex Receptacle:Standard:Standard:884698 | Autodesk Revit MEP 2011 | IfcFlowTerminal | 0Oe4W3Rwf1Dht7uPdCMNtj | n/a | n/a | n/a | n/a | n/a | n/a
DuplexReceptacle-208 | danielle.r.love@usace.army.mil | 2011-09-14T17:02:59 | Duplex Receptacle | 1B01 | M_Duplex Receptacle:Standard:Standard:884802 | Autodesk Revit MEP 2011 | IfcFlowTerminal | 0Oe4W3Rwf1Dht7uPdCMO9r | n/a | n/a | n/a | n/a | n/a | n/a
DuplexReceptacle-209 | danielle.r.love@usace.army.mil | 2011-09-14T17:02:59 | Duplex Receptacle | 1B02 | M_Duplex Receptacle:Standard:Standard:884896 | Autodesk Revit MEP 2011 | IfcFlowTerminal | 0Oe4W3Rwf1Dht7uPdCMOAN | n/a | n/a | n/a | n/a | n/a | n/a
DuplexReceptacle-210 | danielle.r.love@usace.army.mil | 2011-09-14T17:02:59 | Duplex Receptacle | 1B03 | M_Duplex Receptacle:Standard:Standard:885220 | Autodesk Revit MEP 2011 | IfcFlowTerminal | 0Oe4W3Rwf1Dht7uPdCMOFJ | n/a | n/a | n/a | n/a | n/a | n/a
DuplexReceptacle-211 | danielle.r.love@usace.army.mil | 2011-09-14T17:02:59 | Duplex Receptacle | 1B03 | M_Duplex Receptacle:Standard:Standard:885451 | Autodesk Revit MEP 2011 | IfcFlowTerminal | 0Oe4W3Rwf1Dht7uPdCMO3y | n/a | n/a | n/a | n/a | n/a | n/a
DuplexReceptacle-212 | danielle.r.love@usace.army.mil | 2011-09-14T17:02:59 | Duplex Receptacle | 1B03 | M_Duplex Receptacle:Standard:Standard:886106 | Autodesk Revit MEP 2011 | IfcFlowTerminal | 0Oe4W3Rwf1Dht7uPdCMOTj | n/a | n/a | n/a | n/a | n/a | n/a
DuplexReceptacle-213 | danielle.r.love@usace.army.mil | 2011-09-14T17:02:59 | Duplex Receptacle | 1B04 | M_Duplex Receptacle:Standard:Standard:886255 | Autodesk Revit MEP 2011 | IfcFlowTerminal | 0Oe4W3Rwf1Dht7uPdCMOVO | n/a | n/a | n/a | n/a | n/a | n/a
DuplexReceptacle-214 | danielle.r.love@usace.army.mil | 2011-09-14T17:02:59 | Duplex Receptacle | 1B04 | M_Duplex Receptacle:Standard:Standard:886424 | Autodesk Revit MEP 2011 | IfcFlowTerminal | 0Oe4W3Rwf1Dht7uPdCMOIl | n/a | n/a | n/a | n/a | n/a | n/a
DuplexReceptacle-215 | danielle.r.love@usace.army.mil | 2011-09-14T17:02:59 | Duplex Receptacle | 1B04 | M_Duplex Receptacle:Standard:Standard:886468 | Autodesk Revit MEP 2011 | IfcFlowTerminal | 0Oe4W3Rwf1Dht7uPdCMOJp | n/a | n/a | n/a | n/a | n/a | n/a
DuplexReceptacle-216 | danielle.r.love@usace.army.mil | 2011-09-14T17:02:59 | Duplex Receptacle | 1B04 | M_Duplex Receptacle:Standard:Standard:886710 | Autodesk Revit MEP 2011 | IfcFlowTerminal | 0Oe4W3Rwf1Dht7uPdCMOM1 | n/a | n/a | n/a | n/a | n/a | n/a
DuplexReceptacle-217 | danielle.r.love@usace.army.mil | 2011-09-14T17:02:59 | Duplex Receptacle | 1B04 | M_Duplex Receptacle:Standard:Standard:886763 | Autodesk Revit MEP 2011 | IfcFlowTerminal | 0Oe4W3Rwf1Dht7uPdCMONS | n/a | n/a | n/a | n/a | n/a | n/a
DuplexReceptacle-218 | danielle.r.love@usace.army.mil | 2011-09-14T17:02:59 | Duplex Receptacle | 1B04 | M_Duplex Receptacle:Standard:Standard:886806 | Autodesk Revit MEP 2011 | IfcFlowTerminal | 0Oe4W3Rwf1Dht7uPdCMOeX | n/a | n/a | n/a | n/a | n/a | n/a
DuplexReceptacle-219 | danielle.r.love@usace.army.mil | 2011-09-14T17:02:59 | Duplex Receptacle | 1B04 | M_Duplex Receptacle:Standard:Standard:886960 | Autodesk Revit MEP 2011 | IfcFlowTerminal | 0Oe4W3Rwf1Dht7uPdCMOg7 | n/a | n/a | n/a | n/a | n/a | n/a
DuplexReceptacle-220 | danielle.r.love@usace.army.mil | 2011-09-14T17:02:59 | Duplex Receptacle | 1B04 | M_Duplex Receptacle:Standard:Standard:887170 | Autodesk Revit MEP 2011 | IfcFlowTerminal | 0Oe4W3Rwf1Dht7uPdCMOkr | n/a | n/a | n/a | n/a | n/a | n/a
DuplexReceptacle-221 | danielle.r.love@usace.army.mil | 2011-09-14T17:02:59 | Duplex Receptacle | 1B04 | M_Duplex Receptacle:Standard:Standard:887213 | Autodesk Revit MEP 2011 | IfcFlowTerminal | 0Oe4W3Rwf1Dht7uPdCMOkQ | n/a | n/a | n/a | n/a | n/a | n/a
DuplexReceptacle-222 | danielle.r.love@usace.army.mil | 2011-09-14T17:02:59 | Duplex Receptacle | 1B04 | M_Duplex Receptacle:Standard:Standard:887484 | Autodesk Revit MEP 2011 | IfcFlowTerminal | 0Oe4W3Rwf1Dht7uPdCMOYB | n/a | n/a | n/a | n/a | n/a | n/a
DuplexReceptacle-223 | danielle.r.love@usace.army.mil | 2011-09-14T17:02:59 | Duplex Receptacle | 1B04 | M_Duplex Receptacle:Standard:Standard:887569 | Autodesk Revit MEP 2011 | IfcFlowTerminal | 0Oe4W3Rwf1Dht7uPdCMOac | n/a | n/a | n/a | n/a | n/a | n/a
DuplexReceptacle-224 | danielle.r.love@usace.army.mil | 2011-09-14T17:02:59 | Duplex Receptacle | 1B04 | M_Duplex Receptacle:Standard:Standard:887737 | Autodesk Revit MEP 2011 | IfcFlowTerminal | 0Oe4W3Rwf1Dht7uPdCMOcE | n/a | n/a | n/a | n/a | n/a | n/a
DuplexReceptacle-225 | danielle.r.love@usace.army.mil | 2011-09-14T17:02:59 | Duplex Receptacle | 1B04 | M_Duplex Receptacle:Standard:Standard:887883 | Autodesk Revit MEP 2011 | IfcFlowTerminal | 0Oe4W3Rwf1Dht7uPdCMOvy | n/a | n/a | n/a | n/a | n/a | n/a
DuplexReceptacle-226 | danielle.r.love@usace.army.mil | 2011-09-14T17:02:59 | Duplex Receptacle | 1B04 | M_Duplex Receptacle:Standard:Standard:887927 | Autodesk Revit MEP 2011 | IfcFlowTerminal | 0Oe4W3Rwf1Dht7uPdCMOv0 | n/a | n/a | n/a | n/a | n/a | n/a
DuplexReceptacle-227 | danielle.r.love@usace.army.mil | 2011-09-14T17:02:59 | Duplex Receptacle | 1B04 | M_Duplex Receptacle:Standard:Standard:888107 | Autodesk Revit MEP 2011 | IfcFlowTerminal | 0Oe4W3Rwf1Dht7uPdCMOyS | n/a | n/a | n/a | n/a | n/a | n/a
DuplexReceptacle-228 | danielle.r.love@usace.army.mil | 2011-09-14T17:02:59 | Duplex Receptacle | 1B04 | M_Duplex Receptacle:Standard:Standard:895058 | Autodesk Revit MEP 2011 | IfcFlowTerminal | 0Oe4W3Rwf1Dht7uPdCMQfb | n/a | n/a | n/a | n/a | n/a | n/a
DuplexReceptacle-229 | danielle.r.love@usace.army.mil | 2011-09-14T17:02:59 | Duplex Receptacle | 1B05 | M_Duplex Receptacle:Standard:Standard:886360 | Autodesk Revit MEP 2011 | IfcFlowTerminal | 0Oe4W3Rwf1Dht7uPdCMOHl | n/a | n/a | n/a | n/a | n/a | n/a
DuplexReceptacle-230 | danielle.r.love@usace.army.mil | 2011-09-14T17:02:59 | Duplex Receptacle | 1B06 | M_Duplex Receptacle:Standard:Standard:888014 | Autodesk Revit MEP 2011 | IfcFlowTerminal | 0Oe4W3Rwf1Dht7uPdCMOxv | n/a | n/a | n/a | n/a | n/a | n/a
DuplexReceptacle-231 | danielle.r.love@usace.army.mil | 2011-09-14T17:02:59 | Duplex Receptacle | 1B06 | M_Duplex Receptacle:Standard:Standard:888207 | Autodesk Revit MEP 2011 | IfcFlowTerminal | 0Oe4W3Rwf1Dht7uPdCMO_u | n/a | n/a | n/a | n/a | n/a | n/a
DuplexReceptacle-232 | danielle.r.love@usace.army.mil | 2011-09-14T17:02:59 | Duplex Receptacle | 1B06 | M_Duplex Receptacle:Standard:Standard:888374 | Autodesk Revit MEP 2011 | IfcFlowTerminal | 0Oe4W3Rwf1Dht7uPdCMOm1 | n/a | n/a | n/a | n/a | n/a | n/a
DuplexReceptacle-233 | danielle.r.love@usace.army.mil | 2011-09-14T17:02:59 | Duplex Receptacle | 1B06 | M_Duplex Receptacle:Standard:Standard:888399 | Autodesk Revit MEP 2011 | IfcFlowTerminal | 0Oe4W3Rwf1Dht7uPdCMOnu | n/a | n/a | n/a | n/a | n/a | n/a
DuplexReceptacle-234 | danielle.r.love@usace.army.mil | 2011-09-14T17:02:59 | Duplex Receptacle | 1B06 | M_Duplex Receptacle:Standard:Standard:888453 | Autodesk Revit MEP 2011 | IfcFlowTerminal | 0Oe4W3Rwf1Dht7uPdCMOoo | n/a | n/a | n/a | n/a | n/a | n/a
DuplexReceptacle-235 | danielle.r.love@usace.army.mil | 2011-09-14T17:02:59 | Duplex Receptacle | 1B07 | M_Duplex Receptacle:Standard:Standard:886522 | Autodesk Revit MEP 2011 | IfcFlowTerminal | 0Oe4W3Rwf1Dht7uPdCMOJD | n/a | n/a | n/a | n/a | n/a | n/a
DuplexReceptacle-236 | danielle.r.love@usace.army.mil | 2011-09-14T17:02:59 | Duplex Receptacle | 1B08 | M_Duplex Receptacle:Standard:Standard:888064 | Autodesk Revit MEP 2011 | IfcFlowTerminal | 0Oe4W3Rwf1Dht7uPdCMOyt | n/a | n/a | n/a | n/a | n/a | n/a
DuplexReceptacle-237 | danielle.r.love@usace.army.mil | 2011-09-14T17:02:59 | Duplex Receptacle | 1B08 | M_Duplex Receptacle:Standard:Standard:888578 | Autodesk Revit MEP 2011 | IfcFlowTerminal | 0Oe4W3Rwf1Dht7uPdCMOqr | n/a | n/a | n/a | n/a | n/a | n/a
DuplexReceptacle-238 | danielle.r.love@usace.army.mil | 2011-09-14T17:02:59 | Duplex Receptacle | 1B09 | M_Duplex Receptacle:Standard:Standard:894825 | Autodesk Revit MEP 2011 | IfcFlowTerminal | 0Oe4W3Rwf1Dht7uPdCMQLU | n/a | n/a | n/a | n/a | n/a | n/a
DuplexReceptacle-239 | danielle.r.love@usace.army.mil | 2011-09-14T17:02:59 | Duplex Receptacle | 1B10 | M_Duplex Receptacle:Standard:Standard:888778 | Autodesk Revit MEP 2011 | IfcFlowTerminal | 0Oe4W3Rwf1Dht7uPdCMOtz | n/a | n/a | n/a | n/a | n/a | n/a
DuplexReceptacle-240 | danielle.r.love@usace.army.mil | 2011-09-14T17:02:59 | Duplex Receptacle | 1B10 | M_Duplex Receptacle:Standard:Standard:889038 | Autodesk Revit MEP 2011 | IfcFlowTerminal | 0Oe4W3Rwf1Dht7uPdCMPBv | n/a | n/a | n/a | n/a | n/a | n/a
DuplexReceptacle-241 | danielle.r.love@usace.army.mil | 2011-09-14T17:02:59 | Duplex Receptacle | 1B10 | M_Duplex Receptacle:Standard:Standard:889073 | Autodesk Revit MEP 2011 | IfcFlowTerminal | 0Oe4W3Rwf1Dht7uPdCMPB6 | n/a | n/a | n/a | n/a | n/a | n/a
DuplexReceptacle-242 | danielle.r.love@usace.army.mil | 2011-09-14T17:02:59 | Duplex Receptacle | 1B10 | M_Duplex Receptacle:Standard:Standard:889193 | Autodesk Revit MEP 2011 | IfcFlowTerminal | 0Oe4W3Rwf1Dht7uPdCMPDU | n/a | n/a | n/a | n/a | n/a | n/a
DuplexReceptacle-243 | danielle.r.love@usace.army.mil | 2011-09-14T17:02:59 | Duplex Receptacle | 1B10 | M_Duplex Receptacle:Standard:Standard:889222 | Autodesk Revit MEP 2011 | IfcFlowTerminal | 0Oe4W3Rwf1Dht7uPdCMPEn | n/a | n/a | n/a | n/a | n/a | n/a
DuplexReceptacle-244 | danielle.r.love@usace.army.mil | 2011-09-14T17:02:59 | Duplex Receptacle | 1B10 | M_Duplex Receptacle:Standard:Standard:889364 | Autodesk Revit MEP 2011 | IfcFlowTerminal | 0Oe4W3Rwf1Dht7uPdCMP0Z | n/a | n/a | n/a | n/a | n/a | n/a
DuplexReceptacle-245 | danielle.r.love@usace.army.mil | 2011-09-14T17:02:59 | Duplex Receptacle | 1B11 | M_Duplex Receptacle:Standard:Standard:888152 | Autodesk Revit MEP 2011 | IfcFlowTerminal | 0Oe4W3Rwf1Dht7uPdCMOzl | n/a | n/a | n/a | n/a | n/a | n/a
DuplexReceptacle-246 | danielle.r.love@usace.army.mil | 2011-09-14T17:02:59 | Duplex Receptacle | 1B12 | M_Duplex Receptacle:Standard:Standard:889426 | Autodesk Revit MEP 2011 | IfcFlowTerminal | 0Oe4W3Rwf1Dht7uPdCMP1b | n/a | n/a | n/a | n/a | n/a | n/a
DuplexReceptacle-247 | danielle.r.love@usace.army.mil | 2011-09-14T17:02:59 | Duplex Receptacle | 1B13 | M_Duplex Receptacle:Standard:Standard:891357 | Autodesk Revit MEP 2011 | IfcFlowTerminal | 0Oe4W3Rwf1Dht7uPdCMPlg | n/a | n/a | n/a | n/a | n/a | n/a
DuplexReceptacle-248 | danielle.r.love@usace.army.mil | 2011-09-14T17:02:59 | Duplex Receptacle | 1B13 | M_Duplex Receptacle:Standard:Standard:894123 | Autodesk Revit MEP 2011 | IfcFlowTerminal | 0Oe4W3Rwf1Dht7uPdCMQQS | n/a | n/a | n/a | n/a | n/a | n/a
DuplexReceptacle-249 | danielle.r.love@usace.army.mil | 2011-09-14T17:02:59 | Duplex Receptacle | 1B13 | M_Duplex Receptacle:Standard:Standard:894198 | Autodesk Revit MEP 2011 | IfcFlowTerminal | 0Oe4W3Rwf1Dht7uPdCMQR1 | n/a | n/a | n/a | n/a | n/a | n/a
DuplexReceptacle-250 | danielle.r.love@usace.army.mil | 2011-09-14T17:02:59 | Duplex Receptacle | 1B13 | M_Duplex Receptacle:Standard:Standard:934961 | Autodesk Revit MEP 2011 | IfcFlowTerminal | 3AFN707Bj9afSO$T13iNA0 | n/a | n/a | n/a | n/a | n/a | n/a
DuplexReceptacle-251 | danielle.r.love@usace.army.mil | 2011-09-14T17:02:59 | Duplex Receptacle | 1B14 | M_Duplex Receptacle:Standard:Standard:889712 | Autodesk Revit MEP 2011 | IfcFlowTerminal | 0Oe4W3Rwf1Dht7uPdCMP57 | n/a | n/a | n/a | n/a | n/a | n/a
DuplexReceptacle-252 | danielle.r.love@usace.army.mil | 2011-09-14T17:02:59 | Duplex Receptacle | 1B15 | M_Duplex Receptacle:Standard:Standard:894253 | Autodesk Revit MEP 2011 | IfcFlowTerminal | 0Oe4W3Rwf1Dht7uPdCMQSQ | n/a | n/a | n/a | n/a | n/a | n/a
DuplexReceptacle-253 | danielle.r.love@usace.army.mil | 2011-09-14T17:02:59 | Duplex Receptacle | 1B15 | M_Duplex Receptacle:Standard:Standard:894656 | Autodesk Revit MEP 2011 | IfcFlowTerminal | 0Oe4W3Rwf1Dht7uPdCMQJt | n/a | n/a | n/a | n/a | n/a | n/a
DuplexReceptacle-254 | danielle.r.love@usace.army.mil | 2011-09-14T17:02:59 | Duplex Receptacle | 1B15 | M_Duplex Receptacle:Standard:Standard:934906 | Autodesk Revit MEP 2011 | IfcFlowTerminal | 3AFN707Bj9afSO$T13iNLB | n/a | n/a | n/a | n/a | n/a | n/a
DuplexReceptacle-255 | danielle.r.love@usace.army.mil | 2011-09-14T17:02:59 | Duplex Receptacle | 1B16 | M_Duplex Receptacle:Standard:Standard:889817 | Autodesk Revit MEP 2011 | IfcFlowTerminal | 0Oe4W3Rwf1Dht7uPdCMP7k | n/a | n/a | n/a | n/a | n/a | n/a
DuplexReceptacle-256 | danielle.r.love@usace.army.mil | 2011-09-14T17:02:59 | Duplex Receptacle | 1B17 | M_Duplex Receptacle:Standard:Standard:890991 | Autodesk Revit MEP 2011 | IfcFlowTerminal | 0Oe4W3Rwf1Dht7uPdCMPfO | n/a | n/a | n/a | n/a | n/a | n/a
DuplexReceptacle-257 | danielle.r.love@usace.army.mil | 2011-09-14T17:02:59 | Duplex Receptacle | 1B17 | M_Duplex Receptacle:Standard:Standard:891157 | Autodesk Revit MEP 2011 | IfcFlowTerminal | 0Oe4W3Rwf1Dht7uPdCMPiY | n/a | n/a | n/a | n/a | n/a | n/a
DuplexReceptacle-258 | danielle.r.love@usace.army.mil | 2011-09-14T17:02:59 | Duplex Receptacle | 1B17 | M_Duplex Receptacle:Standard:Standard:891210 | Autodesk Revit MEP 2011 | IfcFlowTerminal | 0Oe4W3Rwf1Dht7uPdCMPjz | n/a | n/a | n/a | n/a | n/a | n/a
DuplexReceptacle-259 | danielle.r.love@usace.army.mil | 2011-09-14T17:02:59 | Duplex Receptacle | 1B17 | M_Duplex Receptacle:Standard:Standard:891401 | Autodesk Revit MEP 2011 | IfcFlowTerminal | 0Oe4W3Rwf1Dht7uPdCMPW_ | n/a | n/a | n/a | n/a | n/a | n/a
DuplexReceptacle-260 | danielle.r.love@usace.army.mil | 2011-09-14T17:02:59 | Duplex Receptacle | 1B17 | M_Duplex Receptacle:Standard:Standard:934477 | Autodesk Revit MEP 2011 | IfcFlowTerminal | 3lgfavpaXB7eKXFQO5$_3I | n/a | n/a | n/a | n/a | n/a | n/a
DuplexReceptacle-261 | danielle.r.love@usace.army.mil | 2011-09-14T17:02:59 | Duplex Receptacle | 1B17 | M_Duplex Receptacle:Standard:Standard:934497 | Autodesk Revit MEP 2011 | IfcFlowTerminal | 3lgfavpaXB7eKXFQO5$_3_ | n/a | n/a | n/a | n/a | n/a | n/a
DuplexReceptacle-262 | danielle.r.love@usace.army.mil | 2011-09-14T17:02:59 | Duplex Receptacle | 1B21 | M_Duplex Receptacle:Standard:Standard:890740 | Autodesk Revit MEP 2011 | IfcFlowTerminal | 0Oe4W3Rwf1Dht7uPdCMPL3 | n/a | n/a | n/a | n/a | n/a | n/a
DuplexReceptacle-263 | danielle.r.love@usace.army.mil | 2011-09-14T17:02:59 | Duplex Receptacle | 1B23 | M_Duplex Receptacle:Standard:Standard:890615 | Autodesk Revit MEP 2011 | IfcFlowTerminal | 0Oe4W3Rwf1Dht7uPdCMPJ0 | n/a | n/a | n/a | n/a | n/a | n/a
DuplexReceptacle-264 | danielle.r.love@usace.army.mil | 2011-09-14T17:02:59 | Duplex Receptacle | 1BC1 | M_Duplex Receptacle:Standard:Standard:885156 | Autodesk Revit MEP 2011 | IfcFlowTerminal | 0Oe4W3Rwf1Dht7uPdCMOEJ | n/a | n/a | n/a | n/a | n/a | n/a
DuplexReceptacle-265 | danielle.r.love@usace.army.mil | 2011-09-14T17:02:59 | Duplex Receptacle | 1BC2 | M_Duplex Receptacle:Standard:Standard:894338 | Autodesk Revit MEP 2011 | IfcFlowTerminal | 0Oe4W3Rwf1Dht7uPdCMQUr | n/a | n/a | n/a | n/a | n/a | n/a
DuplexReceptacle-266 | danielle.r.love@usace.army.mil | 2011-09-14T17:02:59 | Duplex Receptacle | 1BC2 | M_Duplex Receptacle:Standard:Standard:934822 | Autodesk Revit MEP 2011 | IfcFlowTerminal | 3AFN707Bj9afSO$T13iNKN | n/a | n/a | n/a | n/a | n/a | n/a
DuplexReceptacle-267 | danielle.r.love@usace.army.mil | 2011-09-14T17:02:59 | Duplex Receptacle | 1BC3 | M_Duplex Receptacle:Standard:Standard:895130 | Autodesk Revit MEP 2011 | IfcFlowTerminal | 0Oe4W3Rwf1Dht7uPdCMQgj | n/a | n/a | n/a | n/a | n/a | n/a
DuplexReceptacle-268 | danielle.r.love@usace.army.mil | 2011-09-14T17:02:59 | Duplex Receptacle | 1BC4 | M_Duplex Receptacle:Standard:Standard:890461 | Autodesk Revit MEP 2011 | IfcFlowTerminal | 0Oe4W3Rwf1Dht7uPdCMPHg | n/a | n/a | n/a | n/a | n/a | n/a
DuplexReceptacle-269 | danielle.r.love@usace.army.mil | 2011-09-14T17:02:59 | Duplex Receptacle | 1BC4 | M_Duplex Receptacle:Standard:Standard:908486 | Autodesk Revit MEP 2011 | IfcFlowTerminal | 0Oe4W3Rwf1Dht7uPdCMTxn | n/a | n/a | n/a | n/a | n/a | n/a
DuplexReceptacle-270 | danielle.r.love@usace.army.mil | 2011-09-14T17:02:59 | Duplex Receptacle | 1BC4 | M_Duplex Receptacle:Standard:Standard:934633 | Autodesk Revit MEP 2011 | IfcFlowTerminal | 3lgfavpaXB7eKXFQO5$_1s | n/a | n/a | n/a | n/a | n/a | n/a
DuplexReceptacle-271 | danielle.r.love@usace.army.mil | 2011-09-14T17:02:59 | Duplex Receptacle | 1C01 | M_Duplex Receptacle:Standard:Standard:869273 | Autodesk Revit MEP 2011 | IfcFlowTerminal | 0Oe4W3Rwf1Dht7uPdCMK6k | n/a | n/a | n/a | n/a | n/a | n/a
DuplexReceptacle-272 | danielle.r.love@usace.army.mil | 2011-09-14T17:02:59 | Duplex Receptacle | 1C01 | M_Duplex Receptacle:Standard:Standard:928706 | Autodesk Revit MEP 2011 | IfcFlowTerminal | 1GCtFGFZjETgH_mKRwirZM | n/a | n/a | n/a | n/a | n/a | n/a
DuplexReceptacle-273 | danielle.r.love@usace.army.mil | 2011-09-14T17:02:59 | Duplex Receptacle | 1C02 | M_Duplex Receptacle:Standard:Standard:869018 | Autodesk Revit MEP 2011 | IfcFlowTerminal | 0Oe4W3Rwf1Dht7uPdCMK2j | n/a | n/a | n/a | n/a | n/a | n/a
DuplexReceptacle-274 | danielle.r.love@usace.army.mil | 2011-09-14T17:02:59 | Duplex Receptacle | 1C02 | M_Duplex Receptacle:Standard:Standard:869082 | Autodesk Revit MEP 2011 | IfcFlowTerminal | 0Oe4W3Rwf1Dht7uPdCMK3j | n/a | n/a | n/a | n/a | n/a | n/a
DuplexReceptacle-275 | danielle.r.love@usace.army.mil | 2011-09-14T17:02:59 | Duplex Receptacle | 1C02 | M_Duplex Receptacle:Standard:Standard:869126 | Autodesk Revit MEP 2011 | IfcFlowTerminal | 0Oe4W3Rwf1Dht7uPdCMK4n | n/a | n/a | n/a | n/a | n/a | n/a
DuplexReceptacle-276 | danielle.r.love@usace.army.mil | 2011-09-14T17:02:59 | Duplex Receptacle | 1C02 | M_Duplex Receptacle:Standard:Standard:869190 | Autodesk Revit MEP 2011 | IfcFlowTerminal | 0Oe4W3Rwf1Dht7uPdCMK5n | n/a | n/a | n/a | n/a | n/a | n/a
DuplexReceptacle-277 | danielle.r.love@usace.army.mil | 2011-09-14T17:02:59 | Duplex Receptacle | 1C04 | M_Duplex Receptacle:Standard:Standard:867075 | Autodesk Revit MEP 2011 | IfcFlowTerminal | 0Oe4W3Rwf1Dht7uPdCMJaq | n/a | n/a | n/a | n/a | n/a | n/a
DuplexReceptacle-278 | danielle.r.love@usace.army.mil | 2011-09-14T17:02:59 | Duplex Receptacle | 1C04 | M_Duplex Receptacle:Standard:Standard:867200 | Autodesk Revit MEP 2011 | IfcFlowTerminal | 0Oe4W3Rwf1Dht7uPdCMJct | n/a | n/a | n/a | n/a | n/a | n/a
DuplexReceptacle-279 | danielle.r.love@usace.army.mil | 2011-09-14T17:02:59 | Duplex Receptacle | 1C04 | M_Duplex Receptacle:Standard:Standard:867254 | Autodesk Revit MEP 2011 | IfcFlowTerminal | 0Oe4W3Rwf1Dht7uPdCMJc1 | n/a | n/a | n/a | n/a | n/a | n/a
DuplexReceptacle-280 | danielle.r.love@usace.army.mil | 2011-09-14T17:02:59 | Duplex Receptacle | 1C04 | M_Duplex Receptacle:Standard:Standard:867563 | Autodesk Revit MEP 2011 | IfcFlowTerminal | 0Oe4W3Rwf1Dht7uPdCMJxS | n/a | n/a | n/a | n/a | n/a | n/a
DuplexReceptacle-281 | danielle.r.love@usace.army.mil | 2011-09-14T17:02:59 | Duplex Receptacle | 1C05 | M_Duplex Receptacle:Standard:Standard:866723 | Autodesk Revit MEP 2011 | IfcFlowTerminal | 0Oe4W3Rwf1Dht7uPdCMJkK | n/a | n/a | n/a | n/a | n/a | n/a
DuplexReceptacle-282 | danielle.r.love@usace.army.mil | 2011-09-14T17:02:59 | Duplex Receptacle | 1C05 | M_Duplex Receptacle:Standard:Standard:866767 | Autodesk Revit MEP 2011 | IfcFlowTerminal | 0Oe4W3Rwf1Dht7uPdCMJlu | n/a | n/a | n/a | n/a | n/a | n/a
DuplexReceptacle-283 | danielle.r.love@usace.army.mil | 2011-09-14T17:02:59 | Duplex Receptacle | 1C05 | M_Duplex Receptacle:Standard:Standard:866821 | Autodesk Revit MEP 2011 | IfcFlowTerminal | 0Oe4W3Rwf1Dht7uPdCMJWo | n/a | n/a | n/a | n/a | n/a | n/a
DuplexReceptacle-284 | danielle.r.love@usace.army.mil | 2011-09-14T17:02:59 | Duplex Receptacle | 1C05 | M_Duplex Receptacle:Standard:Standard:866865 | Autodesk Revit MEP 2011 | IfcFlowTerminal | 0Oe4W3Rwf1Dht7uPdCMJW6 | n/a | n/a | n/a | n/a | n/a | n/a
DuplexReceptacle-285 | danielle.r.love@usace.army.mil | 2011-09-14T17:02:59 | Duplex Receptacle | 1C05 | M_Duplex Receptacle:Standard:Standard:867031 | Autodesk Revit MEP 2011 | IfcFlowTerminal | 0Oe4W3Rwf1Dht7uPdCMJZW | n/a | n/a | n/a | n/a | n/a | n/a
DuplexReceptacle-286 | danielle.r.love@usace.army.mil | 2011-09-14T17:02:59 | Duplex Receptacle | 1C06 | M_Duplex Receptacle:Standard:Standard:866628 | Autodesk Revit MEP 2011 | IfcFlowTerminal | 0Oe4W3Rwf1Dht7uPdCMJjp | n/a | n/a | n/a | n/a | n/a | n/a
DuplexReceptacle-287 | danielle.r.love@usace.army.mil | 2011-09-14T17:02:59 | Duplex Receptacle | 1C07 | M_Duplex Receptacle:Standard:Standard:869317 | Autodesk Revit MEP 2011 | IfcFlowTerminal | 0Oe4W3Rwf1Dht7uPdCMK7o | n/a | n/a | n/a | n/a | n/a | n/a
DuplexReceptacle-288 | danielle.r.love@usace.army.mil | 2011-09-14T17:02:59 | Duplex Receptacle | 1C07 | M_Duplex Receptacle:Standard:Standard:873900 | Autodesk Revit MEP 2011 | IfcFlowTerminal | 0Oe4W3Rwf1Dht7uPdCMLUR | n/a | n/a | n/a | n/a | n/a | n/a
DuplexReceptacle-289 | danielle.r.love@usace.army.mil | 2011-09-14T17:02:59 | Duplex Receptacle | 1C07 | M_Duplex Receptacle:Standard:Standard:874228 | Autodesk Revit MEP 2011 | IfcFlowTerminal | 0Oe4W3Rwf1Dht7uPdCMLJ3 | n/a | n/a | n/a | n/a | n/a | n/a
DuplexReceptacle-290 | danielle.r.love@usace.army.mil | 2011-09-14T17:02:59 | Duplex Receptacle | 1C07 | M_Duplex Receptacle:Standard:Standard:874291 | Autodesk Revit MEP 2011 | IfcFlowTerminal | 0Oe4W3Rwf1Dht7uPdCMLK4 | n/a | n/a | n/a | n/a | n/a | n/a
DuplexReceptacle-291 | danielle.r.love@usace.army.mil | 2011-09-14T17:02:59 | Duplex Receptacle | 1C07 | M_Duplex Receptacle:Standard:Standard:874334 | Autodesk Revit MEP 2011 | IfcFlowTerminal | 0Oe4W3Rwf1Dht7uPdCMLLf | n/a | n/a | n/a | n/a | n/a | n/a
DuplexReceptacle-292 | danielle.r.love@usace.army.mil | 2011-09-14T17:02:59 | Duplex Receptacle | 1C07 | M_Duplex Receptacle:Standard:Standard:874378 | Autodesk Revit MEP 2011 | IfcFlowTerminal | 0Oe4W3Rwf1Dht7uPdCMLMz | n/a | n/a | n/a | n/a | n/a | n/a
DuplexReceptacle-293 | danielle.r.love@usace.army.mil | 2011-09-14T17:02:59 | Duplex Receptacle | 1C07 | M_Duplex Receptacle:Standard:Standard:874442 | Autodesk Revit MEP 2011 | IfcFlowTerminal | 0Oe4W3Rwf1Dht7uPdCMLNz | n/a | n/a | n/a | n/a | n/a | n/a
DuplexReceptacle-294 | danielle.r.love@usace.army.mil | 2011-09-14T17:02:59 | Duplex Receptacle | 1C07 | M_Duplex Receptacle:Standard:Standard:874871 | Autodesk Revit MEP 2011 | IfcFlowTerminal | 0Oe4W3Rwf1Dht7uPdCMLj0 | n/a | n/a | n/a | n/a | n/a | n/a
DuplexReceptacle-295 | danielle.r.love@usace.army.mil | 2011-09-14T17:02:59 | Duplex Receptacle | 1C07 | M_Duplex Receptacle:Standard:Standard:874895 | Autodesk Revit MEP 2011 | IfcFlowTerminal | 0Oe4W3Rwf1Dht7uPdCMLku | n/a | n/a | n/a | n/a | n/a | n/a
DuplexReceptacle-296 | danielle.r.love@usace.army.mil | 2011-09-14T17:02:59 | Duplex Receptacle | 1C07 | M_Duplex Receptacle:Standard:Standard:875010 | Autodesk Revit MEP 2011 | IfcFlowTerminal | 0Oe4W3Rwf1Dht7uPdCMLWr | n/a | n/a | n/a | n/a | n/a | n/a
DuplexReceptacle-297 | danielle.r.love@usace.army.mil | 2011-09-14T17:02:59 | Duplex Receptacle | 1C08 | M_Duplex Receptacle:Standard:Standard:867383 | Autodesk Revit MEP 2011 | IfcFlowTerminal | 0Oe4W3Rwf1Dht7uPdCMJu0 | n/a | n/a | n/a | n/a | n/a | n/a
DuplexReceptacle-298 | danielle.r.love@usace.army.mil | 2011-09-14T17:02:59 | Duplex Receptacle | 1C08 | M_Duplex Receptacle:Standard:Standard:867456 | Autodesk Revit MEP 2011 | IfcFlowTerminal | 0Oe4W3Rwf1Dht7uPdCMJwt | n/a | n/a | n/a | n/a | n/a | n/a
DuplexReceptacle-299 | danielle.r.love@usace.army.mil | 2011-09-14T17:02:59 | Duplex Receptacle | 1C08 | M_Duplex Receptacle:Standard:Standard:867500 | Autodesk Revit MEP 2011 | IfcFlowTerminal | 0Oe4W3Rwf1Dht7uPdCMJwR | n/a | n/a | n/a | n/a | n/a | n/a
DuplexReceptacle-300 | danielle.r.love@usace.army.mil | 2011-09-14T17:02:59 | Duplex Receptacle | 1C08 | M_Duplex Receptacle:Standard:Standard:867689 | Autodesk Revit MEP 2011 | IfcFlowTerminal | 0Oe4W3Rwf1Dht7uPdCMJzU | n/a | n/a | n/a | n/a | n/a | n/a
DuplexReceptacle-301 | danielle.r.love@usace.army.mil | 2011-09-14T17:02:59 | Duplex Receptacle | 1C08 | M_Duplex Receptacle:Standard:Standard:867854 | Autodesk Revit MEP 2011 | IfcFlowTerminal | 0Oe4W3Rwf1Dht7uPdCMJmv | n/a | n/a | n/a | n/a | n/a | n/a
DuplexReceptacle-302 | danielle.r.love@usace.army.mil | 2011-09-14T17:02:59 | Duplex Receptacle | 1C08 | M_Duplex Receptacle:Standard:Standard:867949 | Autodesk Revit MEP 2011 | IfcFlowTerminal | 0Oe4W3Rwf1Dht7uPdCMJnQ | n/a | n/a | n/a | n/a | n/a | n/a
DuplexReceptacle-303 | danielle.r.love@usace.army.mil | 2011-09-14T17:02:59 | Duplex Receptacle | 1C08 | M_Duplex Receptacle:Standard:Standard:868055 | Autodesk Revit MEP 2011 | IfcFlowTerminal | 0Oe4W3Rwf1Dht7uPdCMJpW | n/a | n/a | n/a | n/a | n/a | n/a
DuplexReceptacle-304 | danielle.r.love@usace.army.mil | 2011-09-14T17:02:59 | Duplex Receptacle | 1C08 | M_Duplex Receptacle:Standard:Standard:868098 | Autodesk Revit MEP 2011 | IfcFlowTerminal | 0Oe4W3Rwf1Dht7uPdCMJqr | n/a | n/a | n/a | n/a | n/a | n/a
DuplexReceptacle-305 | danielle.r.love@usace.army.mil | 2011-09-14T17:02:59 | Duplex Receptacle | 1C09 | M_Duplex Receptacle:Standard:Standard:866007 | Autodesk Revit MEP 2011 | IfcFlowTerminal | 0Oe4W3Rwf1Dht7uPdCMJJW | n/a | n/a | n/a | n/a | n/a | n/a
DuplexReceptacle-306 | danielle.r.love@usace.army.mil | 2011-09-14T17:02:59 | Duplex Receptacle | 1C09 | M_Duplex Receptacle:Standard:Standard:866278 | Autodesk Revit MEP 2011 | IfcFlowTerminal | 0Oe4W3Rwf1Dht7uPdCMJNH | n/a | n/a | n/a | n/a | n/a | n/a
DuplexReceptacle-307 | danielle.r.love@usace.army.mil | 2011-09-14T17:02:59 | Duplex Receptacle | 1C09 | M_Duplex Receptacle:Standard:Standard:866341 | Autodesk Revit MEP 2011 | IfcFlowTerminal | 0Oe4W3Rwf1Dht7uPdCMJeI | n/a | n/a | n/a | n/a | n/a | n/a
DuplexReceptacle-308 | danielle.r.love@usace.army.mil | 2011-09-14T17:02:59 | Duplex Receptacle | 1C09 | M_Duplex Receptacle:Standard:Standard:866385 | Autodesk Revit MEP 2011 | IfcFlowTerminal | 0Oe4W3Rwf1Dht7uPdCMJfc | n/a | n/a | n/a | n/a | n/a | n/a
DuplexReceptacle-309 | danielle.r.love@usace.army.mil | 2011-09-14T17:02:59 | Duplex Receptacle | 1C09 | M_Duplex Receptacle:Standard:Standard:866448 | Autodesk Revit MEP 2011 | IfcFlowTerminal | 0Oe4W3Rwf1Dht7uPdCMJgd | n/a | n/a | n/a | n/a | n/a | n/a
DuplexReceptacle-310 | danielle.r.love@usace.army.mil | 2011-09-14T17:02:59 | Duplex Receptacle | 1C09 | M_Duplex Receptacle:Standard:Standard:866511 | Autodesk Revit MEP 2011 | IfcFlowTerminal | 0Oe4W3Rwf1Dht7uPdCMJhu | n/a | n/a | n/a | n/a | n/a | n/a
DuplexReceptacle-311 | danielle.r.love@usace.army.mil | 2011-09-14T17:02:59 | Duplex Receptacle | 1C09 | M_Duplex Receptacle:Standard:Standard:866565 | Autodesk Revit MEP 2011 | IfcFlowTerminal | 0Oe4W3Rwf1Dht7uPdCMJio | n/a | n/a | n/a | n/a | n/a | n/a
DuplexReceptacle-312 | danielle.r.love@usace.army.mil | 2011-09-14T17:02:59 | Duplex Receptacle | 1C10 | M_Duplex Receptacle:Standard:Standard:868304 | Autodesk Revit MEP 2011 | IfcFlowTerminal | 0Oe4W3Rwf1Dht7uPdCMJtd | n/a | n/a | n/a | n/a | n/a | n/a
DuplexReceptacle-313 | danielle.r.love@usace.army.mil | 2011-09-14T17:02:59 | Duplex Receptacle | 1C10 | M_Duplex Receptacle:Standard:Standard:868347 | Autodesk Revit MEP 2011 | IfcFlowTerminal | 0Oe4W3Rwf1Dht7uPdCMJtC | n/a | n/a | n/a | n/a | n/a | n/a
DuplexReceptacle-314 | danielle.r.love@usace.army.mil | 2011-09-14T17:02:59 | Duplex Receptacle | 1C10 | M_Duplex Receptacle:Standard:Standard:868390 | Autodesk Revit MEP 2011 | IfcFlowTerminal | 0Oe4W3Rwf1Dht7uPdCMK8H | n/a | n/a | n/a | n/a | n/a | n/a
DuplexReceptacle-315 | danielle.r.love@usace.army.mil | 2011-09-14T17:02:59 | Duplex Receptacle | 1C10 | M_Duplex Receptacle:Standard:Standard:868426 | Autodesk Revit MEP 2011 | IfcFlowTerminal | 0Oe4W3Rwf1Dht7uPdCMK9z | n/a | n/a | n/a | n/a | n/a | n/a
DuplexReceptacle-316 | danielle.r.love@usace.army.mil | 2011-09-14T17:02:59 | Duplex Receptacle | 1C10 | M_Duplex Receptacle:Standard:Standard:868524 | Autodesk Revit MEP 2011 | IfcFlowTerminal | 0Oe4W3Rwf1Dht7uPdCMKAR | n/a | n/a | n/a | n/a | n/a | n/a
DuplexReceptacle-317 | danielle.r.love@usace.army.mil | 2011-09-14T17:02:59 | Duplex Receptacle | 1C10 | M_Duplex Receptacle:Standard:Standard:868587 | Autodesk Revit MEP 2011 | IfcFlowTerminal | 0Oe4W3Rwf1Dht7uPdCMKBS | n/a | n/a | n/a | n/a | n/a | n/a
DuplexReceptacle-318 | danielle.r.love@usace.army.mil | 2011-09-14T17:02:59 | Duplex Receptacle | 1C10 | M_Duplex Receptacle:Standard:Standard:868686 | Autodesk Revit MEP 2011 | IfcFlowTerminal | 0Oe4W3Rwf1Dht7uPdCMKDv | n/a | n/a | n/a | n/a | n/a | n/a
DuplexReceptacle-319 | danielle.r.love@usace.army.mil | 2011-09-14T17:02:59 | Duplex Receptacle | 1C10 | M_Duplex Receptacle:Standard:Standard:868775 | Autodesk Revit MEP 2011 | IfcFlowTerminal | 0Oe4W3Rwf1Dht7uPdCMKEG | n/a | n/a | n/a | n/a | n/a | n/a
DuplexReceptacle-320 | danielle.r.love@usace.army.mil | 2011-09-14T17:02:59 | Duplex Receptacle | 1C10 | M_Duplex Receptacle:Standard:Standard:868817 | Autodesk Revit MEP 2011 | IfcFlowTerminal | 0Oe4W3Rwf1Dht7uPdCMKFc | n/a | n/a | n/a | n/a | n/a | n/a
DuplexReceptacle-321 | danielle.r.love@usace.army.mil | 2011-09-14T17:02:59 | Duplex Receptacle | 1C10 | M_Duplex Receptacle:Standard:Standard:868938 | Autodesk Revit MEP 2011 | IfcFlowTerminal | 0Oe4W3Rwf1Dht7uPdCMK1z | n/a | n/a | n/a | n/a | n/a | n/a
DuplexReceptacle-322 | danielle.r.love@usace.army.mil | 2011-09-14T17:02:59 | Duplex Receptacle | 1C10 | M_Duplex Receptacle:Standard:Standard:868963 | Autodesk Revit MEP 2011 | IfcFlowTerminal | 0Oe4W3Rwf1Dht7uPdCMK1K | n/a | n/a | n/a | n/a | n/a | n/a
DuplexReceptacle-323 | danielle.r.love@usace.army.mil | 2011-09-14T17:02:59 | Duplex Receptacle | 1C11 | M_Duplex Receptacle:Standard:Standard:865521 | Autodesk Revit MEP 2011 | IfcFlowTerminal | 0Oe4W3Rwf1Dht7uPdCMJR6 | n/a | n/a | n/a | n/a | n/a | n/a
DuplexReceptacle-324 | danielle.r.love@usace.army.mil | 2011-09-14T17:02:59 | Duplex Receptacle | 1C12 | M_Duplex Receptacle:Standard:Standard:863378 | Autodesk Revit MEP 2011 | IfcFlowTerminal | 0Oe4W3Rwf1Dht7uPdCMIwb | n/a | n/a | n/a | n/a | n/a | n/a
DuplexReceptacle-325 | danielle.r.love@usace.army.mil | 2011-09-14T17:02:59 | Duplex Receptacle | 1C14 | M_Duplex Receptacle:Standard:Standard:862830 | Autodesk Revit MEP 2011 | IfcFlowTerminal | 0Oe4W3Rwf1Dht7uPdCMIXP | n/a | n/a | n/a | n/a | n/a | n/a
DuplexReceptacle-326 | danielle.r.love@usace.army.mil | 2011-09-14T17:02:59 | Duplex Receptacle | 1C14 | M_Duplex Receptacle:Standard:Standard:863260 | Autodesk Revit MEP 2011 | IfcFlowTerminal | 0Oe4W3Rwf1Dht7uPdCMIuh | n/a | n/a | n/a | n/a | n/a | n/a
DuplexReceptacle-327 | danielle.r.love@usace.army.mil | 2011-09-14T17:02:59 | Duplex Receptacle | 1C14 | M_Duplex Receptacle:Standard:Standard:863323 | Autodesk Revit MEP 2011 | IfcFlowTerminal | 0Oe4W3Rwf1Dht7uPdCMIvi | n/a | n/a | n/a | n/a | n/a | n/a
DuplexReceptacle-328 | danielle.r.love@usace.army.mil | 2011-09-14T17:02:59 | Duplex Receptacle | 1C15 | M_Duplex Receptacle:Standard:Standard:864724 | Autodesk Revit MEP 2011 | IfcFlowTerminal | 0Oe4W3Rwf1Dht7uPdCMJFZ | n/a | n/a | n/a | n/a | n/a | n/a
DuplexReceptacle-329 | danielle.r.love@usace.army.mil | 2011-09-14T17:02:59 | Duplex Receptacle | 1C15 | M_Duplex Receptacle:Standard:Standard:864777 | Autodesk Revit MEP 2011 | IfcFlowTerminal | 0Oe4W3Rwf1Dht7uPdCMJ0_ | n/a | n/a | n/a | n/a | n/a | n/a
DuplexReceptacle-330 | danielle.r.love@usace.army.mil | 2011-09-14T17:02:59 | Duplex Receptacle | 1C15 | M_Duplex Receptacle:Standard:Standard:864821 | Autodesk Revit MEP 2011 | IfcFlowTerminal | 0Oe4W3Rwf1Dht7uPdCMJ02 | n/a | n/a | n/a | n/a | n/a | n/a
DuplexReceptacle-331 | danielle.r.love@usace.army.mil | 2011-09-14T17:02:59 | Duplex Receptacle | 1C15 | M_Duplex Receptacle:Standard:Standard:864897 | Autodesk Revit MEP 2011 | IfcFlowTerminal | 0Oe4W3Rwf1Dht7uPdCMJ2s | n/a | n/a | n/a | n/a | n/a | n/a
DuplexReceptacle-332 | danielle.r.love@usace.army.mil | 2011-09-14T17:02:59 | Duplex Receptacle | 1C15 | M_Duplex Receptacle:Standard:Standard:864952 | Autodesk Revit MEP 2011 | IfcFlowTerminal | 0Oe4W3Rwf1Dht7uPdCMJ2F | n/a | n/a | n/a | n/a | n/a | n/a
DuplexReceptacle-333 | danielle.r.love@usace.army.mil | 2011-09-14T17:02:59 | Duplex Receptacle | 1C16 | M_Duplex Receptacle:Standard:Standard:862253 | Autodesk Revit MEP 2011 | IfcFlowTerminal | 0Oe4W3Rwf1Dht7uPdCMIeQ | n/a | n/a | n/a | n/a | n/a | n/a
DuplexReceptacle-334 | danielle.r.love@usace.army.mil | 2011-09-14T17:02:59 | Duplex Receptacle | 1C16 | M_Duplex Receptacle:Standard:Standard:862376 | Autodesk Revit MEP 2011 | IfcFlowTerminal | 0Oe4W3Rwf1Dht7uPdCMIgV | n/a | n/a | n/a | n/a | n/a | n/a
DuplexReceptacle-335 | danielle.r.love@usace.army.mil | 2011-09-14T17:02:59 | Duplex Receptacle | 1C16 | M_Duplex Receptacle:Standard:Standard:862523 | Autodesk Revit MEP 2011 | IfcFlowTerminal | 0Oe4W3Rwf1Dht7uPdCMIiC | n/a | n/a | n/a | n/a | n/a | n/a
DuplexReceptacle-336 | danielle.r.love@usace.army.mil | 2011-09-14T17:02:59 | Duplex Receptacle | 1C16 | M_Duplex Receptacle:Standard:Standard:862576 | Autodesk Revit MEP 2011 | IfcFlowTerminal | 0Oe4W3Rwf1Dht7uPdCMIj7 | n/a | n/a | n/a | n/a | n/a | n/a
DuplexReceptacle-337 | danielle.r.love@usace.army.mil | 2011-09-14T17:02:59 | Duplex Receptacle | 1C16 | M_Duplex Receptacle:Standard:Standard:862619 | Autodesk Revit MEP 2011 | IfcFlowTerminal | 0Oe4W3Rwf1Dht7uPdCMIki | n/a | n/a | n/a | n/a | n/a | n/a
DuplexReceptacle-338 | danielle.r.love@usace.army.mil | 2011-09-14T17:02:59 | Duplex Receptacle | 1C17 | M_Duplex Receptacle:Standard:Standard:869482 | Autodesk Revit MEP 2011 | IfcFlowTerminal | 0Oe4W3Rwf1Dht7uPdCMKPT | n/a | n/a | n/a | n/a | n/a | n/a
DuplexReceptacle-339 | danielle.r.love@usace.army.mil | 2011-09-14T17:02:59 | Duplex Receptacle | 1C17 | M_Duplex Receptacle:Standard:Standard:869589 | Autodesk Revit MEP 2011 | IfcFlowTerminal | 0Oe4W3Rwf1Dht7uPdCMKRY | n/a | n/a | n/a | n/a | n/a | n/a
DuplexReceptacle-340 | danielle.r.love@usace.army.mil | 2011-09-14T17:02:59 | Duplex Receptacle | 1C17 | M_Duplex Receptacle:Standard:Standard:869643 | Autodesk Revit MEP 2011 | IfcFlowTerminal | 0Oe4W3Rwf1Dht7uPdCMKSy | n/a | n/a | n/a | n/a | n/a | n/a
DuplexReceptacle-341 | danielle.r.love@usace.army.mil | 2011-09-14T17:02:59 | Duplex Receptacle | 1C17 | M_Duplex Receptacle:Standard:Standard:869696 | Autodesk Revit MEP 2011 | IfcFlowTerminal | 0Oe4W3Rwf1Dht7uPdCMKTt | n/a | n/a | n/a | n/a | n/a | n/a
DuplexReceptacle-342 | danielle.r.love@usace.army.mil | 2011-09-14T17:02:59 | Duplex Receptacle | 1C18 | M_Duplex Receptacle:Standard:Standard:862692 | Autodesk Revit MEP 2011 | IfcFlowTerminal | 0Oe4W3Rwf1Dht7uPdCMIlJ | n/a | n/a | n/a | n/a | n/a | n/a
DuplexReceptacle-343 | danielle.r.love@usace.army.mil | 2011-09-14T17:02:59 | Duplex Receptacle | 1C18 | M_Duplex Receptacle:Standard:Standard:862756 | Autodesk Revit MEP 2011 | IfcFlowTerminal | 0Oe4W3Rwf1Dht7uPdCMIWJ | n/a | n/a | n/a | n/a | n/a | n/a
DuplexReceptacle-344 | danielle.r.love@usace.army.mil | 2011-09-14T17:02:59 | Duplex Receptacle | 1C18 | M_Duplex Receptacle:Standard:Standard:863494 | Autodesk Revit MEP 2011 | IfcFlowTerminal | 0Oe4W3Rwf1Dht7uPdCMIyn | n/a | n/a | n/a | n/a | n/a | n/a
DuplexReceptacle-345 | danielle.r.love@usace.army.mil | 2011-09-14T17:02:59 | Duplex Receptacle | 1C18 | M_Duplex Receptacle:Standard:Standard:863898 | Autodesk Revit MEP 2011 | IfcFlowTerminal | 0Oe4W3Rwf1Dht7uPdCMIoj | n/a | n/a | n/a | n/a | n/a | n/a
DuplexReceptacle-346 | danielle.r.love@usace.army.mil | 2011-09-14T17:02:59 | Duplex Receptacle | 1C18 | M_Duplex Receptacle:Standard:Standard:863934 | Autodesk Revit MEP 2011 | IfcFlowTerminal | 0Oe4W3Rwf1Dht7uPdCMIo9 | n/a | n/a | n/a | n/a | n/a | n/a
DuplexReceptacle-347 | danielle.r.love@usace.army.mil | 2011-09-14T17:02:59 | Duplex Receptacle | 1C18 | M_Duplex Receptacle:Standard:Standard:863977 | Autodesk Revit MEP 2011 | IfcFlowTerminal | 0Oe4W3Rwf1Dht7uPdCMIpU | n/a | n/a | n/a | n/a | n/a | n/a
DuplexReceptacle-348 | danielle.r.love@usace.army.mil | 2011-09-14T17:02:59 | Duplex Receptacle | 1C18 | M_Duplex Receptacle:Standard:Standard:864020 | Autodesk Revit MEP 2011 | IfcFlowTerminal | 0Oe4W3Rwf1Dht7uPdCMIqZ | n/a | n/a | n/a | n/a | n/a | n/a
DuplexReceptacle-349 | danielle.r.love@usace.army.mil | 2011-09-14T17:02:59 | Duplex Receptacle | 1C18 | M_Duplex Receptacle:Standard:Standard:864443 | Autodesk Revit MEP 2011 | IfcFlowTerminal | 0Oe4W3Rwf1Dht7uPdCMJAC | n/a | n/a | n/a | n/a | n/a | n/a
DuplexReceptacle-350 | danielle.r.love@usace.army.mil | 2011-09-14T17:02:59 | Duplex Receptacle | 1C18 | M_Duplex Receptacle:Standard:Standard:864497 | Autodesk Revit MEP 2011 | IfcFlowTerminal | 0Oe4W3Rwf1Dht7uPdCMJB6 | n/a | n/a | n/a | n/a | n/a | n/a
DuplexReceptacle-351 | danielle.r.love@usace.army.mil | 2011-09-14T17:02:59 | Duplex Receptacle | 1C18 | M_Duplex Receptacle:Standard:Standard:865195 | Autodesk Revit MEP 2011 | IfcFlowTerminal | 0Oe4W3Rwf1Dht7uPdCMJ6S | n/a | n/a | n/a | n/a | n/a | n/a
DuplexReceptacle-352 | danielle.r.love@usace.army.mil | 2011-09-14T17:02:59 | Duplex Receptacle | 1C18 | M_Duplex Receptacle:Standard:Standard:865424 | Autodesk Revit MEP 2011 | IfcFlowTerminal | 0Oe4W3Rwf1Dht7uPdCMJQd | n/a | n/a | n/a | n/a | n/a | n/a
DuplexReceptacle-353 | danielle.r.love@usace.army.mil | 2011-09-14T17:02:59 | Duplex Receptacle | 1C19 | M_Duplex Receptacle:Standard:Standard:861697 | Autodesk Revit MEP 2011 | IfcFlowTerminal | 3YrEUnkYD2EfyB5H9rL59U | n/a | n/a | n/a | n/a | n/a | n/a
DuplexReceptacle-354 | danielle.r.love@usace.army.mil | 2011-09-14T17:02:59 | Duplex Receptacle | 1C19 | M_Duplex Receptacle:Standard:Standard:861782 | Autodesk Revit MEP 2011 | IfcFlowTerminal | 0Oe4W3Rwf1Dht7uPdCMIHX | n/a | n/a | n/a | n/a | n/a | n/a
DuplexReceptacle-355 | danielle.r.love@usace.army.mil | 2011-09-14T17:02:59 | Duplex Receptacle | 1C19 | M_Duplex Receptacle:Standard:Standard:861908 | Autodesk Revit MEP 2011 | IfcFlowTerminal | 0Oe4W3Rwf1Dht7uPdCMIJZ | n/a | n/a | n/a | n/a | n/a | n/a
DuplexReceptacle-356 | danielle.r.love@usace.army.mil | 2011-09-14T17:02:59 | Duplex Receptacle | 1C19 | M_Duplex Receptacle:Standard:Standard:861952 | Autodesk Revit MEP 2011 | IfcFlowTerminal | 0Oe4W3Rwf1Dht7uPdCMIKt | n/a | n/a | n/a | n/a | n/a | n/a
DuplexReceptacle-357 | danielle.r.love@usace.army.mil | 2011-09-14T17:02:59 | Duplex Receptacle | 1CC1 | M_Duplex Receptacle:Standard:Standard:868266 | Autodesk Revit MEP 2011 | IfcFlowTerminal | 0Oe4W3Rwf1Dht7uPdCMJsT | n/a | n/a | n/a | n/a | n/a | n/a
DuplexReceptacle-358 | danielle.r.love@usace.army.mil | 2011-09-14T17:02:59 | Duplex Receptacle | 1CC1 | M_Duplex Receptacle:Standard:Standard:869402 | Autodesk Revit MEP 2011 | IfcFlowTerminal | 0Oe4W3Rwf1Dht7uPdCMKOj | n/a | n/a | n/a | n/a | n/a | n/a
DuplexReceptacle-359 | danielle.r.love@usace.army.mil | 2011-09-14T17:02:59 | Duplex Receptacle | 1CC2 | M_Duplex Receptacle:Standard:Standard:867328 | Autodesk Revit MEP 2011 | IfcFlowTerminal | 0Oe4W3Rwf1Dht7uPdCMJut | n/a | n/a | n/a | n/a | n/a | n/a
DuplexReceptacle-360 | danielle.r.love@usace.army.mil | 2011-09-14T17:02:59 | Duplex Receptacle | 1CC3 | M_Duplex Receptacle:Standard:Standard:865467 | Autodesk Revit MEP 2011 | IfcFlowTerminal | 0Oe4W3Rwf1Dht7uPdCMJQC | n/a | n/a | n/a | n/a | n/a | n/a
DuplexReceptacle-361 | danielle.r.love@usace.army.mil | 2011-09-14T17:02:59 | Duplex Receptacle | 1D01 | M_Duplex Receptacle:Standard:Standard:923756 | Autodesk Revit MEP 2011 | IfcFlowTerminal | 0Oe4W3Rwf1Dht7uPdCMXfR | n/a | n/a | n/a | n/a | n/a | n/a
DuplexReceptacle-362 | danielle.r.love@usace.army.mil | 2011-09-14T17:02:59 | Duplex Receptacle | 1D03 | M_Duplex Receptacle:Standard:Standard:873751 | Autodesk Revit MEP 2011 | IfcFlowTerminal | 0Oe4W3Rwf1Dht7uPdCMLSW | n/a | n/a | n/a | n/a | n/a | n/a
DuplexReceptacle-363 | danielle.r.love@usace.army.mil | 2011-09-14T17:02:59 | Duplex Receptacle | 1D04 | M_Duplex Receptacle:Standard:Standard:873399 | Autodesk Revit MEP 2011 | IfcFlowTerminal | 0Oe4W3Rwf1Dht7uPdCML60 | n/a | n/a | n/a | n/a | n/a | n/a
DuplexReceptacle-364 | danielle.r.love@usace.army.mil | 2011-09-14T17:02:59 | Duplex Receptacle | 1D05 | M_Duplex Receptacle:Standard:Standard:872642 | Autodesk Revit MEP 2011 | IfcFlowTerminal | 0Oe4W3Rwf1Dht7uPdCMLBr | n/a | n/a | n/a | n/a | n/a | n/a
DuplexReceptacle-365 | danielle.r.love@usace.army.mil | 2011-09-14T17:02:59 | Duplex Receptacle | 1D05 | M_Duplex Receptacle:Standard:Standard:872686 | Autodesk Revit MEP 2011 | IfcFlowTerminal | 0Oe4W3Rwf1Dht7uPdCMLBP | n/a | n/a | n/a | n/a | n/a | n/a
DuplexReceptacle-366 | danielle.r.love@usace.army.mil | 2011-09-14T17:02:59 | Duplex Receptacle | 1D05 | M_Duplex Receptacle:Standard:Standard:872729 | Autodesk Revit MEP 2011 | IfcFlowTerminal | 0Oe4W3Rwf1Dht7uPdCMLCk | n/a | n/a | n/a | n/a | n/a | n/a
DuplexReceptacle-367 | danielle.r.love@usace.army.mil | 2011-09-14T17:02:59 | Duplex Receptacle | 1D05 | M_Duplex Receptacle:Standard:Standard:872772 | Autodesk Revit MEP 2011 | IfcFlowTerminal | 0Oe4W3Rwf1Dht7uPdCMLDp | n/a | n/a | n/a | n/a | n/a | n/a
DuplexReceptacle-368 | danielle.r.love@usace.army.mil | 2011-09-14T17:02:59 | Duplex Receptacle | 1D05 | M_Duplex Receptacle:Standard:Standard:872827 | Autodesk Revit MEP 2011 | IfcFlowTerminal | 0Oe4W3Rwf1Dht7uPdCMLDC | n/a | n/a | n/a | n/a | n/a | n/a
DuplexReceptacle-369 | danielle.r.love@usace.army.mil | 2011-09-14T17:02:59 | Duplex Receptacle | 1D05 | M_Duplex Receptacle:Standard:Standard:873042 | Autodesk Revit MEP 2011 | IfcFlowTerminal | 0Oe4W3Rwf1Dht7uPdCML1b | n/a | n/a | n/a | n/a | n/a | n/a
DuplexReceptacle-370 | danielle.r.love@usace.army.mil | 2011-09-14T17:02:59 | Duplex Receptacle | 1D05 | M_Duplex Receptacle:Standard:Standard:873145 | Autodesk Revit MEP 2011 | IfcFlowTerminal | 0Oe4W3Rwf1Dht7uPdCML2E | n/a | n/a | n/a | n/a | n/a | n/a
DuplexReceptacle-371 | danielle.r.love@usace.army.mil | 2011-09-14T17:02:59 | Duplex Receptacle | 1D05 | M_Duplex Receptacle:Standard:Standard:873218 | Autodesk Revit MEP 2011 | IfcFlowTerminal | 0Oe4W3Rwf1Dht7uPdCML4r | n/a | n/a | n/a | n/a | n/a | n/a
DuplexReceptacle-372 | danielle.r.love@usace.army.mil | 2011-09-14T17:02:59 | Duplex Receptacle | 1D05 | M_Duplex Receptacle:Standard:Standard:873261 | Autodesk Revit MEP 2011 | IfcFlowTerminal | 0Oe4W3Rwf1Dht7uPdCML4Q | n/a | n/a | n/a | n/a | n/a | n/a
DuplexReceptacle-373 | danielle.r.love@usace.army.mil | 2011-09-14T17:02:59 | Duplex Receptacle | 1D06 | M_Duplex Receptacle:Standard:Standard:872491 | Autodesk Revit MEP 2011 | IfcFlowTerminal | 0Oe4W3Rwf1Dht7uPdCML8S | n/a | n/a | n/a | n/a | n/a | n/a
DuplexReceptacle-374 | danielle.r.love@usace.army.mil | 2011-09-14T17:02:59 | Duplex Receptacle | 1D06 | M_Duplex Receptacle:Standard:Standard:872567 | Autodesk Revit MEP 2011 | IfcFlowTerminal | 0Oe4W3Rwf1Dht7uPdCML90 | n/a | n/a | n/a | n/a | n/a | n/a
DuplexReceptacle-375 | danielle.r.love@usace.army.mil | 2011-09-14T17:02:59 | Duplex Receptacle | 1D07 | M_Duplex Receptacle:Standard:Standard:871598 | Autodesk Revit MEP 2011 | IfcFlowTerminal | 0Oe4W3Rwf1Dht7uPdCMKwP | n/a | n/a | n/a | n/a | n/a | n/a
DuplexReceptacle-376 | danielle.r.love@usace.army.mil | 2011-09-14T17:02:59 | Duplex Receptacle | 1D07 | M_Duplex Receptacle:Standard:Standard:872113 | Autodesk Revit MEP 2011 | IfcFlowTerminal | 0Oe4W3Rwf1Dht7uPdCMKo6 | n/a | n/a | n/a | n/a | n/a | n/a
DuplexReceptacle-377 | danielle.r.love@usace.army.mil | 2011-09-14T17:02:59 | Duplex Receptacle | 1D07 | M_Duplex Receptacle:Standard:Standard:872166 | Autodesk Revit MEP 2011 | IfcFlowTerminal | 0Oe4W3Rwf1Dht7uPdCMKpH | n/a | n/a | n/a | n/a | n/a | n/a
DuplexReceptacle-378 | danielle.r.love@usace.army.mil | 2011-09-14T17:02:59 | Duplex Receptacle | 1D07 | M_Duplex Receptacle:Standard:Standard:872221 | Autodesk Revit MEP 2011 | IfcFlowTerminal | 0Oe4W3Rwf1Dht7uPdCMKqg | n/a | n/a | n/a | n/a | n/a | n/a
DuplexReceptacle-379 | danielle.r.love@usace.army.mil | 2011-09-14T17:02:59 | Duplex Receptacle | 1D07 | M_Duplex Receptacle:Standard:Standard:872376 | Autodesk Revit MEP 2011 | IfcFlowTerminal | 0Oe4W3Rwf1Dht7uPdCMKsF | n/a | n/a | n/a | n/a | n/a | n/a
DuplexReceptacle-380 | danielle.r.love@usace.army.mil | 2011-09-14T17:02:59 | Duplex Receptacle | 1D07 | M_Duplex Receptacle:Standard:Standard:872432 | Autodesk Revit MEP 2011 | IfcFlowTerminal | 0Oe4W3Rwf1Dht7uPdCMKt7 | n/a | n/a | n/a | n/a | n/a | n/a
DuplexReceptacle-381 | danielle.r.love@usace.army.mil | 2011-09-14T17:02:59 | Duplex Receptacle | 1D07 | M_Duplex Receptacle:Standard:Standard:872448 | Autodesk Revit MEP 2011 | IfcFlowTerminal | 0Oe4W3Rwf1Dht7uPdCML8t | n/a | n/a | n/a | n/a | n/a | n/a
DuplexReceptacle-382 | danielle.r.love@usace.army.mil | 2011-09-14T17:02:59 | Duplex Receptacle | 1D12 | M_Duplex Receptacle:Standard:Standard:922511 | Autodesk Revit MEP 2011 | IfcFlowTerminal | 0Oe4W3Rwf1Dht7uPdCMX6u | n/a | n/a | n/a | n/a | n/a | n/a
DuplexReceptacle-383 | danielle.r.love@usace.army.mil | 2011-09-14T17:02:59 | Duplex Receptacle | 1D12 | M_Duplex Receptacle:Standard:Standard:922656 | Autodesk Revit MEP 2011 | IfcFlowTerminal | 0Oe4W3Rwf1Dht7uPdCMXON | n/a | n/a | n/a | n/a | n/a | n/a
DuplexReceptacle-384 | danielle.r.love@usace.army.mil | 2011-09-14T17:02:59 | Duplex Receptacle | 1D12 | M_Duplex Receptacle:Standard:Standard:922941 | Autodesk Revit MEP 2011 | IfcFlowTerminal | 0Oe4W3Rwf1Dht7uPdCMXSA | n/a | n/a | n/a | n/a | n/a | n/a
DuplexReceptacle-385 | danielle.r.love@usace.army.mil | 2011-09-14T17:02:59 | Duplex Receptacle | 1D12 | M_Duplex Receptacle:Standard:Standard:923225 | Autodesk Revit MEP 2011 | IfcFlowTerminal | 0Oe4W3Rwf1Dht7uPdCMXHk | n/a | n/a | n/a | n/a | n/a | n/a
DuplexReceptacle-386 | danielle.r.love@usace.army.mil | 2011-09-14T17:02:59 | Duplex Receptacle | 1D12 | M_Duplex Receptacle:Standard:Standard:923401 | Autodesk Revit MEP 2011 | IfcFlowTerminal | 0Oe4W3Rwf1Dht7uPdCMXK_ | n/a | n/a | n/a | n/a | n/a | n/a
DuplexReceptacle-387 | danielle.r.love@usace.army.mil | 2011-09-14T17:02:59 | Duplex Receptacle | 1D12 | M_Duplex Receptacle:Standard:Standard:923566 | Autodesk Revit MEP 2011 | IfcFlowTerminal | 0Oe4W3Rwf1Dht7uPdCMXMP | n/a | n/a | n/a | n/a | n/a | n/a
DuplexReceptacle-388 | danielle.r.love@usace.army.mil | 2011-09-14T17:02:59 | Duplex Receptacle | 1D14 | M_Duplex Receptacle:Standard:Standard:923037 | Autodesk Revit MEP 2011 | IfcFlowTerminal | 0Oe4W3Rwf1Dht7uPdCMXUg | n/a | n/a | n/a | n/a | n/a | n/a
DuplexReceptacle-389 | danielle.r.love@usace.army.mil | 2011-09-14T17:02:59 | Duplex Receptacle | 1D15 | M_Duplex Receptacle:Standard:Standard:922371 | Autodesk Revit MEP 2011 | IfcFlowTerminal | 0Oe4W3Rwf1Dht7uPdCMX4q | n/a | n/a | n/a | n/a | n/a | n/a
DuplexReceptacle-390 | danielle.r.love@usace.army.mil | 2011-09-14T17:02:59 | Duplex Receptacle | 1D15 | M_Duplex Receptacle:Standard:Standard:922817 | Autodesk Revit MEP 2011 | IfcFlowTerminal | 0Oe4W3Rwf1Dht7uPdCMXRs | n/a | n/a | n/a | n/a | n/a | n/a
DuplexReceptacle-391 | danielle.r.love@usace.army.mil | 2011-09-14T17:02:59 | Duplex Receptacle | 1D15 | M_Duplex Receptacle:Standard:Standard:929170 | Autodesk Revit MEP 2011 | IfcFlowTerminal | 1QxEP2OYf0FBRe9R366RzH | n/a | n/a | n/a | n/a | n/a | n/a
DuplexReceptacle-392 | danielle.r.love@usace.army.mil | 2011-09-14T17:02:59 | Duplex Receptacle | 1D16 | M_Duplex Receptacle:Standard:Standard:864995 | Autodesk Revit MEP 2011 | IfcFlowTerminal | 0Oe4W3Rwf1Dht7uPdCMJ3K | n/a | n/a | n/a | n/a | n/a | n/a
DuplexReceptacle-393 | danielle.r.love@usace.army.mil | 2011-09-14T17:02:59 | Duplex Receptacle | 1D16 | M_Duplex Receptacle:Standard:Standard:869760 | Autodesk Revit MEP 2011 | IfcFlowTerminal | 0Oe4W3Rwf1Dht7uPdCMKUt | n/a | n/a | n/a | n/a | n/a | n/a
DuplexReceptacle-394 | danielle.r.love@usace.army.mil | 2011-09-14T17:02:59 | Duplex Receptacle | 1D16 | M_Duplex Receptacle:Standard:Standard:869970 | Autodesk Revit MEP 2011 | IfcFlowTerminal | 0Oe4W3Rwf1Dht7uPdCMKHb | n/a | n/a | n/a | n/a | n/a | n/a
DuplexReceptacle-395 | danielle.r.love@usace.army.mil | 2011-09-14T17:02:59 | Duplex Receptacle | 1D16 | M_Duplex Receptacle:Standard:Standard:870054 | Autodesk Revit MEP 2011 | IfcFlowTerminal | 0Oe4W3Rwf1Dht7uPdCMKIH | n/a | n/a | n/a | n/a | n/a | n/a
DuplexReceptacle-396 | danielle.r.love@usace.army.mil | 2011-09-14T17:02:59 | Duplex Receptacle | 1D16 | M_Duplex Receptacle:Standard:Standard:870118 | Autodesk Revit MEP 2011 | IfcFlowTerminal | 0Oe4W3Rwf1Dht7uPdCMKJH | n/a | n/a | n/a | n/a | n/a | n/a
DuplexReceptacle-397 | danielle.r.love@usace.army.mil | 2011-09-14T17:02:59 | Duplex Receptacle | 1D16 | M_Duplex Receptacle:Standard:Standard:870278 | Autodesk Revit MEP 2011 | IfcFlowTerminal | 0Oe4W3Rwf1Dht7uPdCMKMn | n/a | n/a | n/a | n/a | n/a | n/a
DuplexReceptacle-398 | danielle.r.love@usace.army.mil | 2011-09-14T17:02:59 | Duplex Receptacle | 1D16 | M_Duplex Receptacle:Standard:Standard:870465 | Autodesk Revit MEP 2011 | IfcFlowTerminal | 0Oe4W3Rwf1Dht7uPdCMKfs | n/a | n/a | n/a | n/a | n/a | n/a
DuplexReceptacle-399 | danielle.r.love@usace.army.mil | 2011-09-14T17:02:59 | Duplex Receptacle | 1D16 | M_Duplex Receptacle:Standard:Standard:870508 | Autodesk Revit MEP 2011 | IfcFlowTerminal | 0Oe4W3Rwf1Dht7uPdCMKfR | n/a | n/a | n/a | n/a | n/a | n/a
DuplexReceptacle-400 | danielle.r.love@usace.army.mil | 2011-09-14T17:02:59 | Duplex Receptacle | 1D16 | M_Duplex Receptacle:Standard:Standard:870551 | Autodesk Revit MEP 2011 | IfcFlowTerminal | 0Oe4W3Rwf1Dht7uPdCMKgW | n/a | n/a | n/a | n/a | n/a | n/a
DuplexReceptacle-401 | danielle.r.love@usace.army.mil | 2011-09-14T17:02:59 | Duplex Receptacle | 1D16 | M_Duplex Receptacle:Standard:Standard:870604 | Autodesk Revit MEP 2011 | IfcFlowTerminal | 0Oe4W3Rwf1Dht7uPdCMKhx | n/a | n/a | n/a | n/a | n/a | n/a
DuplexReceptacle-402 | danielle.r.love@usace.army.mil | 2011-09-14T17:02:59 | Duplex Receptacle | 1D16 | M_Duplex Receptacle:Standard:Standard:870719 | Autodesk Revit MEP 2011 | IfcFlowTerminal | 0Oe4W3Rwf1Dht7uPdCMKi8 | n/a | n/a | n/a | n/a | n/a | n/a
DuplexReceptacle-403 | danielle.r.love@usace.army.mil | 2011-09-14T17:02:59 | Duplex Receptacle | 1D16 | M_Duplex Receptacle:Standard:Standard:870773 | Autodesk Revit MEP 2011 | IfcFlowTerminal | 0Oe4W3Rwf1Dht7uPdCMKj2 | n/a | n/a | n/a | n/a | n/a | n/a
DuplexReceptacle-404 | danielle.r.love@usace.army.mil | 2011-09-14T17:02:59 | Duplex Receptacle | 1D16 | M_Duplex Receptacle:Standard:Standard:871216 | Autodesk Revit MEP 2011 | IfcFlowTerminal | 0Oe4W3Rwf1Dht7uPdCMKa7 | n/a | n/a | n/a | n/a | n/a | n/a
DuplexReceptacle-405 | danielle.r.love@usace.army.mil | 2011-09-14T17:02:59 | Duplex Receptacle | 1D16 | M_Duplex Receptacle:Standard:Standard:871422 | Autodesk Revit MEP 2011 | IfcFlowTerminal | 0Oe4W3Rwf1Dht7uPdCMKd9 | n/a | n/a | n/a | n/a | n/a | n/a
DuplexReceptacle-406 | danielle.r.love@usace.army.mil | 2011-09-14T17:02:59 | Duplex Receptacle | 1D16 | M_Duplex Receptacle:Standard:Standard:928837 | Autodesk Revit MEP 2011 | IfcFlowTerminal | 1QxEP2OYf0FBRe9R366Rw6 | n/a | n/a | n/a | n/a | n/a | n/a
DuplexReceptacle-407 | danielle.r.love@usace.army.mil | 2011-09-14T17:02:59 | Duplex Receptacle | 1D16 | M_Duplex Receptacle:Standard:Standard:928897 | Autodesk Revit MEP 2011 | IfcFlowTerminal | 1QxEP2OYf0FBRe9R366Rv2 | n/a | n/a | n/a | n/a | n/a | n/a
DuplexReceptacle-408 | danielle.r.love@usace.army.mil | 2011-09-14T17:02:59 | Duplex Receptacle | 1D17 | M_Duplex Receptacle:Standard:Standard:871280 | Autodesk Revit MEP 2011 | IfcFlowTerminal | 0Oe4W3Rwf1Dht7uPdCMKb7 | n/a | n/a | n/a | n/a | n/a | n/a
DuplexReceptacle-409 | danielle.r.love@usace.army.mil | 2011-09-14T17:02:59 | Duplex Receptacle | 1D18 | M_Duplex Receptacle:Standard:Standard:928950 | Autodesk Revit MEP 2011 | IfcFlowTerminal | 1QxEP2OYf0FBRe9R366Rvr | n/a | n/a | n/a | n/a | n/a | n/a
DuplexReceptacle-410 | danielle.r.love@usace.army.mil | 2011-09-14T17:02:59 | Duplex Receptacle | 1D19 | M_Duplex Receptacle:Standard:Standard:917333 | Autodesk Revit MEP 2011 | IfcFlowTerminal | 0Oe4W3Rwf1Dht7uPdCMVrY | n/a | n/a | n/a | n/a | n/a | n/a
DuplexReceptacle-411 | danielle.r.love@usace.army.mil | 2011-09-14T17:02:59 | Duplex Receptacle | 1D19 | M_Duplex Receptacle:Standard:Standard:921057 | Autodesk Revit MEP 2011 | IfcFlowTerminal | 0Oe4W3Rwf1Dht7uPdCMW$M | n/a | n/a | n/a | n/a | n/a | n/a
DuplexReceptacle-412 | danielle.r.love@usace.army.mil | 2011-09-14T17:02:59 | Duplex Receptacle | 1D19 | M_Duplex Receptacle:Standard:Standard:922307 | Autodesk Revit MEP 2011 | IfcFlowTerminal | 0Oe4W3Rwf1Dht7uPdCMX3q | n/a | n/a | n/a | n/a | n/a | n/a
DuplexReceptacle-413 | danielle.r.love@usace.army.mil | 2011-09-14T17:02:59 | Duplex Receptacle | 1D20 | M_Duplex Receptacle:Standard:Standard:870910 | Autodesk Revit MEP 2011 | IfcFlowTerminal | 0Oe4W3Rwf1Dht7uPdCMKl9 | n/a | n/a | n/a | n/a | n/a | n/a
DuplexReceptacle-414 | danielle.r.love@usace.army.mil | 2011-09-14T17:02:59 | Duplex Receptacle | 1D20 | M_Duplex Receptacle:Standard:Standard:870975 | Autodesk Revit MEP 2011 | IfcFlowTerminal | 0Oe4W3Rwf1Dht7uPdCMKW8 | n/a | n/a | n/a | n/a | n/a | n/a
DuplexReceptacle-415 | danielle.r.love@usace.army.mil | 2011-09-14T17:02:59 | Duplex Receptacle | 1D20 | M_Duplex Receptacle:Standard:Standard:917203 | Autodesk Revit MEP 2011 | IfcFlowTerminal | 0Oe4W3Rwf1Dht7uPdCMVpa | n/a | n/a | n/a | n/a | n/a | n/a
DuplexReceptacle-416 | danielle.r.love@usace.army.mil | 2011-09-14T17:02:59 | Duplex Receptacle | 1D20 | M_Duplex Receptacle:Standard:Standard:917289 | Autodesk Revit MEP 2011 | IfcFlowTerminal | 0Oe4W3Rwf1Dht7uPdCMVqU | n/a | n/a | n/a | n/a | n/a | n/a
DuplexReceptacle-417 | danielle.r.love@usace.army.mil | 2011-09-14T17:02:59 | Duplex Receptacle | 1D21 | M_Duplex Receptacle:Standard:Standard:871038 | Autodesk Revit MEP 2011 | IfcFlowTerminal | 0Oe4W3Rwf1Dht7uPdCMKX9 | n/a | n/a | n/a | n/a | n/a | n/a
DuplexReceptacle-418 | danielle.r.love@usace.army.mil | 2011-09-14T17:02:59 | Duplex Receptacle | 1D21 | M_Duplex Receptacle:Standard:Standard:871112 | Autodesk Revit MEP 2011 | IfcFlowTerminal | 0Oe4W3Rwf1Dht7uPdCMKZ$ | n/a | n/a | n/a | n/a | n/a | n/a
DuplexReceptacle-419 | danielle.r.love@usace.army.mil | 2011-09-14T17:02:59 | Duplex Receptacle | 1D21 | M_Duplex Receptacle:Standard:Standard:917246 | Autodesk Revit MEP 2011 | IfcFlowTerminal | 0Oe4W3Rwf1Dht7uPdCMVp9 | n/a | n/a | n/a | n/a | n/a | n/a
DuplexReceptacle-420 | danielle.r.love@usace.army.mil | 2011-09-14T17:02:59 | Duplex Receptacle | 1D21 | M_Duplex Receptacle:Standard:Standard:917377 | Autodesk Revit MEP 2011 | IfcFlowTerminal | 0Oe4W3Rwf1Dht7uPdCMVss | n/a | n/a | n/a | n/a | n/a | n/a
DuplexReceptacle-421 | danielle.r.love@usace.army.mil | 2011-09-14T17:02:59 | Duplex Receptacle | 1D21 | M_Duplex Receptacle:Standard:Standard:917430 | Autodesk Revit MEP 2011 | IfcFlowTerminal | 0Oe4W3Rwf1Dht7uPdCMVs1 | n/a | n/a | n/a | n/a | n/a | n/a
DuplexReceptacle-422 | danielle.r.love@usace.army.mil | 2011-09-14T17:02:59 | Duplex Receptacle | 1D21 | M_Duplex Receptacle:Standard:Standard:917473 | Autodesk Revit MEP 2011 | IfcFlowTerminal | 0Oe4W3Rwf1Dht7uPdCMVtM | n/a | n/a | n/a | n/a | n/a | n/a
DuplexReceptacle-423 | danielle.r.love@usace.army.mil | 2011-09-14T17:02:59 | Duplex Receptacle | 1D22 | M_Duplex Receptacle:Standard:Standard:914439 | Autodesk Revit MEP 2011 | IfcFlowTerminal | 0Oe4W3Rwf1Dht7uPdCMVOm | n/a | n/a | n/a | n/a | n/a | n/a
DuplexReceptacle-424 | danielle.r.love@usace.army.mil | 2011-09-14T17:02:59 | Duplex Receptacle | 1D22 | M_Duplex Receptacle:Standard:Standard:915083 | Autodesk Revit MEP 2011 | IfcFlowTerminal | 0Oe4W3Rwf1Dht7uPdCMVIy | n/a | n/a | n/a | n/a | n/a | n/a
DuplexReceptacle-425 | danielle.r.love@usace.army.mil | 2011-09-14T17:02:59 | Duplex Receptacle | 1D22 | M_Duplex Receptacle:Standard:Standard:915487 | Autodesk Revit MEP 2011 | IfcFlowTerminal | 0Oe4W3Rwf1Dht7uPdCMVee | n/a | n/a | n/a | n/a | n/a | n/a
DuplexReceptacle-426 | danielle.r.love@usace.army.mil | 2011-09-14T17:02:59 | Duplex Receptacle | 1D22 | M_Duplex Receptacle:Standard:Standard:916357 | Autodesk Revit MEP 2011 | IfcFlowTerminal | 0Oe4W3Rwf1Dht7uPdCMVco | n/a | n/a | n/a | n/a | n/a | n/a
DuplexReceptacle-427 | danielle.r.love@usace.army.mil | 2011-09-14T17:02:59 | Duplex Receptacle | 1D22 | M_Duplex Receptacle:Standard:Standard:916503 | Autodesk Revit MEP 2011 | IfcFlowTerminal | 0Oe4W3Rwf1Dht7uPdCMVuW | n/a | n/a | n/a | n/a | n/a | n/a
DuplexReceptacle-428 | danielle.r.love@usace.army.mil | 2011-09-14T17:02:59 | Duplex Receptacle | 1D22 | M_Duplex Receptacle:Standard:Standard:916534 | Autodesk Revit MEP 2011 | IfcFlowTerminal | 0Oe4W3Rwf1Dht7uPdCMVu1 | n/a | n/a | n/a | n/a | n/a | n/a
DuplexReceptacle-429 | danielle.r.love@usace.army.mil | 2011-09-14T17:02:59 | Duplex Receptacle | 1D22 | M_Duplex Receptacle:Standard:Standard:916580 | Autodesk Revit MEP 2011 | IfcFlowTerminal | 0Oe4W3Rwf1Dht7uPdCMVvJ | n/a | n/a | n/a | n/a | n/a | n/a
DuplexReceptacle-430 | danielle.r.love@usace.army.mil | 2011-09-14T17:02:59 | Duplex Receptacle | 1D22 | M_Duplex Receptacle:Standard:Standard:916748 | Autodesk Revit MEP 2011 | IfcFlowTerminal | 0Oe4W3Rwf1Dht7uPdCMVyx | n/a | n/a | n/a | n/a | n/a | n/a
DuplexReceptacle-431 | danielle.r.love@usace.army.mil | 2011-09-14T17:02:59 | Duplex Receptacle | 1D22 | M_Duplex Receptacle:Standard:Standard:916970 | Autodesk Revit MEP 2011 | IfcFlowTerminal | 0Oe4W3Rwf1Dht7uPdCMV$T | n/a | n/a | n/a | n/a | n/a | n/a
DuplexReceptacle-432 | danielle.r.love@usace.army.mil | 2011-09-14T17:02:59 | Duplex Receptacle | 1D23 | M_Duplex Receptacle:Standard:Standard:913391 | Autodesk Revit MEP 2011 | IfcFlowTerminal | 0Oe4W3Rwf1Dht7uPdCMUtO | n/a | n/a | n/a | n/a | n/a | n/a
DuplexReceptacle-433 | danielle.r.love@usace.army.mil | 2011-09-14T17:02:59 | Duplex Receptacle | 1D23 | M_Duplex Receptacle:Standard:Standard:913475 | Autodesk Revit MEP 2011 | IfcFlowTerminal | 0Oe4W3Rwf1Dht7uPdCMV9q | n/a | n/a | n/a | n/a | n/a | n/a
DuplexReceptacle-434 | danielle.r.love@usace.army.mil | 2011-09-14T17:02:59 | Duplex Receptacle | 1D23 | M_Duplex Receptacle:Standard:Standard:913913 | Autodesk Revit MEP 2011 | IfcFlowTerminal | 0Oe4W3Rwf1Dht7uPdCMVFE | n/a | n/a | n/a | n/a | n/a | n/a
DuplexReceptacle-435 | danielle.r.love@usace.army.mil | 2011-09-14T17:02:59 | Duplex Receptacle | 1D23 | M_Duplex Receptacle:Standard:Standard:914028 | Autodesk Revit MEP 2011 | IfcFlowTerminal | 0Oe4W3Rwf1Dht7uPdCMV1R | n/a | n/a | n/a | n/a | n/a | n/a
DuplexReceptacle-436 | danielle.r.love@usace.army.mil | 2011-09-14T17:02:59 | Duplex Receptacle | 1D23 | M_Duplex Receptacle:Standard:Standard:914081 | Autodesk Revit MEP 2011 | IfcFlowTerminal | 0Oe4W3Rwf1Dht7uPdCMV2M | n/a | n/a | n/a | n/a | n/a | n/a
DuplexReceptacle-437 | danielle.r.love@usace.army.mil | 2011-09-14T17:02:59 | Duplex Receptacle | 1D23 | M_Duplex Receptacle:Standard:Standard:914344 | Autodesk Revit MEP 2011 | IfcFlowTerminal | 0Oe4W3Rwf1Dht7uPdCMV6V | n/a | n/a | n/a | n/a | n/a | n/a
DuplexReceptacle-438 | danielle.r.love@usace.army.mil | 2011-09-14T17:02:59 | Duplex Receptacle | 1D24 | M_Duplex Receptacle:Standard:Standard:913699 | Autodesk Revit MEP 2011 | IfcFlowTerminal | 0Oe4W3Rwf1Dht7uPdCMVCK | n/a | n/a | n/a | n/a | n/a | n/a
DuplexReceptacle-439 | danielle.r.love@usace.army.mil | 2011-09-14T17:02:59 | Duplex Receptacle | 1D24 | M_Duplex Receptacle:Standard:Standard:913774 | Autodesk Revit MEP 2011 | IfcFlowTerminal | 0Oe4W3Rwf1Dht7uPdCMVDP | n/a | n/a | n/a | n/a | n/a | n/a
DuplexReceptacle-440 | danielle.r.love@usace.army.mil | 2011-09-14T17:02:59 | Duplex Receptacle | 1D24 | M_Duplex Receptacle:Standard:Standard:913827 | Autodesk Revit MEP 2011 | IfcFlowTerminal | 0Oe4W3Rwf1Dht7uPdCMVEK | n/a | n/a | n/a | n/a | n/a | n/a
DuplexReceptacle-441 | danielle.r.love@usace.army.mil | 2011-09-14T17:02:59 | Duplex Receptacle | 1D24 | M_Duplex Receptacle:Standard:Standard:913870 | Autodesk Revit MEP 2011 | IfcFlowTerminal | 0Oe4W3Rwf1Dht7uPdCMVFv | n/a | n/a | n/a | n/a | n/a | n/a
DuplexReceptacle-442 | danielle.r.love@usace.army.mil | 2011-09-14T17:02:59 | Duplex Receptacle | 1D25 | M_Duplex Receptacle:Standard:Standard:912931 | Autodesk Revit MEP 2011 | IfcFlowTerminal | 0Oe4W3Rwf1Dht7uPdCMUmK | n/a | n/a | n/a | n/a | n/a | n/a
DuplexReceptacle-443 | danielle.r.love@usace.army.mil | 2011-09-14T17:02:59 | Duplex Receptacle | 1D25 | M_Duplex Receptacle:Standard:Standard:912995 | Autodesk Revit MEP 2011 | IfcFlowTerminal | 0Oe4W3Rwf1Dht7uPdCMUnK | n/a | n/a | n/a | n/a | n/a | n/a
DuplexReceptacle-444 | danielle.r.love@usace.army.mil | 2011-09-14T17:02:59 | Duplex Receptacle | 1D25 | M_Duplex Receptacle:Standard:Standard:913059 | Autodesk Revit MEP 2011 | IfcFlowTerminal | 0Oe4W3Rwf1Dht7uPdCMUoK | n/a | n/a | n/a | n/a | n/a | n/a
DuplexReceptacle-445 | danielle.r.love@usace.army.mil | 2011-09-14T17:02:59 | Duplex Receptacle | 1D25 | M_Duplex Receptacle:Standard:Standard:913102 | Autodesk Revit MEP 2011 | IfcFlowTerminal | 0Oe4W3Rwf1Dht7uPdCMUpv | n/a | n/a | n/a | n/a | n/a | n/a
DuplexReceptacle-446 | danielle.r.love@usace.army.mil | 2011-09-14T17:02:59 | Duplex Receptacle | 1D25 | M_Duplex Receptacle:Standard:Standard:913145 | Autodesk Revit MEP 2011 | IfcFlowTerminal | 0Oe4W3Rwf1Dht7uPdCMUpE | n/a | n/a | n/a | n/a | n/a | n/a
DuplexReceptacle-447 | danielle.r.love@usace.army.mil | 2011-09-14T17:02:59 | Duplex Receptacle | 1D25 | M_Duplex Receptacle:Standard:Standard:913238 | Autodesk Revit MEP 2011 | IfcFlowTerminal | 0Oe4W3Rwf1Dht7uPdCMUrX | n/a | n/a | n/a | n/a | n/a | n/a
DuplexReceptacle-448 | danielle.r.love@usace.army.mil | 2011-09-14T17:02:59 | Duplex Receptacle | 1D25 | M_Duplex Receptacle:Standard:Standard:918957 | Autodesk Revit MEP 2011 | IfcFlowTerminal | 0Oe4W3Rwf1Dht7uPdCMWUQ | n/a | n/a | n/a | n/a | n/a | n/a
DuplexReceptacle-449 | danielle.r.love@usace.army.mil | 2011-09-14T17:02:59 | Duplex Receptacle | 1D25 | M_Duplex Receptacle:Standard:Standard:919516 | Autodesk Revit MEP 2011 | IfcFlowTerminal | 0Oe4W3Rwf1Dht7uPdCMWNh | n/a | n/a | n/a | n/a | n/a | n/a
DuplexReceptacle-450 | danielle.r.love@usace.army.mil | 2011-09-14T17:02:59 | Duplex Receptacle | 1D25 | M_Duplex Receptacle:Standard:Standard:919591 | Autodesk Revit MEP 2011 | IfcFlowTerminal | 0Oe4W3Rwf1Dht7uPdCMWeG | n/a | n/a | n/a | n/a | n/a | n/a
DuplexReceptacle-451 | danielle.r.love@usace.army.mil | 2011-09-14T17:02:59 | Duplex Receptacle | 1D25 | M_Duplex Receptacle:Standard:Standard:919745 | Autodesk Revit MEP 2011 | IfcFlowTerminal | 0Oe4W3Rwf1Dht7uPdCMWhs | n/a | n/a | n/a | n/a | n/a | n/a
DuplexReceptacle-452 | danielle.r.love@usace.army.mil | 2011-09-14T17:02:59 | Duplex Receptacle | 1D25 | M_Duplex Receptacle:Standard:Standard:919819 | Autodesk Revit MEP 2011 | IfcFlowTerminal | 0Oe4W3Rwf1Dht7uPdCMWiy | n/a | n/a | n/a | n/a | n/a | n/a
DuplexReceptacle-453 | danielle.r.love@usace.army.mil | 2011-09-14T17:02:59 | Duplex Receptacle | 1D25 | M_Duplex Receptacle:Standard:Standard:919903 | Autodesk Revit MEP 2011 | IfcFlowTerminal | 0Oe4W3Rwf1Dht7uPdCMWje | n/a | n/a | n/a | n/a | n/a | n/a
DuplexReceptacle-454 | danielle.r.love@usace.army.mil | 2011-09-14T17:02:59 | Duplex Receptacle | 1D25 | M_Duplex Receptacle:Standard:Standard:920082 | Autodesk Revit MEP 2011 | IfcFlowTerminal | 0Oe4W3Rwf1Dht7uPdCMWWb | n/a | n/a | n/a | n/a | n/a | n/a
DuplexReceptacle-455 | danielle.r.love@usace.army.mil | 2011-09-14T17:02:59 | Duplex Receptacle | 1D25 | M_Duplex Receptacle:Standard:Standard:920178 | Autodesk Revit MEP 2011 | IfcFlowTerminal | 0Oe4W3Rwf1Dht7uPdCMWX5 | n/a | n/a | n/a | n/a | n/a | n/a
DuplexReceptacle-456 | danielle.r.love@usace.army.mil | 2011-09-14T17:02:59 | Duplex Receptacle | 1D25 | M_Duplex Receptacle:Standard:Standard:920346 | Autodesk Revit MEP 2011 | IfcFlowTerminal | 0Oe4W3Rwf1Dht7uPdCMWaj | n/a | n/a | n/a | n/a | n/a | n/a
DuplexReceptacle-457 | danielle.r.love@usace.army.mil | 2011-09-14T17:02:59 | Duplex Receptacle | 1D25 | M_Duplex Receptacle:Standard:Standard:920631 | Autodesk Revit MEP 2011 | IfcFlowTerminal | 0Oe4W3Rwf1Dht7uPdCMWu0 | n/a | n/a | n/a | n/a | n/a | n/a
DuplexReceptacle-458 | danielle.r.love@usace.army.mil | 2011-09-14T17:02:59 | Duplex Receptacle | 1D25 | M_Duplex Receptacle:Standard:Standard:920903 | Autodesk Revit MEP 2011 | IfcFlowTerminal | 0Oe4W3Rwf1Dht7uPdCMWzm | n/a | n/a | n/a | n/a | n/a | n/a
DuplexReceptacle-459 | danielle.r.love@usace.army.mil | 2011-09-14T17:02:59 | Duplex Receptacle | 1D25 | M_Duplex Receptacle:Standard:Standard:932602 | Autodesk Revit MEP 2011 | IfcFlowTerminal | 1QA7B_6G1CUwPHFKLOSH8C | n/a | n/a | n/a | n/a | n/a | n/a
DuplexReceptacle-460 | danielle.r.love@usace.army.mil | 2011-09-14T17:02:59 | Duplex Receptacle | 1D26 | M_Duplex Receptacle:Standard:Standard:912782 | Autodesk Revit MEP 2011 | IfcFlowTerminal | 0Oe4W3Rwf1Dht7uPdCMU_v | n/a | n/a | n/a | n/a | n/a | n/a
DuplexReceptacle-461 | danielle.r.love@usace.army.mil | 2011-09-14T17:02:59 | Duplex Receptacle | 1D27 | M_Duplex Receptacle:Standard:Standard:912129 | Autodesk Revit MEP 2011 | IfcFlowTerminal | 0Oe4W3Rwf1Dht7uPdCMUas | n/a | n/a | n/a | n/a | n/a | n/a
DuplexReceptacle-462 | danielle.r.love@usace.army.mil | 2011-09-14T17:02:59 | Duplex Receptacle | 1D27 | M_Duplex Receptacle:Standard:Standard:912347 | Autodesk Revit MEP 2011 | IfcFlowTerminal | 0Oe4W3Rwf1Dht7uPdCMUdi | n/a | n/a | n/a | n/a | n/a | n/a
DuplexReceptacle-463 | danielle.r.love@usace.army.mil | 2011-09-14T17:02:59 | Duplex Receptacle | 1D27 | M_Duplex Receptacle:Standard:Standard:932099 | Autodesk Revit MEP 2011 | IfcFlowTerminal | 1QA7B_6G1CUwPHFKLOSH7r | n/a | n/a | n/a | n/a | n/a | n/a
DuplexReceptacle-464 | danielle.r.love@usace.army.mil | 2011-09-14T17:02:59 | Duplex Receptacle | 1D27 | M_Duplex Receptacle:Standard:Standard:932133 | Autodesk Revit MEP 2011 | IfcFlowTerminal | 1QA7B_6G1CUwPHFKLOSH7J | n/a | n/a | n/a | n/a | n/a | n/a
DuplexReceptacle-465 | danielle.r.love@usace.army.mil | 2011-09-14T17:02:59 | Duplex Receptacle | 1D30 | M_Duplex Receptacle:Standard:Standard:911551 | Autodesk Revit MEP 2011 | IfcFlowTerminal | 0Oe4W3Rwf1Dht7uPdCMUg8 | n/a | n/a | n/a | n/a | n/a | n/a
DuplexReceptacle-466 | danielle.r.love@usace.army.mil | 2011-09-14T17:02:59 | Duplex Receptacle | 1D30 | M_Duplex Receptacle:Standard:Standard:911740 | Autodesk Revit MEP 2011 | IfcFlowTerminal | 0Oe4W3Rwf1Dht7uPdCMUjB | n/a | n/a | n/a | n/a | n/a | n/a
DuplexReceptacle-467 | danielle.r.love@usace.army.mil | 2011-09-14T17:02:59 | Duplex Receptacle | 1D30 | M_Duplex Receptacle:Standard:Standard:911824 | Autodesk Revit MEP 2011 | IfcFlowTerminal | 0Oe4W3Rwf1Dht7uPdCMUld | n/a | n/a | n/a | n/a | n/a | n/a
DuplexReceptacle-468 | danielle.r.love@usace.army.mil | 2011-09-14T17:02:59 | Duplex Receptacle | 1D30 | M_Duplex Receptacle:Standard:Standard:912033 | Autodesk Revit MEP 2011 | IfcFlowTerminal | 0Oe4W3Rwf1Dht7uPdCMUYM | n/a | n/a | n/a | n/a | n/a | n/a
DuplexReceptacle-469 | danielle.r.love@usace.army.mil | 2011-09-14T17:02:59 | Duplex Receptacle | 1D30 | M_Duplex Receptacle:Standard:Standard:912086 | Autodesk Revit MEP 2011 | IfcFlowTerminal | 0Oe4W3Rwf1Dht7uPdCMUZX | n/a | n/a | n/a | n/a | n/a | n/a
DuplexReceptacle-470 | danielle.r.love@usace.army.mil | 2011-09-14T17:02:59 | Duplex Receptacle | 1D31 | M_Duplex Receptacle:Standard:Standard:911049 | Autodesk Revit MEP 2011 | IfcFlowTerminal | 0Oe4W3Rwf1Dht7uPdCMUJ_ | n/a | n/a | n/a | n/a | n/a | n/a
DuplexReceptacle-471 | danielle.r.love@usace.army.mil | 2011-09-14T17:02:59 | Duplex Receptacle | 1D31 | M_Duplex Receptacle:Standard:Standard:911154 | Autodesk Revit MEP 2011 | IfcFlowTerminal | 0Oe4W3Rwf1Dht7uPdCMUK5 | n/a | n/a | n/a | n/a | n/a | n/a
DuplexReceptacle-472 | danielle.r.love@usace.army.mil | 2011-09-14T17:02:59 | Duplex Receptacle | 1D31 | M_Duplex Receptacle:Standard:Standard:911268 | Autodesk Revit MEP 2011 | IfcFlowTerminal | 0Oe4W3Rwf1Dht7uPdCMUMJ | n/a | n/a | n/a | n/a | n/a | n/a
DuplexReceptacle-473 | danielle.r.love@usace.army.mil | 2011-09-14T17:02:59 | Duplex Receptacle | 1D31 | M_Duplex Receptacle:Standard:Standard:911413 | Autodesk Revit MEP 2011 | IfcFlowTerminal | 0Oe4W3Rwf1Dht7uPdCMUe2 | n/a | n/a | n/a | n/a | n/a | n/a
DuplexReceptacle-474 | danielle.r.love@usace.army.mil | 2011-09-14T17:02:59 | Duplex Receptacle | 1D31 | M_Duplex Receptacle:Standard:Standard:911456 | Autodesk Revit MEP 2011 | IfcFlowTerminal | 0Oe4W3Rwf1Dht7uPdCMUfN | n/a | n/a | n/a | n/a | n/a | n/a
DuplexReceptacle-475 | danielle.r.love@usace.army.mil | 2011-09-14T17:02:59 | Duplex Receptacle | 1D31 | M_Duplex Receptacle:Standard:Standard:911635 | Autodesk Revit MEP 2011 | IfcFlowTerminal | 0Oe4W3Rwf1Dht7uPdCMUia | n/a | n/a | n/a | n/a | n/a | n/a
DuplexReceptacle-476 | danielle.r.love@usace.army.mil | 2011-09-14T17:02:59 | Duplex Receptacle | 1D33 | M_Duplex Receptacle:Standard:Standard:910470 | Autodesk Revit MEP 2011 | IfcFlowTerminal | 0Oe4W3Rwf1Dht7uPdCMUQn | n/a | n/a | n/a | n/a | n/a | n/a
DuplexReceptacle-477 | danielle.r.love@usace.army.mil | 2011-09-14T17:02:59 | Duplex Receptacle | 1D33 | M_Duplex Receptacle:Standard:Standard:910535 | Autodesk Revit MEP 2011 | IfcFlowTerminal | 0Oe4W3Rwf1Dht7uPdCMURm | n/a | n/a | n/a | n/a | n/a | n/a
DuplexReceptacle-478 | danielle.r.love@usace.army.mil | 2011-09-14T17:02:59 | Duplex Receptacle | 1D33 | M_Duplex Receptacle:Standard:Standard:910579 | Autodesk Revit MEP 2011 | IfcFlowTerminal | 0Oe4W3Rwf1Dht7uPdCMUR4 | n/a | n/a | n/a | n/a | n/a | n/a
DuplexReceptacle-479 | danielle.r.love@usace.army.mil | 2011-09-14T17:02:59 | Duplex Receptacle | 1D33 | M_Duplex Receptacle:Standard:Standard:910984 | Autodesk Revit MEP 2011 | IfcFlowTerminal | 0Oe4W3Rwf1Dht7uPdCMUI$ | n/a | n/a | n/a | n/a | n/a | n/a
DuplexReceptacle-480 | danielle.r.love@usace.army.mil | 2011-09-14T17:02:59 | Duplex Receptacle | 1D37 | M_Duplex Receptacle:Standard:Standard:909069 | Autodesk Revit MEP 2011 | IfcFlowTerminal | 0Oe4W3Rwf1Dht7uPdCMTqw | n/a | n/a | n/a | n/a | n/a | n/a
DuplexReceptacle-481 | danielle.r.love@usace.army.mil | 2011-09-14T17:02:59 | Duplex Receptacle | 1D38 | M_Duplex Receptacle:Standard:Standard:905074 | Autodesk Revit MEP 2011 | IfcFlowTerminal | 0Oe4W3Rwf1Dht7uPdCMSr5 | n/a | n/a | n/a | n/a | n/a | n/a
DuplexReceptacle-482 | danielle.r.love@usace.army.mil | 2011-09-14T17:02:59 | Duplex Receptacle | 1D38 | M_Duplex Receptacle:Standard:Standard:905149 | Autodesk Revit MEP 2011 | IfcFlowTerminal | 0Oe4W3Rwf1Dht7uPdCMSsA | n/a | n/a | n/a | n/a | n/a | n/a
DuplexReceptacle-483 | danielle.r.love@usace.army.mil | 2011-09-14T17:02:59 | Duplex Receptacle | 1D38 | M_Duplex Receptacle:Standard:Standard:905203 | Autodesk Revit MEP 2011 | IfcFlowTerminal | 0Oe4W3Rwf1Dht7uPdCMSt4 | n/a | n/a | n/a | n/a | n/a | n/a
DuplexReceptacle-484 | danielle.r.love@usace.army.mil | 2011-09-14T17:02:59 | Duplex Receptacle | 1D38 | M_Duplex Receptacle:Standard:Standard:905620 | Autodesk Revit MEP 2011 | IfcFlowTerminal | 0Oe4W3Rwf1Dht7uPdCMTEZ | n/a | n/a | n/a | n/a | n/a | n/a
DuplexReceptacle-485 | danielle.r.love@usace.army.mil | 2011-09-14T17:02:59 | Duplex Receptacle | 1D38 | M_Duplex Receptacle:Standard:Standard:907531 | Autodesk Revit MEP 2011 | IfcFlowTerminal | 0Oe4W3Rwf1Dht7uPdCMTiy | n/a | n/a | n/a | n/a | n/a | n/a
DuplexReceptacle-486 | danielle.r.love@usace.army.mil | 2011-09-14T17:02:59 | Duplex Receptacle | 1D38 | M_Duplex Receptacle:Standard:Standard:908206 | Autodesk Revit MEP 2011 | IfcFlowTerminal | 0Oe4W3Rwf1Dht7uPdCMTcP | n/a | n/a | n/a | n/a | n/a | n/a
DuplexReceptacle-487 | danielle.r.love@usace.army.mil | 2011-09-14T17:02:59 | Duplex Receptacle | 1D38 | M_Duplex Receptacle:Standard:Standard:908259 | Autodesk Revit MEP 2011 | IfcFlowTerminal | 0Oe4W3Rwf1Dht7uPdCMTdK | n/a | n/a | n/a | n/a | n/a | n/a
DuplexReceptacle-488 | danielle.r.love@usace.army.mil | 2011-09-14T17:02:59 | Duplex Receptacle | 1D39 | M_Duplex Receptacle:Standard:Standard:931881 | Autodesk Revit MEP 2011 | IfcFlowTerminal | 1QA7B_6G1CUwPHFKLOSH3V | n/a | n/a | n/a | n/a | n/a | n/a
DuplexReceptacle-489 | danielle.r.love@usace.army.mil | 2011-09-14T17:02:59 | Duplex Receptacle | 1D40 | M_Duplex Receptacle:Standard:Standard:908685 | Autodesk Revit MEP 2011 | IfcFlowTerminal | 0Oe4W3Rwf1Dht7uPdCMT_w | n/a | n/a | n/a | n/a | n/a | n/a
DuplexReceptacle-490 | danielle.r.love@usace.army.mil | 2011-09-14T17:02:59 | Duplex Receptacle | 1D40 | M_Duplex Receptacle:Standard:Standard:908771 | Autodesk Revit MEP 2011 | IfcFlowTerminal | 0Oe4W3Rwf1Dht7uPdCMT$K | n/a | n/a | n/a | n/a | n/a | n/a
DuplexReceptacle-491 | danielle.r.love@usace.army.mil | 2011-09-14T17:02:59 | Duplex Receptacle | 1D40 | M_Duplex Receptacle:Standard:Standard:908854 | Autodesk Revit MEP 2011 | IfcFlowTerminal | 0Oe4W3Rwf1Dht7uPdCMTm1 | n/a | n/a | n/a | n/a | n/a | n/a
DuplexReceptacle-492 | danielle.r.love@usace.army.mil | 2011-09-14T17:02:59 | Duplex Receptacle | 1D40 | M_Duplex Receptacle:Standard:Standard:909234 | Autodesk Revit MEP 2011 | IfcFlowTerminal | 0Oe4W3Rwf1Dht7uPdCMTs5 | n/a | n/a | n/a | n/a | n/a | n/a
DuplexReceptacle-493 | danielle.r.love@usace.army.mil | 2011-09-14T17:02:59 | Duplex Receptacle | 1D40 | M_Duplex Receptacle:Standard:Standard:909320 | Autodesk Revit MEP 2011 | IfcFlowTerminal | 0Oe4W3Rwf1Dht7uPdCMU8$ | n/a | n/a | n/a | n/a | n/a | n/a
DuplexReceptacle-494 | danielle.r.love@usace.army.mil | 2011-09-14T17:02:59 | Duplex Receptacle | 1D40 | M_Duplex Receptacle:Standard:Standard:909364 | Autodesk Revit MEP 2011 | IfcFlowTerminal | 0Oe4W3Rwf1Dht7uPdCMU83 | n/a | n/a | n/a | n/a | n/a | n/a
DuplexReceptacle-495 | danielle.r.love@usace.army.mil | 2011-09-14T17:02:59 | Duplex Receptacle | 1DC1 | M_Duplex Receptacle:Standard:Standard:909712 | Autodesk Revit MEP 2011 | IfcFlowTerminal | 0Oe4W3Rwf1Dht7uPdCMUEd | n/a | n/a | n/a | n/a | n/a | n/a
DuplexReceptacle-496 | danielle.r.love@usace.army.mil | 2011-09-14T17:02:59 | Duplex Receptacle | 1DC1 | M_Duplex Receptacle:Standard:Standard:909747 | Autodesk Revit MEP 2011 | IfcFlowTerminal | 0Oe4W3Rwf1Dht7uPdCMUE4 | n/a | n/a | n/a | n/a | n/a | n/a
DuplexReceptacle-497 | danielle.r.love@usace.army.mil | 2011-09-14T17:02:59 | Duplex Receptacle | 1DC1 | M_Duplex Receptacle:Standard:Standard:910107 | Autodesk Revit MEP 2011 | IfcFlowTerminal | 0Oe4W3Rwf1Dht7uPdCMU4i | n/a | n/a | n/a | n/a | n/a | n/a
DuplexReceptacle-498 | danielle.r.love@usace.army.mil | 2011-09-14T17:02:59 | Duplex Receptacle | 1DC1 | M_Duplex Receptacle:Standard:Standard:910129 | Autodesk Revit MEP 2011 | IfcFlowTerminal | 0Oe4W3Rwf1Dht7uPdCMU46 | n/a | n/a | n/a | n/a | n/a | n/a
DuplexReceptacle-499 | danielle.r.love@usace.army.mil | 2011-09-14T17:02:59 | Duplex Receptacle | 1DC1 | M_Duplex Receptacle:Standard:Standard:910193 | Autodesk Revit MEP 2011 | IfcFlowTerminal | 0Oe4W3Rwf1Dht7uPdCMU56 | n/a | n/a | n/a | n/a | n/a | n/a
DuplexReceptacle-500 | danielle.r.love@usace.army.mil | 2011-09-14T17:02:59 | Duplex Receptacle | 1DC1 | M_Duplex Receptacle:Standard:Standard:912390 | Autodesk Revit MEP 2011 | IfcFlowTerminal | 0Oe4W3Rwf1Dht7uPdCMUun | n/a | n/a | n/a | n/a | n/a | n/a
DuplexReceptacle-501 | danielle.r.love@usace.army.mil | 2011-09-14T17:02:59 | Duplex Receptacle | 1DC1 | M_Duplex Receptacle:Standard:Standard:913624 | Autodesk Revit MEP 2011 | IfcFlowTerminal | 0Oe4W3Rwf1Dht7uPdCMVBl | n/a | n/a | n/a | n/a | n/a | n/a
DuplexReceptacle-502 | danielle.r.love@usace.army.mil | 2011-09-14T17:02:59 | Duplex Receptacle | 1DC1 | M_Duplex Receptacle:Standard:Standard:916103 | Autodesk Revit MEP 2011 | IfcFlowTerminal | 0Oe4W3Rwf1Dht7uPdCMVYm | n/a | n/a | n/a | n/a | n/a | n/a
DuplexReceptacle-503 | danielle.r.love@usace.army.mil | 2011-09-14T17:02:59 | Duplex Receptacle | 1DC1 | M_Duplex Receptacle:Standard:Standard:916157 | Autodesk Revit MEP 2011 | IfcFlowTerminal | 0Oe4W3Rwf1Dht7uPdCMVYA | n/a | n/a | n/a | n/a | n/a | n/a
DuplexReceptacle-504 | danielle.r.love@usace.army.mil | 2011-09-14T17:02:59 | Duplex Receptacle | 1DC1 | M_Duplex Receptacle:Standard:Standard:917076 | Autodesk Revit MEP 2011 | IfcFlowTerminal | 0Oe4W3Rwf1Dht7uPdCMVnZ | n/a | n/a | n/a | n/a | n/a | n/a
DuplexReceptacle-505 | danielle.r.love@usace.army.mil | 2011-09-14T17:02:59 | Duplex Receptacle | 1DC1 | M_Duplex Receptacle:Standard:Standard:922710 | Autodesk Revit MEP 2011 | IfcFlowTerminal | 0Oe4W3Rwf1Dht7uPdCMXPX | n/a | n/a | n/a | n/a | n/a | n/a
DuplexReceptacle-506 | danielle.r.love@usace.army.mil | 2011-09-14T17:02:59 | Duplex Receptacle | 1DC1 | M_Duplex Receptacle:Standard:Standard:923972 | Autodesk Revit MEP 2011 | IfcFlowTerminal | 0Oe4W3Rwf1Dht7uPdCMXjp | n/a | n/a | n/a | n/a | n/a | n/a
DuplexReceptacle-507 | danielle.r.love@usace.army.mil | 2011-09-14T17:02:59 | Duplex Receptacle | 1DC1 | M_Duplex Receptacle:Standard:Standard:924536 | Autodesk Revit MEP 2011 | IfcFlowTerminal | 0Oe4W3Rwf1Dht7uPdCMXbF | n/a | n/a | n/a | n/a | n/a | n/a
DuplexReceptacle-508 | danielle.r.love@usace.army.mil | 2011-09-14T17:02:59 | Duplex Receptacle | 1DC1 | M_Duplex Receptacle:Standard:Standard:924670 | Autodesk Revit MEP 2011 | IfcFlowTerminal | 0Oe4W3Rwf1Dht7uPdCMXd9 | n/a | n/a | n/a | n/a | n/a | n/a
DuplexReceptacle-509 | danielle.r.love@usace.army.mil | 2011-09-14T17:02:59 | Duplex Receptacle | 1DC1 | M_Duplex Receptacle:Standard:Standard:924752 | Autodesk Revit MEP 2011 | IfcFlowTerminal | 0Oe4W3Rwf1Dht7uPdCMXvd | n/a | n/a | n/a | n/a | n/a | n/a
DuplexReceptacle-510 | danielle.r.love@usace.army.mil | 2011-09-14T17:02:59 | Duplex Receptacle | 1DC1 | M_Duplex Receptacle:Standard:Standard:925087 | Autodesk Revit MEP 2011 | IfcFlowTerminal | 0Oe4W3Rwf1Dht7uPdCMX_e | n/a | n/a | n/a | n/a | n/a | n/a
DuplexReceptacle-511 | danielle.r.love@usace.army.mil | 2011-09-14T17:02:59 | Duplex Receptacle | 1DC1 | M_Duplex Receptacle:Standard:Standard:929699 | Autodesk Revit MEP 2011 | IfcFlowTerminal | 1QxEP2OYf0FBRe9R366RrW | n/a | n/a | n/a | n/a | n/a | n/a
DuplexReceptacle-512 | danielle.r.love@usace.army.mil | 2011-09-14T17:02:59 | Duplex Receptacle | 1DC1 | M_Duplex Receptacle:Standard:Standard:930580 | Autodesk Revit MEP 2011 | IfcFlowTerminal | 1QxEP2OYf0FBRe9R366Q7N | n/a | n/a | n/a | n/a | n/a | n/a
DuplexReceptacle-513 | danielle.r.love@usace.army.mil | 2011-09-14T17:02:59 | Duplex Receptacle | 1DC1 | M_Duplex Receptacle:Standard:Standard:930768 | Autodesk Revit MEP 2011 | IfcFlowTerminal | 1QxEP2OYf0FBRe9R366Q4J | n/a | n/a | n/a | n/a | n/a | n/a
DuplexReceptacle-514 | danielle.r.love@usace.army.mil | 2011-09-14T17:02:59 | Duplex Receptacle | 1DC1 | M_Duplex Receptacle:Standard:Standard:930863 | Autodesk Revit MEP 2011 | IfcFlowTerminal | 1QxEP2OYf0FBRe9R366QRi | n/a | n/a | n/a | n/a | n/a | n/a
DuplexReceptacle-515 | danielle.r.love@usace.army.mil | 2011-09-14T17:02:59 | Duplex Receptacle | 1DC2 | M_Duplex Receptacle:Standard:Standard:923928 | Autodesk Revit MEP 2011 | IfcFlowTerminal | 0Oe4W3Rwf1Dht7uPdCMXil | n/a | n/a | n/a | n/a | n/a | n/a
DuplexReceptacle-516 | danielle.r.love@usace.army.mil | 2011-09-14T17:02:59 | Duplex Receptacle | 1DC3 | M_Duplex Receptacle:Standard:Standard:873452 | Autodesk Revit MEP 2011 | IfcFlowTerminal | 0Oe4W3Rwf1Dht7uPdCML7R | n/a | n/a | n/a | n/a | n/a | n/a
DuplexReceptacle-517 | danielle.r.love@usace.army.mil | 2011-09-14T17:02:59 | Duplex Receptacle | 1DC3 | M_Duplex Receptacle:Standard:Standard:923609 | Autodesk Revit MEP 2011 | IfcFlowTerminal | 0Oe4W3Rwf1Dht7uPdCMXNk | n/a | n/a | n/a | n/a | n/a | n/a
DuplexReceptacle-518 | danielle.r.love@usace.army.mil | 2011-09-14T17:02:59 | Duplex Receptacle | 1DC4 | M_Duplex Receptacle:Standard:Standard:929097 | Autodesk Revit MEP 2011 | IfcFlowTerminal | 1QxEP2OYf0FBRe9R366R_A | n/a | n/a | n/a | n/a | n/a | n/a
DuplexReceptacle-519 | danielle.r.love@usace.army.mil | 2011-09-14T17:02:59 | Duplex Receptacle | 1DC6 | M_Duplex Receptacle:Standard:Standard:932703 | Autodesk Revit MEP 2011 | IfcFlowTerminal | 1QA7B_6G1CUwPHFKLOSHEf | n/a | n/a | n/a | n/a | n/a | n/a
DuplexReceptacle-520 | danielle.r.love@usace.army.mil | 2011-09-14T17:02:59 | Duplex Receptacle | 1DC7 | M_Duplex Receptacle:Standard:Standard:908898 | Autodesk Revit MEP 2011 | IfcFlowTerminal | 0Oe4W3Rwf1Dht7uPdCMTnL | n/a | n/a | n/a | n/a | n/a | n/a
DuplexReceptacle-521 | danielle.r.love@usace.army.mil | 2011-09-14T17:02:59 | Duplex Receptacle | 1DC7 | M_Duplex Receptacle:Standard:Standard:911979 | Autodesk Revit MEP 2011 | IfcFlowTerminal | 0Oe4W3Rwf1Dht7uPdCMUXS | n/a | n/a | n/a | n/a | n/a | n/a
DuplexReceptacle-522 | danielle.r.love@usace.army.mil | 2011-09-14T17:02:59 | Duplex Receptacle | 1DC8 | M_Duplex Receptacle:Standard:Standard:908952 | Autodesk Revit MEP 2011 | IfcFlowTerminal | 0Oe4W3Rwf1Dht7uPdCMTol | n/a | n/a | n/a | n/a | n/a | n/a
DuplexReceptacle-523 | danielle.r.love@usace.army.mil | 2011-09-14T17:02:59 | Duplex Receptacle | 1EC1 | M_Duplex Receptacle:Standard:Standard:901283 | Autodesk Revit MEP 2011 | IfcFlowTerminal | 0Oe4W3Rwf1Dht7uPdCMSAK | n/a | n/a | n/a | n/a | n/a | n/a
DuplexReceptacle-524 | danielle.r.love@usace.army.mil | 2011-09-14T17:02:59 | Duplex Receptacle | 1EC1 | M_Duplex Receptacle:Standard:Standard:901709 | Autodesk Revit MEP 2011 | IfcFlowTerminal | 0Oe4W3Rwf1Dht7uPdCMS1w | n/a | n/a | n/a | n/a | n/a | n/a
DuplexReceptacle-525 | danielle.r.love@usace.army.mil | 2011-09-14T17:02:59 | Duplex Receptacle | 1EC1 | M_Duplex Receptacle:Standard:Standard:903614 | Autodesk Revit MEP 2011 | IfcFlowTerminal | 0Oe4W3Rwf1Dht7uPdCMSk9 | n/a | n/a | n/a | n/a | n/a | n/a
DuplexReceptacle-526 | danielle.r.love@usace.army.mil | 2011-09-14T17:02:59 | Duplex Receptacle | 1EC3 | M_Duplex Receptacle:Standard:Standard:907373 | Autodesk Revit MEP 2011 | IfcFlowTerminal | 0Oe4W3Rwf1Dht7uPdCMTfQ | n/a | n/a | n/a | n/a | n/a | n/a
DuplexReceptacle-527 | danielle.r.love@usace.army.mil | 2011-09-14T17:02:59 | Duplex Receptacle | 2A01 | M_Duplex Receptacle:Standard:Standard:971607 | Autodesk Revit MEP 2011 | IfcFlowTerminal | 1ZhgLpwJLD8OCzRSS4hfpr | n/a | n/a | n/a | n/a | n/a | n/a
DuplexReceptacle-528 | danielle.r.love@usace.army.mil | 2011-09-14T17:02:59 | Duplex Receptacle | 2A01 | M_Duplex Receptacle:Standard:Standard:971661 | Autodesk Revit MEP 2011 | IfcFlowTerminal | 1ZhgLpwJLD8OCzRSS4hfml | n/a | n/a | n/a | n/a | n/a | n/a
DuplexReceptacle-529 | danielle.r.love@usace.army.mil | 2011-09-14T17:02:59 | Duplex Receptacle | 2A01 | M_Duplex Receptacle:Standard:Standard:971725 | Autodesk Revit MEP 2011 | IfcFlowTerminal | 1ZhgLpwJLD8OCzRSS4hfnl | n/a | n/a | n/a | n/a | n/a | n/a
DuplexReceptacle-530 | danielle.r.love@usace.army.mil | 2011-09-14T17:02:59 | Duplex Receptacle | 2A01 | M_Duplex Receptacle:Standard:Standard:971891 | Autodesk Revit MEP 2011 | IfcFlowTerminal | 1ZhgLpwJLD8OCzRSS4hflH | n/a | n/a | n/a | n/a | n/a | n/a
DuplexReceptacle-531 | danielle.r.love@usace.army.mil | 2011-09-14T17:02:59 | Duplex Receptacle | 2A01 | M_Duplex Receptacle:Standard:Standard:972105 | Autodesk Revit MEP 2011 | IfcFlowTerminal | 1ZhgLpwJLD8OCzRSS4hfhh | n/a | n/a | n/a | n/a | n/a | n/a
DuplexReceptacle-532 | danielle.r.love@usace.army.mil | 2011-09-14T17:02:59 | Duplex Receptacle | 2A01 | M_Duplex Receptacle:Standard:Standard:972179 | Autodesk Revit MEP 2011 | IfcFlowTerminal | 1ZhgLpwJLD8OCzRSS4hfen | n/a | n/a | n/a | n/a | n/a | n/a
DuplexReceptacle-533 | danielle.r.love@usace.army.mil | 2011-09-14T17:02:59 | Duplex Receptacle | 2A02 | M_Duplex Receptacle:Standard:Standard:970368 | Autodesk Revit MEP 2011 | IfcFlowTerminal | 1ZhgLpwJLD8OCzRSS4he4Y | n/a | n/a | n/a | n/a | n/a | n/a
DuplexReceptacle-534 | danielle.r.love@usace.army.mil | 2011-09-14T17:02:59 | Duplex Receptacle | 2A02 | M_Duplex Receptacle:Standard:Standard:970411 | Autodesk Revit MEP 2011 | IfcFlowTerminal | 1ZhgLpwJLD8OCzRSS4he49 | n/a | n/a | n/a | n/a | n/a | n/a
DuplexReceptacle-535 | danielle.r.love@usace.army.mil | 2011-09-14T17:02:59 | Duplex Receptacle | 2A02 | M_Duplex Receptacle:Standard:Standard:970465 | Autodesk Revit MEP 2011 | IfcFlowTerminal | 1ZhgLpwJLD8OCzRSS4he53 | n/a | n/a | n/a | n/a | n/a | n/a
DuplexReceptacle-536 | danielle.r.love@usace.army.mil | 2011-09-14T17:02:59 | Duplex Receptacle | 2A02 | M_Duplex Receptacle:Standard:Standard:971326 | Autodesk Revit MEP 2011 | IfcFlowTerminal | 1ZhgLpwJLD8OCzRSS4hfsS | n/a | n/a | n/a | n/a | n/a | n/a
DuplexReceptacle-537 | danielle.r.love@usace.army.mil | 2011-09-14T17:02:59 | Duplex Receptacle | 2A02 | M_Duplex Receptacle:Standard:Standard:971564 | Autodesk Revit MEP 2011 | IfcFlowTerminal | 1ZhgLpwJLD8OCzRSS4hfoE | n/a | n/a | n/a | n/a | n/a | n/a
DuplexReceptacle-538 | danielle.r.love@usace.army.mil | 2011-09-14T17:02:59 | Duplex Receptacle | 2A03 | M_Duplex Receptacle:Standard:Standard:969751 | Autodesk Revit MEP 2011 | IfcFlowTerminal | 1ZhgLpwJLD8OCzRSS4heEr | n/a | n/a | n/a | n/a | n/a | n/a
DuplexReceptacle-539 | danielle.r.love@usace.army.mil | 2011-09-14T17:02:59 | Duplex Receptacle | 2A03 | M_Duplex Receptacle:Standard:Standard:969815 | Autodesk Revit MEP 2011 | IfcFlowTerminal | 1ZhgLpwJLD8OCzRSS4heFr | n/a | n/a | n/a | n/a | n/a | n/a
DuplexReceptacle-540 | danielle.r.love@usace.army.mil | 2011-09-14T17:02:59 | Duplex Receptacle | 2A03 | M_Duplex Receptacle:Standard:Standard:969960 | Autodesk Revit MEP 2011 | IfcFlowTerminal | 1ZhgLpwJLD8OCzRSS4heDA | n/a | n/a | n/a | n/a | n/a | n/a
DuplexReceptacle-541 | danielle.r.love@usace.army.mil | 2011-09-14T17:02:59 | Duplex Receptacle | 2A03 | M_Duplex Receptacle:Standard:Standard:970097 | Autodesk Revit MEP 2011 | IfcFlowTerminal | 1ZhgLpwJLD8OCzRSS4heBJ | n/a | n/a | n/a | n/a | n/a | n/a
DuplexReceptacle-542 | danielle.r.love@usace.army.mil | 2011-09-14T17:02:59 | Duplex Receptacle | 2A03 | M_Duplex Receptacle:Standard:Standard:970325 | Autodesk Revit MEP 2011 | IfcFlowTerminal | 1ZhgLpwJLD8OCzRSS4he7t | n/a | n/a | n/a | n/a | n/a | n/a
DuplexReceptacle-543 | danielle.r.love@usace.army.mil | 2011-09-14T17:02:59 | Duplex Receptacle | 2A04 | M_Duplex Receptacle:Standard:Standard:969153 | Autodesk Revit MEP 2011 | IfcFlowTerminal | 1ZhgLpwJLD8OCzRSS4hePZ | n/a | n/a | n/a | n/a | n/a | n/a
DuplexReceptacle-544 | danielle.r.love@usace.army.mil | 2011-09-14T17:02:59 | Duplex Receptacle | 2A04 | M_Duplex Receptacle:Standard:Standard:969456 | Autodesk Revit MEP 2011 | IfcFlowTerminal | 1ZhgLpwJLD8OCzRSS4heLI | n/a | n/a | n/a | n/a | n/a | n/a
DuplexReceptacle-545 | danielle.r.love@usace.army.mil | 2011-09-14T17:02:59 | Duplex Receptacle | 2A04 | M_Duplex Receptacle:Standard:Standard:969530 | Autodesk Revit MEP 2011 | IfcFlowTerminal | 1ZhgLpwJLD8OCzRSS4heIO | n/a | n/a | n/a | n/a | n/a | n/a
DuplexReceptacle-546 | danielle.r.love@usace.army.mil | 2011-09-14T17:02:59 | Duplex Receptacle | 2A04 | M_Duplex Receptacle:Standard:Standard:969655 | Autodesk Revit MEP 2011 | IfcFlowTerminal | 1ZhgLpwJLD8OCzRSS4heGL | n/a | n/a | n/a | n/a | n/a | n/a
DuplexReceptacle-547 | danielle.r.love@usace.army.mil | 2011-09-14T17:02:59 | Duplex Receptacle | 2A04 | M_Duplex Receptacle:Standard:Standard:969708 | Autodesk Revit MEP 2011 | IfcFlowTerminal | 1ZhgLpwJLD8OCzRSS4heHE | n/a | n/a | n/a | n/a | n/a | n/a
DuplexReceptacle-548 | danielle.r.love@usace.army.mil | 2011-09-14T17:02:59 | Duplex Receptacle | 2A05 | M_Duplex Receptacle:Standard:Standard:968545 | Autodesk Revit MEP 2011 | IfcFlowTerminal | 1ZhgLpwJLD8OCzRSS4heZ3 | n/a | n/a | n/a | n/a | n/a | n/a
DuplexReceptacle-549 | danielle.r.love@usace.army.mil | 2011-09-14T17:02:59 | Duplex Receptacle | 2A05 | M_Duplex Receptacle:Standard:Standard:968609 | Autodesk Revit MEP 2011 | IfcFlowTerminal | 1ZhgLpwJLD8OCzRSS4heW3 | n/a | n/a | n/a | n/a | n/a | n/a
DuplexReceptacle-550 | danielle.r.love@usace.army.mil | 2011-09-14T17:02:59 | Duplex Receptacle | 2A05 | M_Duplex Receptacle:Standard:Standard:968652 | Autodesk Revit MEP 2011 | IfcFlowTerminal | 1ZhgLpwJLD8OCzRSS4heXk | n/a | n/a | n/a | n/a | n/a | n/a
DuplexReceptacle-551 | danielle.r.love@usace.army.mil | 2011-09-14T17:02:59 | Duplex Receptacle | 2A05 | M_Duplex Receptacle:Standard:Standard:968746 | Autodesk Revit MEP 2011 | IfcFlowTerminal | 1ZhgLpwJLD8OCzRSS4heU8 | n/a | n/a | n/a | n/a | n/a | n/a
DuplexReceptacle-552 | danielle.r.love@usace.army.mil | 2011-09-14T17:02:59 | Duplex Receptacle | 2A05 | M_Duplex Receptacle:Standard:Standard:968869 | Autodesk Revit MEP 2011 | IfcFlowTerminal | 1ZhgLpwJLD8OCzRSS4heS7 | n/a | n/a | n/a | n/a | n/a | n/a
DuplexReceptacle-553 | danielle.r.love@usace.army.mil | 2011-09-14T17:02:59 | Duplex Receptacle | 2A05 | M_Duplex Receptacle:Standard:Standard:968922 | Autodesk Revit MEP 2011 | IfcFlowTerminal | 1ZhgLpwJLD8OCzRSS4heTu | n/a | n/a | n/a | n/a | n/a | n/a
DuplexReceptacle-554 | danielle.r.love@usace.army.mil | 2011-09-14T17:02:59 | Duplex Receptacle | 2A05 | M_Duplex Receptacle:Standard:Standard:969066 | Autodesk Revit MEP 2011 | IfcFlowTerminal | 1ZhgLpwJLD8OCzRSS4heR8 | n/a | n/a | n/a | n/a | n/a | n/a
DuplexReceptacle-555 | danielle.r.love@usace.army.mil | 2011-09-14T17:02:59 | Duplex Receptacle | 2A05 | M_Duplex Receptacle:Standard:Standard:969110 | Autodesk Revit MEP 2011 | IfcFlowTerminal | 1ZhgLpwJLD8OCzRSS4heOq | n/a | n/a | n/a | n/a | n/a | n/a
DuplexReceptacle-556 | danielle.r.love@usace.army.mil | 2011-09-14T17:02:59 | Duplex Receptacle | 2A06 | M_Duplex Receptacle:Standard:Standard:967904 | Autodesk Revit MEP 2011 | IfcFlowTerminal | 1ZhgLpwJLD8OCzRSS4hej2 | n/a | n/a | n/a | n/a | n/a | n/a
DuplexReceptacle-557 | danielle.r.love@usace.army.mil | 2011-09-14T17:02:59 | Duplex Receptacle | 2A06 | M_Duplex Receptacle:Standard:Standard:967948 | Autodesk Revit MEP 2011 | IfcFlowTerminal | 1ZhgLpwJLD8OCzRSS4hegk | n/a | n/a | n/a | n/a | n/a | n/a
DuplexReceptacle-558 | danielle.r.love@usace.army.mil | 2011-09-14T17:02:59 | Duplex Receptacle | 2A06 | M_Duplex Receptacle:Standard:Standard:967991 | Autodesk Revit MEP 2011 | IfcFlowTerminal | 1ZhgLpwJLD8OCzRSS4hegL | n/a | n/a | n/a | n/a | n/a | n/a
DuplexReceptacle-559 | danielle.r.love@usace.army.mil | 2011-09-14T17:02:59 | Duplex Receptacle | 2A06 | M_Duplex Receptacle:Standard:Standard:968034 | Autodesk Revit MEP 2011 | IfcFlowTerminal | 1ZhgLpwJLD8OCzRSS4heh0 | n/a | n/a | n/a | n/a | n/a | n/a
DuplexReceptacle-560 | danielle.r.love@usace.army.mil | 2011-09-14T17:02:59 | Duplex Receptacle | 2A06 | M_Duplex Receptacle:Standard:Standard:968221 | Autodesk Revit MEP 2011 | IfcFlowTerminal | 1ZhgLpwJLD8OCzRSS4hec$ | n/a | n/a | n/a | n/a | n/a | n/a
DuplexReceptacle-561 | danielle.r.love@usace.army.mil | 2011-09-14T17:02:59 | Duplex Receptacle | 2A06 | M_Duplex Receptacle:Standard:Standard:968264 | Autodesk Revit MEP 2011 | IfcFlowTerminal | 1ZhgLpwJLD8OCzRSS4hedg | n/a | n/a | n/a | n/a | n/a | n/a
DuplexReceptacle-562 | danielle.r.love@usace.army.mil | 2011-09-14T17:02:59 | Duplex Receptacle | 2A06 | M_Duplex Receptacle:Standard:Standard:968307 | Autodesk Revit MEP 2011 | IfcFlowTerminal | 1ZhgLpwJLD8OCzRSS4hedH | n/a | n/a | n/a | n/a | n/a | n/a
DuplexReceptacle-563 | danielle.r.love@usace.army.mil | 2011-09-14T17:02:59 | Duplex Receptacle | 2A06 | M_Duplex Receptacle:Standard:Standard:968361 | Autodesk Revit MEP 2011 | IfcFlowTerminal | 1ZhgLpwJLD8OCzRSS4heaB | n/a | n/a | n/a | n/a | n/a | n/a
DuplexReceptacle-564 | danielle.r.love@usace.army.mil | 2011-09-14T17:02:59 | Duplex Receptacle | 2A07 | M_Duplex Receptacle:Standard:Standard:967399 | Autodesk Revit MEP 2011 | IfcFlowTerminal | 1ZhgLpwJLD8OCzRSS4her5 | n/a | n/a | n/a | n/a | n/a | n/a
DuplexReceptacle-565 | danielle.r.love@usace.army.mil | 2011-09-14T17:02:59 | Duplex Receptacle | 2A07 | M_Duplex Receptacle:Standard:Standard:967484 | Autodesk Revit MEP 2011 | IfcFlowTerminal | 1ZhgLpwJLD8OCzRSS4heoU | n/a | n/a | n/a | n/a | n/a | n/a
DuplexReceptacle-566 | danielle.r.love@usace.army.mil | 2011-09-14T17:02:59 | Duplex Receptacle | 2A07 | M_Duplex Receptacle:Standard:Standard:967527 | Autodesk Revit MEP 2011 | IfcFlowTerminal | 1ZhgLpwJLD8OCzRSS4hep5 | n/a | n/a | n/a | n/a | n/a | n/a
DuplexReceptacle-567 | danielle.r.love@usace.army.mil | 2011-09-14T17:02:59 | Duplex Receptacle | 2A07 | M_Duplex Receptacle:Standard:Standard:967722 | Autodesk Revit MEP 2011 | IfcFlowTerminal | 1ZhgLpwJLD8OCzRSS4hek8 | n/a | n/a | n/a | n/a | n/a | n/a
DuplexReceptacle-568 | danielle.r.love@usace.army.mil | 2011-09-14T17:02:59 | Duplex Receptacle | 2A07 | M_Duplex Receptacle:Standard:Standard:967765 | Autodesk Revit MEP 2011 | IfcFlowTerminal | 1ZhgLpwJLD8OCzRSS4helt | n/a | n/a | n/a | n/a | n/a | n/a
DuplexReceptacle-569 | danielle.r.love@usace.army.mil | 2011-09-14T17:02:59 | Duplex Receptacle | 2A07 | M_Duplex Receptacle:Standard:Standard:967808 | Autodesk Revit MEP 2011 | IfcFlowTerminal | 1ZhgLpwJLD8OCzRSS4heiY | n/a | n/a | n/a | n/a | n/a | n/a
DuplexReceptacle-570 | danielle.r.love@usace.army.mil | 2011-09-14T17:02:59 | Duplex Receptacle | 2A07 | M_Duplex Receptacle:Standard:Standard:967851 | Autodesk Revit MEP 2011 | IfcFlowTerminal | 1ZhgLpwJLD8OCzRSS4hei9 | n/a | n/a | n/a | n/a | n/a | n/a
DuplexReceptacle-571 | danielle.r.love@usace.army.mil | 2011-09-14T17:02:59 | Duplex Receptacle | 2A08 | M_Duplex Receptacle:Standard:Standard:966903 | Autodesk Revit MEP 2011 | IfcFlowTerminal | 1ZhgLpwJLD8OCzRSS4hezL | n/a | n/a | n/a | n/a | n/a | n/a
DuplexReceptacle-572 | danielle.r.love@usace.army.mil | 2011-09-14T17:02:59 | Duplex Receptacle | 2A08 | M_Duplex Receptacle:Standard:Standard:966956 | Autodesk Revit MEP 2011 | IfcFlowTerminal | 1ZhgLpwJLD8OCzRSS4hewE | n/a | n/a | n/a | n/a | n/a | n/a
DuplexReceptacle-573 | danielle.r.love@usace.army.mil | 2011-09-14T17:02:59 | Duplex Receptacle | 2A08 | M_Duplex Receptacle:Standard:Standard:967029 | Autodesk Revit MEP 2011 | IfcFlowTerminal | 1ZhgLpwJLD8OCzRSS4hexN | n/a | n/a | n/a | n/a | n/a | n/a
DuplexReceptacle-574 | danielle.r.love@usace.army.mil | 2011-09-14T17:02:59 | Duplex Receptacle | 2A08 | M_Duplex Receptacle:Standard:Standard:967072 | Autodesk Revit MEP 2011 | IfcFlowTerminal | 1ZhgLpwJLD8OCzRSS4heu2 | n/a | n/a | n/a | n/a | n/a | n/a
DuplexReceptacle-575 | danielle.r.love@usace.army.mil | 2011-09-14T17:02:59 | Duplex Receptacle | 2A08 | M_Duplex Receptacle:Standard:Standard:967115 | Autodesk Revit MEP 2011 | IfcFlowTerminal | 1ZhgLpwJLD8OCzRSS4hevf | n/a | n/a | n/a | n/a | n/a | n/a
DuplexReceptacle-576 | danielle.r.love@usace.army.mil | 2011-09-14T17:02:59 | Duplex Receptacle | 2A08 | M_Duplex Receptacle:Standard:Standard:967264 | Autodesk Revit MEP 2011 | IfcFlowTerminal | 1ZhgLpwJLD8OCzRSS4het2 | n/a | n/a | n/a | n/a | n/a | n/a
DuplexReceptacle-577 | danielle.r.love@usace.army.mil | 2011-09-14T17:02:59 | Duplex Receptacle | 2A08 | M_Duplex Receptacle:Standard:Standard:967282 | Autodesk Revit MEP 2011 | IfcFlowTerminal | 1ZhgLpwJLD8OCzRSS4hetG | n/a | n/a | n/a | n/a | n/a | n/a
DuplexReceptacle-578 | danielle.r.love@usace.army.mil | 2011-09-14T17:02:59 | Duplex Receptacle | 2A08 | M_Duplex Receptacle:Standard:Standard:967336 | Autodesk Revit MEP 2011 | IfcFlowTerminal | 1ZhgLpwJLD8OCzRSS4heqA | n/a | n/a | n/a | n/a | n/a | n/a
DuplexReceptacle-579 | danielle.r.love@usace.army.mil | 2011-09-14T17:02:59 | Duplex Receptacle | 2A09 | M_Duplex Receptacle:Standard:Standard:966466 | Autodesk Revit MEP 2011 | IfcFlowTerminal | 1ZhgLpwJLD8OCzRSS4hl3W | n/a | n/a | n/a | n/a | n/a | n/a
DuplexReceptacle-580 | danielle.r.love@usace.army.mil | 2011-09-14T17:02:59 | Duplex Receptacle | 2A09 | M_Duplex Receptacle:Standard:Standard:966520 | Autodesk Revit MEP 2011 | IfcFlowTerminal | 1ZhgLpwJLD8OCzRSS4hl3Q | n/a | n/a | n/a | n/a | n/a | n/a
DuplexReceptacle-581 | danielle.r.love@usace.army.mil | 2011-09-14T17:02:59 | Duplex Receptacle | 2A09 | M_Duplex Receptacle:Standard:Standard:966604 | Autodesk Revit MEP 2011 | IfcFlowTerminal | 1ZhgLpwJLD8OCzRSS4hl1k | n/a | n/a | n/a | n/a | n/a | n/a
DuplexReceptacle-582 | danielle.r.love@usace.army.mil | 2011-09-14T17:02:59 | Duplex Receptacle | 2A09 | M_Duplex Receptacle:Standard:Standard:966657 | Autodesk Revit MEP 2011 | IfcFlowTerminal | 1ZhgLpwJLD8OCzRSS4he_Z | n/a | n/a | n/a | n/a | n/a | n/a
DuplexReceptacle-583 | danielle.r.love@usace.army.mil | 2011-09-14T17:02:59 | Duplex Receptacle | 2A09 | M_Duplex Receptacle:Standard:Standard:966700 | Autodesk Revit MEP 2011 | IfcFlowTerminal | 1ZhgLpwJLD8OCzRSS4he_E | n/a | n/a | n/a | n/a | n/a | n/a
DuplexReceptacle-584 | danielle.r.love@usace.army.mil | 2011-09-14T17:02:59 | Duplex Receptacle | 2A09 | M_Duplex Receptacle:Standard:Standard:966743 | Autodesk Revit MEP 2011 | IfcFlowTerminal | 1ZhgLpwJLD8OCzRSS4he$r | n/a | n/a | n/a | n/a | n/a | n/a
DuplexReceptacle-585 | danielle.r.love@usace.army.mil | 2011-09-14T17:02:59 | Duplex Receptacle | 2A09 | M_Duplex Receptacle:Standard:Standard:966806 | Autodesk Revit MEP 2011 | IfcFlowTerminal | 1ZhgLpwJLD8OCzRSS4heyq | n/a | n/a | n/a | n/a | n/a | n/a
DuplexReceptacle-586 | danielle.r.love@usace.army.mil | 2011-09-14T17:02:59 | Duplex Receptacle | 2A09 | M_Duplex Receptacle:Standard:Standard:966860 | Autodesk Revit MEP 2011 | IfcFlowTerminal | 1ZhgLpwJLD8OCzRSS4hezk | n/a | n/a | n/a | n/a | n/a | n/a
DuplexReceptacle-587 | danielle.r.love@usace.army.mil | 2011-09-14T17:02:59 | Duplex Receptacle | 2A10 | M_Duplex Receptacle:Standard:Standard:974529 | Autodesk Revit MEP 2011 | IfcFlowTerminal | 1ZhgLpwJLD8OCzRSS4hf5Z | n/a | n/a | n/a | n/a | n/a | n/a
DuplexReceptacle-588 | danielle.r.love@usace.army.mil | 2011-09-14T17:02:59 | Duplex Receptacle | 2A10 | M_Duplex Receptacle:Standard:Standard:974635 | Autodesk Revit MEP 2011 | IfcFlowTerminal | 1ZhgLpwJLD8OCzRSS4hf29 | n/a | n/a | n/a | n/a | n/a | n/a
DuplexReceptacle-589 | danielle.r.love@usace.army.mil | 2011-09-14T17:02:59 | Duplex Receptacle | 2A11 | M_Duplex Receptacle:Standard:Standard:973214 | Autodesk Revit MEP 2011 | IfcFlowTerminal | 1ZhgLpwJLD8OCzRSS4hfOy | n/a | n/a | n/a | n/a | n/a | n/a
DuplexReceptacle-590 | danielle.r.love@usace.army.mil | 2011-09-14T17:02:59 | Duplex Receptacle | 2A11 | M_Duplex Receptacle:Standard:Standard:973465 | Autodesk Revit MEP 2011 | IfcFlowTerminal | 1ZhgLpwJLD8OCzRSS4hfKx | n/a | n/a | n/a | n/a | n/a | n/a
DuplexReceptacle-591 | danielle.r.love@usace.army.mil | 2011-09-14T17:02:59 | Duplex Receptacle | 2A11 | M_Duplex Receptacle:Standard:Standard:973729 | Autodesk Revit MEP 2011 | IfcFlowTerminal | 1ZhgLpwJLD8OCzRSS4hfG3 | n/a | n/a | n/a | n/a | n/a | n/a
DuplexReceptacle-592 | danielle.r.love@usace.army.mil | 2011-09-14T17:02:59 | Duplex Receptacle | 2A11 | M_Duplex Receptacle:Standard:Standard:973848 | Autodesk Revit MEP 2011 | IfcFlowTerminal | 1ZhgLpwJLD8OCzRSS4hfEw | n/a | n/a | n/a | n/a | n/a | n/a
DuplexReceptacle-593 | danielle.r.love@usace.army.mil | 2011-09-14T17:02:59 | Duplex Receptacle | 2A11 | M_Duplex Receptacle:Standard:Standard:974453 | Autodesk Revit MEP 2011 | IfcFlowTerminal | 1ZhgLpwJLD8OCzRSS4hf7N | n/a | n/a | n/a | n/a | n/a | n/a
DuplexReceptacle-594 | danielle.r.love@usace.army.mil | 2011-09-14T17:02:59 | Duplex Receptacle | 2A12 | M_Duplex Receptacle:Standard:Standard:974049 | Autodesk Revit MEP 2011 | IfcFlowTerminal | 1ZhgLpwJLD8OCzRSS4hfD3 | n/a | n/a | n/a | n/a | n/a | n/a
DuplexReceptacle-595 | danielle.r.love@usace.army.mil | 2011-09-14T17:02:59 | Duplex Receptacle | 2A12 | M_Duplex Receptacle:Standard:Standard:974092 | Autodesk Revit MEP 2011 | IfcFlowTerminal | 1ZhgLpwJLD8OCzRSS4hfAk | n/a | n/a | n/a | n/a | n/a | n/a
DuplexReceptacle-596 | danielle.r.love@usace.army.mil | 2011-09-14T17:02:59 | Duplex Receptacle | 2A12 | M_Duplex Receptacle:Standard:Standard:974147 | Autodesk Revit MEP 2011 | IfcFlowTerminal | 1ZhgLpwJLD8OCzRSS4hfBX | n/a | n/a | n/a | n/a | n/a | n/a
DuplexReceptacle-597 | danielle.r.love@usace.army.mil | 2011-09-14T17:02:59 | Duplex Receptacle | 2A12A | M_Duplex Receptacle:Standard:Standard:973922 | Autodesk Revit MEP 2011 | IfcFlowTerminal | 1ZhgLpwJLD8OCzRSS4hfF0 | n/a | n/a | n/a | n/a | n/a | n/a
DuplexReceptacle-598 | danielle.r.love@usace.army.mil | 2011-09-14T17:02:59 | Duplex Receptacle | 2A12A | M_Duplex Receptacle:Standard:Standard:974284 | Autodesk Revit MEP 2011 | IfcFlowTerminal | 1ZhgLpwJLD8OCzRSS4hf9k | n/a | n/a | n/a | n/a | n/a | n/a
DuplexReceptacle-599 | danielle.r.love@usace.army.mil | 2011-09-14T17:02:59 | Duplex Receptacle | 2A13 | M_Duplex Receptacle:Standard:Standard:970644 | Autodesk Revit MEP 2011 | IfcFlowTerminal | 1ZhgLpwJLD8OCzRSS4he0s | n/a | n/a | n/a | n/a | n/a | n/a
DuplexReceptacle-600 | danielle.r.love@usace.army.mil | 2011-09-14T17:02:59 | Duplex Receptacle | 2A13 | M_Duplex Receptacle:Standard:Standard:970688 | Autodesk Revit MEP 2011 | IfcFlowTerminal | 1ZhgLpwJLD8OCzRSS4he1Y | n/a | n/a | n/a | n/a | n/a | n/a
DuplexReceptacle-601 | danielle.r.love@usace.army.mil | 2011-09-14T17:02:59 | Duplex Receptacle | 2A13 | M_Duplex Receptacle:Standard:Standard:970955 | Autodesk Revit MEP 2011 | IfcFlowTerminal | 1ZhgLpwJLD8OCzRSS4hfzf | n/a | n/a | n/a | n/a | n/a | n/a
DuplexReceptacle-602 | danielle.r.love@usace.army.mil | 2011-09-14T17:02:59 | Duplex Receptacle | 2A13 | M_Duplex Receptacle:Standard:Standard:971069 | Autodesk Revit MEP 2011 | IfcFlowTerminal | 1ZhgLpwJLD8OCzRSS4hfwV | n/a | n/a | n/a | n/a | n/a | n/a
DuplexReceptacle-603 | danielle.r.love@usace.army.mil | 2011-09-14T17:02:59 | Duplex Receptacle | 2A13 | M_Duplex Receptacle:Standard:Standard:971124 | Autodesk Revit MEP 2011 | IfcFlowTerminal | 1ZhgLpwJLD8OCzRSS4hfxM | n/a | n/a | n/a | n/a | n/a | n/a
DuplexReceptacle-604 | danielle.r.love@usace.army.mil | 2011-09-14T17:02:59 | Duplex Receptacle | 2A13 | M_Duplex Receptacle:Standard:Standard:971197 | Autodesk Revit MEP 2011 | IfcFlowTerminal | 1ZhgLpwJLD8OCzRSS4hfuV | n/a | n/a | n/a | n/a | n/a | n/a
DuplexReceptacle-605 | danielle.r.love@usace.army.mil | 2011-09-14T17:02:59 | Duplex Receptacle | 2A13 | M_Duplex Receptacle:Standard:Standard:971271 | Autodesk Revit MEP 2011 | IfcFlowTerminal | 1ZhgLpwJLD8OCzRSS4hfsb | n/a | n/a | n/a | n/a | n/a | n/a
DuplexReceptacle-606 | danielle.r.love@usace.army.mil | 2011-09-14T17:02:59 | Duplex Receptacle | 2A14 | M_Duplex Receptacle:Standard:Standard:972222 | Autodesk Revit MEP 2011 | IfcFlowTerminal | 1ZhgLpwJLD8OCzRSS4hfeS | n/a | n/a | n/a | n/a | n/a | n/a
DuplexReceptacle-607 | danielle.r.love@usace.army.mil | 2011-09-14T17:02:59 | Duplex Receptacle | 2A14 | M_Duplex Receptacle:Standard:Standard:972325 | Autodesk Revit MEP 2011 | IfcFlowTerminal | 1ZhgLpwJLD8OCzRSS4hfc7 | n/a | n/a | n/a | n/a | n/a | n/a
DuplexReceptacle-608 | danielle.r.love@usace.army.mil | 2011-09-14T17:02:59 | Duplex Receptacle | 2A14 | M_Duplex Receptacle:Standard:Standard:972368 | Autodesk Revit MEP 2011 | IfcFlowTerminal | 1ZhgLpwJLD8OCzRSS4hfdo | n/a | n/a | n/a | n/a | n/a | n/a
DuplexReceptacle-609 | danielle.r.love@usace.army.mil | 2011-09-14T17:02:59 | Duplex Receptacle | 2A14 | M_Duplex Receptacle:Standard:Standard:972787 | Autodesk Revit MEP 2011 | IfcFlowTerminal | 1ZhgLpwJLD8OCzRSS4hfXH | n/a | n/a | n/a | n/a | n/a | n/a
DuplexReceptacle-610 | danielle.r.love@usace.army.mil | 2011-09-14T17:02:59 | Duplex Receptacle | 2A14 | M_Duplex Receptacle:Standard:Standard:972885 | Autodesk Revit MEP 2011 | IfcFlowTerminal | 1ZhgLpwJLD8OCzRSS4hfVt | n/a | n/a | n/a | n/a | n/a | n/a
DuplexReceptacle-611 | danielle.r.love@usace.army.mil | 2011-09-14T17:02:59 | Duplex Receptacle | 2A14 | M_Duplex Receptacle:Standard:Standard:972938 | Autodesk Revit MEP 2011 | IfcFlowTerminal | 1ZhgLpwJLD8OCzRSS4hfSe | n/a | n/a | n/a | n/a | n/a | n/a
DuplexReceptacle-612 | danielle.r.love@usace.army.mil | 2011-09-14T17:02:59 | Duplex Receptacle | 2A14 | M_Duplex Receptacle:Standard:Standard:972981 | Autodesk Revit MEP 2011 | IfcFlowTerminal | 1ZhgLpwJLD8OCzRSS4hfSN | n/a | n/a | n/a | n/a | n/a | n/a
DuplexReceptacle-613 | danielle.r.love@usace.army.mil | 2011-09-14T17:02:59 | Duplex Receptacle | 2A14 | M_Duplex Receptacle:Standard:Standard:973064 | Autodesk Revit MEP 2011 | IfcFlowTerminal | 1ZhgLpwJLD8OCzRSS4hfQg | n/a | n/a | n/a | n/a | n/a | n/a
DuplexReceptacle-614 | danielle.r.love@usace.army.mil | 2011-09-14T17:02:59 | Duplex Receptacle | 2AC1 | M_Duplex Receptacle:Standard:Standard:944924 | Autodesk Revit MEP 2011 | IfcFlowTerminal | 1k8p9C4S9CiONR7YL7KKL$ | n/a | n/a | n/a | n/a | n/a | n/a
DuplexReceptacle-615 | danielle.r.love@usace.army.mil | 2011-09-14T17:02:59 | Duplex Receptacle | 2AC1 | M_Duplex Receptacle:Standard:Standard:973528 | Autodesk Revit MEP 2011 | IfcFlowTerminal | 1ZhgLpwJLD8OCzRSS4hfLw | n/a | n/a | n/a | n/a | n/a | n/a
DuplexReceptacle-616 | danielle.r.love@usace.army.mil | 2011-09-14T17:02:59 | Duplex Receptacle | 2AC1 | M_Duplex Receptacle:Standard:Standard:987890 | Autodesk Revit MEP 2011 | IfcFlowTerminal | 1ZhgLpwJLD8OCzRSS4hrrG | n/a | n/a | n/a | n/a | n/a | n/a
DuplexReceptacle-617 | danielle.r.love@usace.army.mil | 2011-09-14T17:02:59 | Duplex Receptacle | 2AC1 | M_Duplex Receptacle:Standard:Standard:987945 | Autodesk Revit MEP 2011 | IfcFlowTerminal | 1ZhgLpwJLD8OCzRSS4hroB | n/a | n/a | n/a | n/a | n/a | n/a
DuplexReceptacle-618 | danielle.r.love@usace.army.mil | 2011-09-14T17:02:59 | Duplex Receptacle | 2AC2 | M_Duplex Receptacle:Standard:Standard:974823 | Autodesk Revit MEP 2011 | IfcFlowTerminal | 1ZhgLpwJLD8OCzRSS4hf15 | n/a | n/a | n/a | n/a | n/a | n/a
DuplexReceptacle-619 | danielle.r.love@usace.army.mil | 2011-09-14T17:02:59 | Duplex Receptacle | 2AC3 | M_Duplex Receptacle:Standard:Standard:970053 | Autodesk Revit MEP 2011 | IfcFlowTerminal | 1ZhgLpwJLD8OCzRSS4heBd | n/a | n/a | n/a | n/a | n/a | n/a
DuplexReceptacle-620 | danielle.r.love@usace.army.mil | 2011-09-14T17:02:59 | Duplex Receptacle | 2AC3 | M_Duplex Receptacle:Standard:Standard:974338 | Autodesk Revit MEP 2011 | IfcFlowTerminal | 1ZhgLpwJLD8OCzRSS4hf6W | n/a | n/a | n/a | n/a | n/a | n/a
DuplexReceptacle-621 | danielle.r.love@usace.army.mil | 2011-09-14T17:02:59 | Duplex Receptacle | 2AC4 | M_Duplex Receptacle:Standard:Standard:970625 | Autodesk Revit MEP 2011 | IfcFlowTerminal | 1ZhgLpwJLD8OCzRSS4he0Z | n/a | n/a | n/a | n/a | n/a | n/a
DuplexReceptacle-622 | danielle.r.love@usace.army.mil | 2011-09-14T17:02:59 | Duplex Receptacle | 2AC5 | M_Duplex Receptacle:Standard:Standard:973128 | Autodesk Revit MEP 2011 | IfcFlowTerminal | 1ZhgLpwJLD8OCzRSS4hfRg | n/a | n/a | n/a | n/a | n/a | n/a
DuplexReceptacle-623 | danielle.r.love@usace.army.mil | 2011-09-14T17:02:59 | Duplex Receptacle | 2B01 | M_Duplex Receptacle:Standard:Standard:941631 | Autodesk Revit MEP 2011 | IfcFlowTerminal | 1k8p9C4S9CiONR7YL7KN1S | n/a | n/a | n/a | n/a | n/a | n/a
DuplexReceptacle-624 | danielle.r.love@usace.army.mil | 2011-09-14T17:02:59 | Duplex Receptacle | 2B01 | M_Duplex Receptacle:Standard:Standard:941789 | Autodesk Revit MEP 2011 | IfcFlowTerminal | 1k8p9C4S9CiONR7YL7KN2_ | n/a | n/a | n/a | n/a | n/a | n/a
DuplexReceptacle-625 | danielle.r.love@usace.army.mil | 2011-09-14T17:02:59 | Duplex Receptacle | 2B01 | M_Duplex Receptacle:Standard:Standard:941833 | Autodesk Revit MEP 2011 | IfcFlowTerminal | 1k8p9C4S9CiONR7YL7KN5g | n/a | n/a | n/a | n/a | n/a | n/a
DuplexReceptacle-626 | danielle.r.love@usace.army.mil | 2011-09-14T17:02:59 | Duplex Receptacle | 2B01 | M_Duplex Receptacle:Standard:Standard:941909 | Autodesk Revit MEP 2011 | IfcFlowTerminal | 1k8p9C4S9CiONR7YL7KN4s | n/a | n/a | n/a | n/a | n/a | n/a
DuplexReceptacle-627 | danielle.r.love@usace.army.mil | 2011-09-14T17:02:59 | Duplex Receptacle | 2B02 | M_Duplex Receptacle:Standard:Standard:945103 | Autodesk Revit MEP 2011 | IfcFlowTerminal | 1k8p9C4S9CiONR7YL7KKMi | n/a | n/a | n/a | n/a | n/a | n/a
DuplexReceptacle-628 | danielle.r.love@usace.army.mil | 2011-09-14T17:02:59 | Duplex Receptacle | 2B03 | M_Duplex Receptacle:Standard:Standard:941993 | Autodesk Revit MEP 2011 | IfcFlowTerminal | 1k8p9C4S9CiONR7YL7KN7A | n/a | n/a | n/a | n/a | n/a | n/a
DuplexReceptacle-629 | danielle.r.love@usace.army.mil | 2011-09-14T17:02:59 | Duplex Receptacle | 2B03 | M_Duplex Receptacle:Standard:Standard:942128 | Autodesk Revit MEP 2011 | IfcFlowTerminal | 1k8p9C4S9CiONR7YL7KKvJ | n/a | n/a | n/a | n/a | n/a | n/a
DuplexReceptacle-630 | danielle.r.love@usace.army.mil | 2011-09-14T17:02:59 | Duplex Receptacle | 2B03 | M_Duplex Receptacle:Standard:Standard:942192 | Autodesk Revit MEP 2011 | IfcFlowTerminal | 1k8p9C4S9CiONR7YL7KKuJ | n/a | n/a | n/a | n/a | n/a | n/a
DuplexReceptacle-631 | danielle.r.love@usace.army.mil | 2011-09-14T17:02:59 | Duplex Receptacle | 2B03 | M_Duplex Receptacle:Standard:Standard:942288 | Autodesk Revit MEP 2011 | IfcFlowTerminal | 1k8p9C4S9CiONR7YL7KKwp | n/a | n/a | n/a | n/a | n/a | n/a
DuplexReceptacle-632 | danielle.r.love@usace.army.mil | 2011-09-14T17:02:59 | Duplex Receptacle | 2B03 | M_Duplex Receptacle:Standard:Standard:942395 | Autodesk Revit MEP 2011 | IfcFlowTerminal | 1k8p9C4S9CiONR7YL7KKzO | n/a | n/a | n/a | n/a | n/a | n/a
DuplexReceptacle-633 | danielle.r.love@usace.army.mil | 2011-09-14T17:02:59 | Duplex Receptacle | 2B04 | M_Duplex Receptacle:Standard:Standard:942470 | Autodesk Revit MEP 2011 | IfcFlowTerminal | 1k8p9C4S9CiONR7YL7KK$b | n/a | n/a | n/a | n/a | n/a | n/a
DuplexReceptacle-634 | danielle.r.love@usace.army.mil | 2011-09-14T17:02:59 | Duplex Receptacle | 2B04 | M_Duplex Receptacle:Standard:Standard:942677 | Autodesk Revit MEP 2011 | IfcFlowTerminal | 1k8p9C4S9CiONR7YL7KKms | n/a | n/a | n/a | n/a | n/a | n/a
DuplexReceptacle-635 | danielle.r.love@usace.army.mil | 2011-09-14T17:02:59 | Duplex Receptacle | 2B04 | M_Duplex Receptacle:Standard:Standard:942752 | Autodesk Revit MEP 2011 | IfcFlowTerminal | 1k8p9C4S9CiONR7YL7KKp3 | n/a | n/a | n/a | n/a | n/a | n/a
DuplexReceptacle-636 | danielle.r.love@usace.army.mil | 2011-09-14T17:02:59 | Duplex Receptacle | 2B04 | M_Duplex Receptacle:Standard:Standard:942806 | Autodesk Revit MEP 2011 | IfcFlowTerminal | 1k8p9C4S9CiONR7YL7KKor | n/a | n/a | n/a | n/a | n/a | n/a
DuplexReceptacle-637 | danielle.r.love@usace.army.mil | 2011-09-14T17:02:59 | Duplex Receptacle | 2B05 | M_Duplex Receptacle:Standard:Standard:945487 | Autodesk Revit MEP 2011 | IfcFlowTerminal | 1k8p9C4S9CiONR7YL7KKCi | n/a | n/a | n/a | n/a | n/a | n/a
DuplexReceptacle-638 | danielle.r.love@usace.army.mil | 2011-09-14T17:02:59 | Duplex Receptacle | 2B07 | M_Duplex Receptacle:Standard:Standard:943343 | Autodesk Revit MEP 2011 | IfcFlowTerminal | 1k8p9C4S9CiONR7YL7KKgC | n/a | n/a | n/a | n/a | n/a | n/a
DuplexReceptacle-639 | danielle.r.love@usace.army.mil | 2011-09-14T17:02:59 | Duplex Receptacle | 2B07 | M_Duplex Receptacle:Standard:Standard:943593 | Autodesk Revit MEP 2011 | IfcFlowTerminal | 1k8p9C4S9CiONR7YL7KKkA | n/a | n/a | n/a | n/a | n/a | n/a
DuplexReceptacle-640 | danielle.r.love@usace.army.mil | 2011-09-14T17:02:59 | Duplex Receptacle | 2B07 | M_Duplex Receptacle:Standard:Standard:943637 | Autodesk Revit MEP 2011 | IfcFlowTerminal | 1k8p9C4S9CiONR7YL7KKXs | n/a | n/a | n/a | n/a | n/a | n/a
DuplexReceptacle-641 | danielle.r.love@usace.army.mil | 2011-09-14T17:02:59 | Duplex Receptacle | 2B07 | M_Duplex Receptacle:Standard:Standard:943681 | Autodesk Revit MEP 2011 | IfcFlowTerminal | 1k8p9C4S9CiONR7YL7KKWY | n/a | n/a | n/a | n/a | n/a | n/a
DuplexReceptacle-642 | danielle.r.love@usace.army.mil | 2011-09-14T17:02:59 | Duplex Receptacle | 2B08 | M_Duplex Receptacle:Standard:Standard:945916 | Autodesk Revit MEP 2011 | IfcFlowTerminal | 1k8p9C4S9CiONR7YL7KK2V | n/a | n/a | n/a | n/a | n/a | n/a
DuplexReceptacle-643 | danielle.r.love@usace.army.mil | 2011-09-14T17:02:59 | Duplex Receptacle | 2B08 | M_Duplex Receptacle:Standard:Standard:945960 | Autodesk Revit MEP 2011 | IfcFlowTerminal | 1k8p9C4S9CiONR7YL7KK5B | n/a | n/a | n/a | n/a | n/a | n/a
DuplexReceptacle-644 | danielle.r.love@usace.army.mil | 2011-09-14T17:02:59 | Duplex Receptacle | 2B08 | M_Duplex Receptacle:Standard:Standard:946195 | Autodesk Revit MEP 2011 | IfcFlowTerminal | 1k8p9C4S9CiONR7YL7KLvm | n/a | n/a | n/a | n/a | n/a | n/a
DuplexReceptacle-645 | danielle.r.love@usace.army.mil | 2011-09-14T17:02:59 | Duplex Receptacle | 2B08 | M_Duplex Receptacle:Standard:Standard:946632 | Autodesk Revit MEP 2011 | IfcFlowTerminal | 1k8p9C4S9CiONR7YL7KL_h | n/a | n/a | n/a | n/a | n/a | n/a
DuplexReceptacle-646 | danielle.r.love@usace.army.mil | 2011-09-14T17:02:59 | Duplex Receptacle | 2B08 | M_Duplex Receptacle:Standard:Standard:946675 | Autodesk Revit MEP 2011 | IfcFlowTerminal | 1k8p9C4S9CiONR7YL7KL_G | n/a | n/a | n/a | n/a | n/a | n/a
DuplexReceptacle-647 | danielle.r.love@usace.army.mil | 2011-09-14T17:02:59 | Duplex Receptacle | 2B08 | M_Duplex Receptacle:Standard:Standard:946759 | Autodesk Revit MEP 2011 | IfcFlowTerminal | 1k8p9C4S9CiONR7YL7KLma | n/a | n/a | n/a | n/a | n/a | n/a
DuplexReceptacle-648 | danielle.r.love@usace.army.mil | 2011-09-14T17:02:59 | Duplex Receptacle | 2B09 | M_Duplex Receptacle:Standard:Standard:943724 | Autodesk Revit MEP 2011 | IfcFlowTerminal | 1k8p9C4S9CiONR7YL7KKWF | n/a | n/a | n/a | n/a | n/a | n/a
DuplexReceptacle-649 | danielle.r.love@usace.army.mil | 2011-09-14T17:02:59 | Duplex Receptacle | 2B09 | M_Duplex Receptacle:Standard:Standard:943911 | Autodesk Revit MEP 2011 | IfcFlowTerminal | 1k8p9C4S9CiONR7YL7KKb4 | n/a | n/a | n/a | n/a | n/a | n/a
DuplexReceptacle-650 | danielle.r.love@usace.army.mil | 2011-09-14T17:02:59 | Duplex Receptacle | 2B09 | M_Duplex Receptacle:Standard:Standard:943954 | Autodesk Revit MEP 2011 | IfcFlowTerminal | 1k8p9C4S9CiONR7YL7KKan | n/a | n/a | n/a | n/a | n/a | n/a
DuplexReceptacle-651 | danielle.r.love@usace.army.mil | 2011-09-14T17:02:59 | Duplex Receptacle | 2B10 | M_Duplex Receptacle:Standard:Standard:946922 | Autodesk Revit MEP 2011 | IfcFlowTerminal | 1k8p9C4S9CiONR7YL7KLo9 | n/a | n/a | n/a | n/a | n/a | n/a
DuplexReceptacle-652 | danielle.r.love@usace.army.mil | 2011-09-14T17:02:59 | Duplex Receptacle | 2B10 | M_Duplex Receptacle:Standard:Standard:947215 | Autodesk Revit MEP 2011 | IfcFlowTerminal | 1k8p9C4S9CiONR7YL7KLfi | n/a | n/a | n/a | n/a | n/a | n/a
DuplexReceptacle-653 | danielle.r.love@usace.army.mil | 2011-09-14T17:02:59 | Duplex Receptacle | 2B10 | M_Duplex Receptacle:Standard:Standard:947259 | Autodesk Revit MEP 2011 | IfcFlowTerminal | 1k8p9C4S9CiONR7YL7KLfO | n/a | n/a | n/a | n/a | n/a | n/a
DuplexReceptacle-654 | danielle.r.love@usace.army.mil | 2011-09-14T17:02:59 | Duplex Receptacle | 2B10 | M_Duplex Receptacle:Standard:Standard:947303 | Autodesk Revit MEP 2011 | IfcFlowTerminal | 1k8p9C4S9CiONR7YL7KLe4 | n/a | n/a | n/a | n/a | n/a | n/a
DuplexReceptacle-655 | danielle.r.love@usace.army.mil | 2011-09-14T17:02:59 | Duplex Receptacle | 2B10 | M_Duplex Receptacle:Standard:Standard:947367 | Autodesk Revit MEP 2011 | IfcFlowTerminal | 1k8p9C4S9CiONR7YL7KLh4 | n/a | n/a | n/a | n/a | n/a | n/a
DuplexReceptacle-656 | danielle.r.love@usace.army.mil | 2011-09-14T17:02:59 | Duplex Receptacle | 2B11 | M_Duplex Receptacle:Standard:Standard:944059 | Autodesk Revit MEP 2011 | IfcFlowTerminal | 1k8p9C4S9CiONR7YL7KKdO | n/a | n/a | n/a | n/a | n/a | n/a
DuplexReceptacle-657 | danielle.r.love@usace.army.mil | 2011-09-14T17:02:59 | Duplex Receptacle | 2B11 | M_Duplex Receptacle:Standard:Standard:944305 | Autodesk Revit MEP 2011 | IfcFlowTerminal | 1k8p9C4S9CiONR7YL7KKRI | n/a | n/a | n/a | n/a | n/a | n/a
DuplexReceptacle-658 | danielle.r.love@usace.army.mil | 2011-09-14T17:02:59 | Duplex Receptacle | 2B11 | M_Duplex Receptacle:Standard:Standard:944589 | Autodesk Revit MEP 2011 | IfcFlowTerminal | 1k8p9C4S9CiONR7YL7KKUk | n/a | n/a | n/a | n/a | n/a | n/a
DuplexReceptacle-659 | danielle.r.love@usace.army.mil | 2011-09-14T17:02:59 | Duplex Receptacle | 2B11 | M_Duplex Receptacle:Standard:Standard:944633 | Autodesk Revit MEP 2011 | IfcFlowTerminal | 1k8p9C4S9CiONR7YL7KKUQ | n/a | n/a | n/a | n/a | n/a | n/a
DuplexReceptacle-660 | danielle.r.love@usace.army.mil | 2011-09-14T17:02:59 | Duplex Receptacle | 2B11 | M_Duplex Receptacle:Standard:Standard:944820 | Autodesk Revit MEP 2011 | IfcFlowTerminal | 1k8p9C4S9CiONR7YL7KKJN | n/a | n/a | n/a | n/a | n/a | n/a
DuplexReceptacle-661 | danielle.r.love@usace.army.mil | 2011-09-14T17:02:59 | Duplex Receptacle | 2B12 | M_Duplex Receptacle:Standard:Standard:949150 | Autodesk Revit MEP 2011 | IfcFlowTerminal | 1k8p9C4S9CiONR7YL7KLNz | n/a | n/a | n/a | n/a | n/a | n/a
DuplexReceptacle-662 | danielle.r.love@usace.army.mil | 2011-09-14T17:02:59 | Duplex Receptacle | 2B13 | M_Duplex Receptacle:Standard:Standard:948860 | Autodesk Revit MEP 2011 | IfcFlowTerminal | 1k8p9C4S9CiONR7YL7KLGV | n/a | n/a | n/a | n/a | n/a | n/a
DuplexReceptacle-663 | danielle.r.love@usace.army.mil | 2011-09-14T17:02:59 | Duplex Receptacle | 2B13 | M_Duplex Receptacle:Standard:Standard:949107 | Autodesk Revit MEP 2011 | IfcFlowTerminal | 1k8p9C4S9CiONR7YL7KLKG | n/a | n/a | n/a | n/a | n/a | n/a
DuplexReceptacle-664 | danielle.r.love@usace.army.mil | 2011-09-14T17:02:59 | Duplex Receptacle | 2B14 | M_Duplex Receptacle:Standard:Standard:947410 | Autodesk Revit MEP 2011 | IfcFlowTerminal | 1k8p9C4S9CiONR7YL7KLgn | n/a | n/a | n/a | n/a | n/a | n/a
DuplexReceptacle-665 | danielle.r.love@usace.army.mil | 2011-09-14T17:02:59 | Duplex Receptacle | 2B14 | M_Duplex Receptacle:Standard:Standard:947545 | Autodesk Revit MEP 2011 | IfcFlowTerminal | 1k8p9C4S9CiONR7YL7KLiw | n/a | n/a | n/a | n/a | n/a | n/a
DuplexReceptacle-666 | danielle.r.love@usace.army.mil | 2011-09-14T17:02:59 | Duplex Receptacle | 2B14 | M_Duplex Receptacle:Standard:Standard:947620 | Autodesk Revit MEP 2011 | IfcFlowTerminal | 1k8p9C4S9CiONR7YL7KLl7 | n/a | n/a | n/a | n/a | n/a | n/a
DuplexReceptacle-667 | danielle.r.love@usace.army.mil | 2011-09-14T17:02:59 | Duplex Receptacle | 2B14 | M_Duplex Receptacle:Standard:Standard:947715 | Autodesk Revit MEP 2011 | IfcFlowTerminal | 1k8p9C4S9CiONR7YL7KLXW | n/a | n/a | n/a | n/a | n/a | n/a
DuplexReceptacle-668 | danielle.r.love@usace.army.mil | 2011-09-14T17:02:59 | Duplex Receptacle | 2B14 | M_Duplex Receptacle:Standard:Standard:950116 | Autodesk Revit MEP 2011 | IfcFlowTerminal | 1k8p9C4S9CiONR7YL7KL47 | n/a | n/a | n/a | n/a | n/a | n/a
DuplexReceptacle-669 | danielle.r.love@usace.army.mil | 2011-09-14T17:02:59 | Duplex Receptacle | 2B15 | M_Duplex Receptacle:Standard:Standard:947809 | Autodesk Revit MEP 2011 | IfcFlowTerminal | 1k8p9C4S9CiONR7YL7KLW2 | n/a | n/a | n/a | n/a | n/a | n/a
DuplexReceptacle-670 | danielle.r.love@usace.army.mil | 2011-09-14T17:02:59 | Duplex Receptacle | 2B15 | M_Duplex Receptacle:Standard:Standard:947883 | Autodesk Revit MEP 2011 | IfcFlowTerminal | 1k8p9C4S9CiONR7YL7KLZ8 | n/a | n/a | n/a | n/a | n/a | n/a
DuplexReceptacle-671 | danielle.r.love@usace.army.mil | 2011-09-14T17:02:59 | Duplex Receptacle | 2B15 | M_Duplex Receptacle:Standard:Standard:948294 | Autodesk Revit MEP 2011 | IfcFlowTerminal | 1k8p9C4S9CiONR7YL7KLOb | n/a | n/a | n/a | n/a | n/a | n/a
DuplexReceptacle-672 | danielle.r.love@usace.army.mil | 2011-09-14T17:02:59 | Duplex Receptacle | 2B15 | M_Duplex Receptacle:Standard:Standard:948329 | Autodesk Revit MEP 2011 | IfcFlowTerminal | 1k8p9C4S9CiONR7YL7KLOA | n/a | n/a | n/a | n/a | n/a | n/a
DuplexReceptacle-673 | danielle.r.love@usace.army.mil | 2011-09-14T17:02:59 | Duplex Receptacle | 2B16 | M_Duplex Receptacle:Standard:Standard:950293 | Autodesk Revit MEP 2011 | IfcFlowTerminal | 1k8p9C4S9CiONR7YL7KQvs | n/a | n/a | n/a | n/a | n/a | n/a
DuplexReceptacle-674 | danielle.r.love@usace.army.mil | 2011-09-14T17:02:59 | Duplex Receptacle | 2B16 | M_Duplex Receptacle:Standard:Standard:950427 | Autodesk Revit MEP 2011 | IfcFlowTerminal | 1k8p9C4S9CiONR7YL7KQxu | n/a | n/a | n/a | n/a | n/a | n/a
DuplexReceptacle-675 | danielle.r.love@usace.army.mil | 2011-09-14T17:02:59 | Duplex Receptacle | 2B16 | M_Duplex Receptacle:Standard:Standard:950471 | Autodesk Revit MEP 2011 | IfcFlowTerminal | 1k8p9C4S9CiONR7YL7KQwa | n/a | n/a | n/a | n/a | n/a | n/a
DuplexReceptacle-676 | danielle.r.love@usace.army.mil | 2011-09-14T17:02:59 | Duplex Receptacle | 2B16 | M_Duplex Receptacle:Standard:Standard:950746 | Autodesk Revit MEP 2011 | IfcFlowTerminal | 1k8p9C4S9CiONR7YL7KQ_v | n/a | n/a | n/a | n/a | n/a | n/a
DuplexReceptacle-677 | danielle.r.love@usace.army.mil | 2011-09-14T17:02:59 | Duplex Receptacle | 2B17 | M_Duplex Receptacle:Standard:Standard:946088 | Autodesk Revit MEP 2011 | IfcFlowTerminal | 1k8p9C4S9CiONR7YL7KK7B | n/a | n/a | n/a | n/a | n/a | n/a
DuplexReceptacle-678 | danielle.r.love@usace.army.mil | 2011-09-14T17:02:59 | Duplex Receptacle | 2B17 | M_Duplex Receptacle:Standard:Standard:946152 | Autodesk Revit MEP 2011 | IfcFlowTerminal | 1k8p9C4S9CiONR7YL7KK6B | n/a | n/a | n/a | n/a | n/a | n/a
DuplexReceptacle-679 | danielle.r.love@usace.army.mil | 2011-09-14T17:02:59 | Duplex Receptacle | 2B17 | M_Duplex Receptacle:Standard:Standard:947967 | Autodesk Revit MEP 2011 | IfcFlowTerminal | 1k8p9C4S9CiONR7YL7KLYS | n/a | n/a | n/a | n/a | n/a | n/a
DuplexReceptacle-680 | danielle.r.love@usace.army.mil | 2011-09-14T17:02:59 | Duplex Receptacle | 2B17 | M_Duplex Receptacle:Standard:Standard:948017 | Autodesk Revit MEP 2011 | IfcFlowTerminal | 1k8p9C4S9CiONR7YL7KLbI | n/a | n/a | n/a | n/a | n/a | n/a
DuplexReceptacle-681 | danielle.r.love@usace.army.mil | 2011-09-14T17:02:59 | Duplex Receptacle | 2B17 | M_Duplex Receptacle:Standard:Standard:948136 | Autodesk Revit MEP 2011 | IfcFlowTerminal | 1k8p9C4S9CiONR7YL7KLdB | n/a | n/a | n/a | n/a | n/a | n/a
DuplexReceptacle-682 | danielle.r.love@usace.army.mil | 2011-09-14T17:02:59 | Duplex Receptacle | 2B17 | M_Duplex Receptacle:Standard:Standard:948258 | Autodesk Revit MEP 2011 | IfcFlowTerminal | 1k8p9C4S9CiONR7YL7KLP1 | n/a | n/a | n/a | n/a | n/a | n/a
DuplexReceptacle-683 | danielle.r.love@usace.army.mil | 2011-09-14T17:02:59 | Duplex Receptacle | 2B18 | M_Duplex Receptacle:Standard:Standard:950800 | Autodesk Revit MEP 2011 | IfcFlowTerminal | 1k8p9C4S9CiONR7YL7KQnp | n/a | n/a | n/a | n/a | n/a | n/a
DuplexReceptacle-684 | danielle.r.love@usace.army.mil | 2011-09-14T17:02:59 | Duplex Receptacle | 2B18 | M_Duplex Receptacle:Standard:Standard:950844 | Autodesk Revit MEP 2011 | IfcFlowTerminal | 1k8p9C4S9CiONR7YL7KQnV | n/a | n/a | n/a | n/a | n/a | n/a
DuplexReceptacle-685 | danielle.r.love@usace.army.mil | 2011-09-14T17:02:59 | Duplex Receptacle | 2B18 | M_Duplex Receptacle:Standard:Standard:950888 | Autodesk Revit MEP 2011 | IfcFlowTerminal | 1k8p9C4S9CiONR7YL7KQmB | n/a | n/a | n/a | n/a | n/a | n/a
DuplexReceptacle-686 | danielle.r.love@usace.army.mil | 2011-09-14T17:02:59 | Duplex Receptacle | 2B18 | M_Duplex Receptacle:Standard:Standard:951045 | Autodesk Revit MEP 2011 | IfcFlowTerminal | 1k8p9C4S9CiONR7YL7KQrc | n/a | n/a | n/a | n/a | n/a | n/a
DuplexReceptacle-687 | danielle.r.love@usace.army.mil | 2011-09-14T17:02:59 | Duplex Receptacle | 2B19 | M_Duplex Receptacle:Standard:Standard:946033 | Autodesk Revit MEP 2011 | IfcFlowTerminal | 1k8p9C4S9CiONR7YL7KK4I | n/a | n/a | n/a | n/a | n/a | n/a
DuplexReceptacle-688 | danielle.r.love@usace.army.mil | 2011-09-14T17:02:59 | Duplex Receptacle | 2B19 | M_Duplex Receptacle:Standard:Standard:948359 | Autodesk Revit MEP 2011 | IfcFlowTerminal | 1k8p9C4S9CiONR7YL7KLRa | n/a | n/a | n/a | n/a | n/a | n/a
DuplexReceptacle-689 | danielle.r.love@usace.army.mil | 2011-09-14T17:02:59 | Duplex Receptacle | 2B19 | M_Duplex Receptacle:Standard:Standard:948719 | Autodesk Revit MEP 2011 | IfcFlowTerminal | 1k8p9C4S9CiONR7YL7KLUC | n/a | n/a | n/a | n/a | n/a | n/a
DuplexReceptacle-690 | danielle.r.love@usace.army.mil | 2011-09-14T17:02:59 | Duplex Receptacle | 2B19 | M_Duplex Receptacle:Standard:Standard:948762 | Autodesk Revit MEP 2011 | IfcFlowTerminal | 1k8p9C4S9CiONR7YL7KLHv | n/a | n/a | n/a | n/a | n/a | n/a
DuplexReceptacle-691 | danielle.r.love@usace.army.mil | 2011-09-14T17:02:59 | Duplex Receptacle | 2B19 | M_Duplex Receptacle:Standard:Standard:948817 | Autodesk Revit MEP 2011 | IfcFlowTerminal | 1k8p9C4S9CiONR7YL7KLGo | n/a | n/a | n/a | n/a | n/a | n/a
DuplexReceptacle-692 | danielle.r.love@usace.army.mil | 2011-09-14T17:02:59 | Duplex Receptacle | 2B20 | M_Duplex Receptacle:Standard:Standard:951099 | Autodesk Revit MEP 2011 | IfcFlowTerminal | 1k8p9C4S9CiONR7YL7KQrO | n/a | n/a | n/a | n/a | n/a | n/a
DuplexReceptacle-693 | danielle.r.love@usace.army.mil | 2011-09-14T17:02:59 | Duplex Receptacle | 2B21 | M_Duplex Receptacle:Standard:Standard:940391 | Autodesk Revit MEP 2011 | IfcFlowTerminal | 1k8p9C4S9CiONR7YL7KNS4 | n/a | n/a | n/a | n/a | n/a | n/a
DuplexReceptacle-694 | danielle.r.love@usace.army.mil | 2011-09-14T17:02:59 | Duplex Receptacle | 2B21 | M_Duplex Receptacle:Standard:Standard:940477 | Autodesk Revit MEP 2011 | IfcFlowTerminal | 1k8p9C4S9CiONR7YL7KNVU | n/a | n/a | n/a | n/a | n/a | n/a
DuplexReceptacle-695 | danielle.r.love@usace.army.mil | 2011-09-14T17:02:59 | Duplex Receptacle | 2B21 | M_Duplex Receptacle:Standard:Standard:940593 | Autodesk Revit MEP 2011 | IfcFlowTerminal | 1k8p9C4S9CiONR7YL7KNHI | n/a | n/a | n/a | n/a | n/a | n/a
DuplexReceptacle-696 | danielle.r.love@usace.army.mil | 2011-09-14T17:02:59 | Duplex Receptacle | 2B21 | M_Duplex Receptacle:Standard:Standard:940819 | Autodesk Revit MEP 2011 | IfcFlowTerminal | 1k8p9C4S9CiONR7YL7KNLm | n/a | n/a | n/a | n/a | n/a | n/a
DuplexReceptacle-697 | danielle.r.love@usace.army.mil | 2011-09-14T17:02:59 | Duplex Receptacle | 2B22 | M_Duplex Receptacle:Standard:Standard:940898 | Autodesk Revit MEP 2011 | IfcFlowTerminal | 1k8p9C4S9CiONR7YL7KNK1 | n/a | n/a | n/a | n/a | n/a | n/a
DuplexReceptacle-698 | danielle.r.love@usace.army.mil | 2011-09-14T17:02:59 | Duplex Receptacle | 2B23 | M_Duplex Receptacle:Standard:Standard:941049 | Autodesk Revit MEP 2011 | IfcFlowTerminal | 1k8p9C4S9CiONR7YL7KNMQ | n/a | n/a | n/a | n/a | n/a | n/a
DuplexReceptacle-699 | danielle.r.love@usace.army.mil | 2011-09-14T17:02:59 | Duplex Receptacle | 2B23 | M_Duplex Receptacle:Standard:Standard:941069 | Autodesk Revit MEP 2011 | IfcFlowTerminal | 1k8p9C4S9CiONR7YL7KN9k | n/a | n/a | n/a | n/a | n/a | n/a
DuplexReceptacle-700 | danielle.r.love@usace.army.mil | 2011-09-14T17:02:59 | Duplex Receptacle | 2B23 | M_Duplex Receptacle:Standard:Standard:941115 | Autodesk Revit MEP 2011 | IfcFlowTerminal | 1k8p9C4S9CiONR7YL7KN9O | n/a | n/a | n/a | n/a | n/a | n/a
DuplexReceptacle-701 | danielle.r.love@usace.army.mil | 2011-09-14T17:02:59 | Duplex Receptacle | 2B23 | M_Duplex Receptacle:Standard:Standard:941139 | Autodesk Revit MEP 2011 | IfcFlowTerminal | 1k8p9C4S9CiONR7YL7KN8m | n/a | n/a | n/a | n/a | n/a | n/a
DuplexReceptacle-702 | danielle.r.love@usace.army.mil | 2011-09-14T17:02:59 | Duplex Receptacle | 2B24 | M_Duplex Receptacle:Standard:Standard:941203 | Autodesk Revit MEP 2011 | IfcFlowTerminal | 1k8p9C4S9CiONR7YL7KNBm | n/a | n/a | n/a | n/a | n/a | n/a
DuplexReceptacle-703 | danielle.r.love@usace.army.mil | 2011-09-14T17:02:59 | Duplex Receptacle | 2B24 | M_Duplex Receptacle:Standard:Standard:941339 | Autodesk Revit MEP 2011 | IfcFlowTerminal | 1k8p9C4S9CiONR7YL7KNDu | n/a | n/a | n/a | n/a | n/a | n/a
DuplexReceptacle-704 | danielle.r.love@usace.army.mil | 2011-09-14T17:02:59 | Duplex Receptacle | 2B24 | M_Duplex Receptacle:Standard:Standard:941433 | Autodesk Revit MEP 2011 | IfcFlowTerminal | 1k8p9C4S9CiONR7YL7KNCQ | n/a | n/a | n/a | n/a | n/a | n/a
DuplexReceptacle-705 | danielle.r.love@usace.army.mil | 2011-09-14T17:02:59 | Duplex Receptacle | 2B24 | M_Duplex Receptacle:Standard:Standard:941567 | Autodesk Revit MEP 2011 | IfcFlowTerminal | 1k8p9C4S9CiONR7YL7KNES | n/a | n/a | n/a | n/a | n/a | n/a
DuplexReceptacle-706 | danielle.r.love@usace.army.mil | 2011-09-14T17:02:59 | Duplex Receptacle | 2B25 | M_Duplex Receptacle:Standard:Standard:945785 | Autodesk Revit MEP 2011 | IfcFlowTerminal | 1k8p9C4S9CiONR7YL7KK0Q | n/a | n/a | n/a | n/a | n/a | n/a
DuplexReceptacle-707 | danielle.r.love@usace.army.mil | 2011-09-14T17:02:59 | Duplex Receptacle | 2B25 | M_Duplex Receptacle:Standard:Standard:945829 | Autodesk Revit MEP 2011 | IfcFlowTerminal | 1k8p9C4S9CiONR7YL7KK36 | n/a | n/a | n/a | n/a | n/a | n/a
DuplexReceptacle-708 | danielle.r.love@usace.army.mil | 2011-09-14T17:02:59 | Duplex Receptacle | 2B25 | M_Duplex Receptacle:Standard:Standard:945873 | Autodesk Revit MEP 2011 | IfcFlowTerminal | 1k8p9C4S9CiONR7YL7KK2o | n/a | n/a | n/a | n/a | n/a | n/a
DuplexReceptacle-709 | danielle.r.love@usace.army.mil | 2011-09-14T17:02:59 | Duplex Receptacle | 2BC1 | M_Duplex Receptacle:Standard:Standard:949479 | Autodesk Revit MEP 2011 | IfcFlowTerminal | 1k8p9C4S9CiONR7YL7KLA4 | n/a | n/a | n/a | n/a | n/a | n/a
DuplexReceptacle-710 | danielle.r.love@usace.army.mil | 2011-09-14T17:02:59 | Duplex Receptacle | 2BC2 | M_Duplex Receptacle:Standard:Standard:949777 | Autodesk Revit MEP 2011 | IfcFlowTerminal | 1k8p9C4S9CiONR7YL7KL1o | n/a | n/a | n/a | n/a | n/a | n/a
DuplexReceptacle-711 | danielle.r.love@usace.army.mil | 2011-09-14T17:02:59 | Duplex Receptacle | 2BC2 | M_Duplex Receptacle:Standard:Standard:949970 | Autodesk Revit MEP 2011 | IfcFlowTerminal | 1k8p9C4S9CiONR7YL7KL2n | n/a | n/a | n/a | n/a | n/a | n/a
DuplexReceptacle-712 | danielle.r.love@usace.army.mil | 2011-09-14T17:02:59 | Duplex Receptacle | 2BC3 | M_Duplex Receptacle:Standard:Standard:950065 | Autodesk Revit MEP 2011 | IfcFlowTerminal | 1k8p9C4S9CiONR7YL7KL5I | n/a | n/a | n/a | n/a | n/a | n/a
DuplexReceptacle-713 | danielle.r.love@usace.army.mil | 2011-09-14T17:02:59 | Duplex Receptacle | 2BC3 | M_Duplex Receptacle:Standard:Standard:965014 | Autodesk Revit MEP 2011 | IfcFlowTerminal | 2Ln8QrpTf9QOKf9KnjEvwA | n/a | n/a | n/a | n/a | n/a | n/a
DuplexReceptacle-714 | danielle.r.love@usace.army.mil | 2011-09-14T17:02:59 | Duplex Receptacle | 2BC4 | M_Duplex Receptacle:Standard:Standard:945540 | Autodesk Revit MEP 2011 | IfcFlowTerminal | 1k8p9C4S9CiONR7YL7KKFd | n/a | n/a | n/a | n/a | n/a | n/a
DuplexReceptacle-715 | danielle.r.love@usace.army.mil | 2011-09-14T17:02:59 | Duplex Receptacle | 2BC5 | M_Duplex Receptacle:Standard:Standard:945432 | Autodesk Revit MEP 2011 | IfcFlowTerminal | 1k8p9C4S9CiONR7YL7KKDx | n/a | n/a | n/a | n/a | n/a | n/a
DuplexReceptacle-716 | danielle.r.love@usace.army.mil | 2011-09-14T17:02:59 | Duplex Receptacle | 2BC5 | M_Duplex Receptacle:Standard:Standard:946534 | Autodesk Revit MEP 2011 | IfcFlowTerminal | 1k8p9C4S9CiONR7YL7KLy5 | n/a | n/a | n/a | n/a | n/a | n/a
DuplexReceptacle-717 | danielle.r.love@usace.army.mil | 2011-09-14T17:02:59 | Duplex Receptacle | 2BC6 | M_Duplex Receptacle:Standard:Standard:949277 | Autodesk Revit MEP 2011 | IfcFlowTerminal | 1k8p9C4S9CiONR7YL7KL9_ | n/a | n/a | n/a | n/a | n/a | n/a
DuplexReceptacle-718 | danielle.r.love@usace.army.mil | 2011-09-14T17:02:59 | Duplex Receptacle | 2BS2 | M_Duplex Receptacle:Standard:Standard:949808 | Autodesk Revit MEP 2011 | IfcFlowTerminal | 1k8p9C4S9CiONR7YL7KL1J | n/a | n/a | n/a | n/a | n/a | n/a
DuplexReceptacle-719 | danielle.r.love@usace.army.mil | 2011-09-14T17:02:59 | Duplex Receptacle | 2C01 | M_Duplex Receptacle:Standard:Standard:987258 | Autodesk Revit MEP 2011 | IfcFlowTerminal | 1ZhgLpwJLD8OCzRSS4hr$O | n/a | n/a | n/a | n/a | n/a | n/a
DuplexReceptacle-720 | danielle.r.love@usace.army.mil | 2011-09-14T17:02:59 | Duplex Receptacle | 2C01 | M_Duplex Receptacle:Standard:Standard:987374 | Autodesk Revit MEP 2011 | IfcFlowTerminal | 1ZhgLpwJLD8OCzRSS4hrzC | n/a | n/a | n/a | n/a | n/a | n/a
DuplexReceptacle-721 | danielle.r.love@usace.army.mil | 2011-09-14T17:02:59 | Duplex Receptacle | 2C01 | M_Duplex Receptacle:Standard:Standard:987418 | Autodesk Revit MEP 2011 | IfcFlowTerminal | 1ZhgLpwJLD8OCzRSS4hrwu | n/a | n/a | n/a | n/a | n/a | n/a
DuplexReceptacle-722 | danielle.r.love@usace.army.mil | 2011-09-14T17:02:59 | Duplex Receptacle | 2C01 | M_Duplex Receptacle:Standard:Standard:987472 | Autodesk Revit MEP 2011 | IfcFlowTerminal | 1ZhgLpwJLD8OCzRSS4hrxo | n/a | n/a | n/a | n/a | n/a | n/a
DuplexReceptacle-723 | danielle.r.love@usace.army.mil | 2011-09-14T17:02:59 | Duplex Receptacle | 2C01 | M_Duplex Receptacle:Standard:Standard:987610 | Autodesk Revit MEP 2011 | IfcFlowTerminal | 1ZhgLpwJLD8OCzRSS4hrvu | n/a | n/a | n/a | n/a | n/a | n/a
DuplexReceptacle-724 | danielle.r.love@usace.army.mil | 2011-09-14T17:02:59 | Duplex Receptacle | 2C02 | M_Duplex Receptacle:Standard:Standard:974844 | Autodesk Revit MEP 2011 | IfcFlowTerminal | 1ZhgLpwJLD8OCzRSS4hf1U | n/a | n/a | n/a | n/a | n/a | n/a
DuplexReceptacle-725 | danielle.r.love@usace.army.mil | 2011-09-14T17:02:59 | Duplex Receptacle | 2C02 | M_Duplex Receptacle:Standard:Standard:975160 | Autodesk Revit MEP 2011 | IfcFlowTerminal | 1ZhgLpwJLD8OCzRSS4hgwQ | n/a | n/a | n/a | n/a | n/a | n/a
DuplexReceptacle-726 | danielle.r.love@usace.army.mil | 2011-09-14T17:02:59 | Duplex Receptacle | 2C02 | M_Duplex Receptacle:Standard:Standard:975214 | Autodesk Revit MEP 2011 | IfcFlowTerminal | 1ZhgLpwJLD8OCzRSS4hgxC | n/a | n/a | n/a | n/a | n/a | n/a
DuplexReceptacle-727 | danielle.r.love@usace.army.mil | 2011-09-14T17:02:59 | Duplex Receptacle | 2C02 | M_Duplex Receptacle:Standard:Standard:975278 | Autodesk Revit MEP 2011 | IfcFlowTerminal | 1ZhgLpwJLD8OCzRSS4hguC | n/a | n/a | n/a | n/a | n/a | n/a
DuplexReceptacle-728 | danielle.r.love@usace.army.mil | 2011-09-14T17:02:59 | Duplex Receptacle | 2C02 | M_Duplex Receptacle:Standard:Standard:975342 | Autodesk Revit MEP 2011 | IfcFlowTerminal | 1ZhgLpwJLD8OCzRSS4hgvC | n/a | n/a | n/a | n/a | n/a | n/a
DuplexReceptacle-729 | danielle.r.love@usace.army.mil | 2011-09-14T17:02:59 | Duplex Receptacle | 2C02 | M_Duplex Receptacle:Standard:Standard:975436 | Autodesk Revit MEP 2011 | IfcFlowTerminal | 1ZhgLpwJLD8OCzRSS4hgtk | n/a | n/a | n/a | n/a | n/a | n/a
DuplexReceptacle-730 | danielle.r.love@usace.army.mil | 2011-09-14T17:02:59 | Duplex Receptacle | 2C02 | M_Duplex Receptacle:Standard:Standard:975489 | Autodesk Revit MEP 2011 | IfcFlowTerminal | 1ZhgLpwJLD8OCzRSS4hgqZ | n/a | n/a | n/a | n/a | n/a | n/a
DuplexReceptacle-731 | danielle.r.love@usace.army.mil | 2011-09-14T17:02:59 | Duplex Receptacle | 2C03 | M_Duplex Receptacle:Standard:Standard:985718 | Autodesk Revit MEP 2011 | IfcFlowTerminal | 1ZhgLpwJLD8OCzRSS4hqNK | n/a | n/a | n/a | n/a | n/a | n/a
DuplexReceptacle-732 | danielle.r.love@usace.army.mil | 2011-09-14T17:02:59 | Duplex Receptacle | 2C03 | M_Duplex Receptacle:Standard:Standard:985792 | Autodesk Revit MEP 2011 | IfcFlowTerminal | 1ZhgLpwJLD8OCzRSS4hqLY | n/a | n/a | n/a | n/a | n/a | n/a
DuplexReceptacle-733 | danielle.r.love@usace.army.mil | 2011-09-14T17:02:59 | Duplex Receptacle | 2C03 | M_Duplex Receptacle:Standard:Standard:985846 | Autodesk Revit MEP 2011 | IfcFlowTerminal | 1ZhgLpwJLD8OCzRSS4hqLK | n/a | n/a | n/a | n/a | n/a | n/a
DuplexReceptacle-734 | danielle.r.love@usace.army.mil | 2011-09-14T17:02:59 | Duplex Receptacle | 2C03 | M_Duplex Receptacle:Standard:Standard:986060 | Autodesk Revit MEP 2011 | IfcFlowTerminal | 1ZhgLpwJLD8OCzRSS4hqHk | n/a | n/a | n/a | n/a | n/a | n/a
DuplexReceptacle-735 | danielle.r.love@usace.army.mil | 2011-09-14T17:02:59 | Duplex Receptacle | 2C03 | M_Duplex Receptacle:Standard:Standard:986091 | Autodesk Revit MEP 2011 | IfcFlowTerminal | 1ZhgLpwJLD8OCzRSS4hqH9 | n/a | n/a | n/a | n/a | n/a | n/a
DuplexReceptacle-736 | danielle.r.love@usace.army.mil | 2011-09-14T17:02:59 | Duplex Receptacle | 2C03 | M_Duplex Receptacle:Standard:Standard:986279 | Autodesk Revit MEP 2011 | IfcFlowTerminal | 1ZhgLpwJLD8OCzRSS4hqC5 | n/a | n/a | n/a | n/a | n/a | n/a
DuplexReceptacle-737 | danielle.r.love@usace.army.mil | 2011-09-14T17:02:59 | Duplex Receptacle | 2C03 | M_Duplex Receptacle:Standard:Standard:986333 | Autodesk Revit MEP 2011 | IfcFlowTerminal | 1ZhgLpwJLD8OCzRSS4hqD$ | n/a | n/a | n/a | n/a | n/a | n/a
DuplexReceptacle-738 | danielle.r.love@usace.army.mil | 2011-09-14T17:02:59 | Duplex Receptacle | 2C03 | M_Duplex Receptacle:Standard:Standard:986534 | Autodesk Revit MEP 2011 | IfcFlowTerminal | 1ZhgLpwJLD8OCzRSS4hq84 | n/a | n/a | n/a | n/a | n/a | n/a
DuplexReceptacle-739 | danielle.r.love@usace.army.mil | 2011-09-14T17:02:59 | Duplex Receptacle | 2C03 | M_Duplex Receptacle:Standard:Standard:986648 | Autodesk Revit MEP 2011 | IfcFlowTerminal | 1ZhgLpwJLD8OCzRSS4hq6w | n/a | n/a | n/a | n/a | n/a | n/a
DuplexReceptacle-740 | danielle.r.love@usace.army.mil | 2011-09-14T17:02:59 | Duplex Receptacle | 2C03 | M_Duplex Receptacle:Standard:Standard:986691 | Autodesk Revit MEP 2011 | IfcFlowTerminal | 1ZhgLpwJLD8OCzRSS4hq7X | n/a | n/a | n/a | n/a | n/a | n/a
DuplexReceptacle-741 | danielle.r.love@usace.army.mil | 2011-09-14T17:02:59 | Duplex Receptacle | 2C03 | M_Duplex Receptacle:Standard:Standard:986836 | Autodesk Revit MEP 2011 | IfcFlowTerminal | 1ZhgLpwJLD8OCzRSS4hq5s | n/a | n/a | n/a | n/a | n/a | n/a
DuplexReceptacle-742 | danielle.r.love@usace.army.mil | 2011-09-14T17:02:59 | Duplex Receptacle | 2C03 | M_Duplex Receptacle:Standard:Standard:986899 | Autodesk Revit MEP 2011 | IfcFlowTerminal | 1ZhgLpwJLD8OCzRSS4hq2n | n/a | n/a | n/a | n/a | n/a | n/a
DuplexReceptacle-743 | danielle.r.love@usace.army.mil | 2011-09-14T17:02:59 | Duplex Receptacle | 2C03 | M_Duplex Receptacle:Standard:Standard:987056 | Autodesk Revit MEP 2011 | IfcFlowTerminal | 1ZhgLpwJLD8OCzRSS4hq0I | n/a | n/a | n/a | n/a | n/a | n/a
DuplexReceptacle-744 | danielle.r.love@usace.army.mil | 2011-09-14T17:02:59 | Duplex Receptacle | 2C03 | M_Duplex Receptacle:Standard:Standard:987109 | Autodesk Revit MEP 2011 | IfcFlowTerminal | 1ZhgLpwJLD8OCzRSS4hq17 | n/a | n/a | n/a | n/a | n/a | n/a
DuplexReceptacle-745 | danielle.r.love@usace.army.mil | 2011-09-14T17:02:59 | Duplex Receptacle | 2C04 | M_Duplex Receptacle:Standard:Standard:975543 | Autodesk Revit MEP 2011 | IfcFlowTerminal | 1ZhgLpwJLD8OCzRSS4hgqL | n/a | n/a | n/a | n/a | n/a | n/a
DuplexReceptacle-746 | danielle.r.love@usace.army.mil | 2011-09-14T17:02:59 | Duplex Receptacle | 2C04 | M_Duplex Receptacle:Standard:Standard:975608 | Autodesk Revit MEP 2011 | IfcFlowTerminal | 1ZhgLpwJLD8OCzRSS4hgrQ | n/a | n/a | n/a | n/a | n/a | n/a
DuplexReceptacle-747 | danielle.r.love@usace.army.mil | 2011-09-14T17:02:59 | Duplex Receptacle | 2C04 | M_Duplex Receptacle:Standard:Standard:975662 | Autodesk Revit MEP 2011 | IfcFlowTerminal | 1ZhgLpwJLD8OCzRSS4hgoC | n/a | n/a | n/a | n/a | n/a | n/a
DuplexReceptacle-748 | danielle.r.love@usace.army.mil | 2011-09-14T17:02:59 | Duplex Receptacle | 2C04 | M_Duplex Receptacle:Standard:Standard:975706 | Autodesk Revit MEP 2011 | IfcFlowTerminal | 1ZhgLpwJLD8OCzRSS4hgpu | n/a | n/a | n/a | n/a | n/a | n/a
DuplexReceptacle-749 | danielle.r.love@usace.army.mil | 2011-09-14T17:02:59 | Duplex Receptacle | 2C04 | M_Duplex Receptacle:Standard:Standard:975800 | Autodesk Revit MEP 2011 | IfcFlowTerminal | 1ZhgLpwJLD8OCzRSS4hgmQ | n/a | n/a | n/a | n/a | n/a | n/a
DuplexReceptacle-750 | danielle.r.love@usace.army.mil | 2011-09-14T17:02:59 | Duplex Receptacle | 2C04 | M_Duplex Receptacle:Standard:Standard:975836 | Autodesk Revit MEP 2011 | IfcFlowTerminal | 1ZhgLpwJLD8OCzRSS4hgn_ | n/a | n/a | n/a | n/a | n/a | n/a
DuplexReceptacle-751 | danielle.r.love@usace.army.mil | 2011-09-14T17:02:59 | Duplex Receptacle | 2C04 | M_Duplex Receptacle:Standard:Standard:975969 | Autodesk Revit MEP 2011 | IfcFlowTerminal | 1ZhgLpwJLD8OCzRSS4hgl3 | n/a | n/a | n/a | n/a | n/a | n/a
DuplexReceptacle-752 | danielle.r.love@usace.army.mil | 2011-09-14T17:02:59 | Duplex Receptacle | 2C04 | M_Duplex Receptacle:Standard:Standard:976048 | Autodesk Revit MEP 2011 | IfcFlowTerminal | 1ZhgLpwJLD8OCzRSS4hgiI | n/a | n/a | n/a | n/a | n/a | n/a
DuplexReceptacle-753 | danielle.r.love@usace.army.mil | 2011-09-14T17:02:59 | Duplex Receptacle | 2C05 | M_Duplex Receptacle:Standard:Standard:987153 | Autodesk Revit MEP 2011 | IfcFlowTerminal | 1ZhgLpwJLD8OCzRSS4hr_p | n/a | n/a | n/a | n/a | n/a | n/a
DuplexReceptacle-754 | danielle.r.love@usace.army.mil | 2011-09-14T17:02:59 | Duplex Receptacle | 2C06 | M_Duplex Receptacle:Standard:Standard:975867 | Autodesk Revit MEP 2011 | IfcFlowTerminal | 1ZhgLpwJLD8OCzRSS4hgnP | n/a | n/a | n/a | n/a | n/a | n/a
DuplexReceptacle-755 | danielle.r.love@usace.army.mil | 2011-09-14T17:02:59 | Duplex Receptacle | 2C06 | M_Duplex Receptacle:Standard:Standard:975922 | Autodesk Revit MEP 2011 | IfcFlowTerminal | 1ZhgLpwJLD8OCzRSS4hgkG | n/a | n/a | n/a | n/a | n/a | n/a
DuplexReceptacle-756 | danielle.r.love@usace.army.mil | 2011-09-14T17:02:59 | Duplex Receptacle | 2C06 | M_Duplex Receptacle:Standard:Standard:976091 | Autodesk Revit MEP 2011 | IfcFlowTerminal | 1ZhgLpwJLD8OCzRSS4hgjv | n/a | n/a | n/a | n/a | n/a | n/a
DuplexReceptacle-757 | danielle.r.love@usace.army.mil | 2011-09-14T17:02:59 | Duplex Receptacle | 2C06 | M_Duplex Receptacle:Standard:Standard:976144 | Autodesk Revit MEP 2011 | IfcFlowTerminal | 1ZhgLpwJLD8OCzRSS4hggo | n/a | n/a | n/a | n/a | n/a | n/a
DuplexReceptacle-758 | danielle.r.love@usace.army.mil | 2011-09-14T17:02:59 | Duplex Receptacle | 2C06 | M_Duplex Receptacle:Standard:Standard:976209 | Autodesk Revit MEP 2011 | IfcFlowTerminal | 1ZhgLpwJLD8OCzRSS4hghp | n/a | n/a | n/a | n/a | n/a | n/a
DuplexReceptacle-759 | danielle.r.love@usace.army.mil | 2011-09-14T17:02:59 | Duplex Receptacle | 2C06 | M_Duplex Receptacle:Standard:Standard:976407 | Autodesk Revit MEP 2011 | IfcFlowTerminal | 1ZhgLpwJLD8OCzRSS4hgcr | n/a | n/a | n/a | n/a | n/a | n/a
DuplexReceptacle-760 | danielle.r.love@usace.army.mil | 2011-09-14T17:02:59 | Duplex Receptacle | 2C06 | M_Duplex Receptacle:Standard:Standard:976460 | Autodesk Revit MEP 2011 | IfcFlowTerminal | 1ZhgLpwJLD8OCzRSS4hgdk | n/a | n/a | n/a | n/a | n/a | n/a
DuplexReceptacle-761 | danielle.r.love@usace.army.mil | 2011-09-14T17:02:59 | Duplex Receptacle | 2C06 | M_Duplex Receptacle:Standard:Standard:976503 | Autodesk Revit MEP 2011 | IfcFlowTerminal | 1ZhgLpwJLD8OCzRSS4hgdL | n/a | n/a | n/a | n/a | n/a | n/a
DuplexReceptacle-762 | danielle.r.love@usace.army.mil | 2011-09-14T17:02:59 | Duplex Receptacle | 2C06 | M_Duplex Receptacle:Standard:Standard:976546 | Autodesk Revit MEP 2011 | IfcFlowTerminal | 1ZhgLpwJLD8OCzRSS4hga0 | n/a | n/a | n/a | n/a | n/a | n/a
DuplexReceptacle-763 | danielle.r.love@usace.army.mil | 2011-09-14T17:02:59 | Duplex Receptacle | 2C07 | M_Duplex Receptacle:Standard:Standard:984742 | Autodesk Revit MEP 2011 | IfcFlowTerminal | 1ZhgLpwJLD8OCzRSS4hqa4 | n/a | n/a | n/a | n/a | n/a | n/a
DuplexReceptacle-764 | danielle.r.love@usace.army.mil | 2011-09-14T17:02:59 | Duplex Receptacle | 2C08 | M_Duplex Receptacle:Standard:Standard:984619 | Autodesk Revit MEP 2011 | IfcFlowTerminal | 1ZhgLpwJLD8OCzRSS4hqc9 | n/a | n/a | n/a | n/a | n/a | n/a
DuplexReceptacle-765 | danielle.r.love@usace.army.mil | 2011-09-14T17:02:59 | Duplex Receptacle | 2C09 | M_Duplex Receptacle:Standard:Standard:976669 | Autodesk Revit MEP 2011 | IfcFlowTerminal | 1ZhgLpwJLD8OCzRSS4hgY$ | n/a | n/a | n/a | n/a | n/a | n/a
DuplexReceptacle-766 | danielle.r.love@usace.army.mil | 2011-09-14T17:02:59 | Duplex Receptacle | 2C09 | M_Duplex Receptacle:Standard:Standard:976733 | Autodesk Revit MEP 2011 | IfcFlowTerminal | 1ZhgLpwJLD8OCzRSS4hgZ$ | n/a | n/a | n/a | n/a | n/a | n/a
DuplexReceptacle-767 | danielle.r.love@usace.army.mil | 2011-09-14T17:02:59 | Duplex Receptacle | 2C09 | M_Duplex Receptacle:Standard:Standard:976776 | Autodesk Revit MEP 2011 | IfcFlowTerminal | 1ZhgLpwJLD8OCzRSS4hgWg | n/a | n/a | n/a | n/a | n/a | n/a
DuplexReceptacle-768 | danielle.r.love@usace.army.mil | 2011-09-14T17:02:59 | Duplex Receptacle | 2C09 | M_Duplex Receptacle:Standard:Standard:976830 | Autodesk Revit MEP 2011 | IfcFlowTerminal | 1ZhgLpwJLD8OCzRSS4hgWS | n/a | n/a | n/a | n/a | n/a | n/a
DuplexReceptacle-769 | danielle.r.love@usace.army.mil | 2011-09-14T17:02:59 | Duplex Receptacle | 2C09 | M_Duplex Receptacle:Standard:Standard:976955 | Autodesk Revit MEP 2011 | IfcFlowTerminal | 1ZhgLpwJLD8OCzRSS4hgUP | n/a | n/a | n/a | n/a | n/a | n/a
DuplexReceptacle-770 | danielle.r.love@usace.army.mil | 2011-09-14T17:02:59 | Duplex Receptacle | 2C09 | M_Duplex Receptacle:Standard:Standard:976998 | Autodesk Revit MEP 2011 | IfcFlowTerminal | 1ZhgLpwJLD8OCzRSS4hgV4 | n/a | n/a | n/a | n/a | n/a | n/a
DuplexReceptacle-771 | danielle.r.love@usace.army.mil | 2011-09-14T17:02:59 | Duplex Receptacle | 2C09 | M_Duplex Receptacle:Standard:Standard:977061 | Autodesk Revit MEP 2011 | IfcFlowTerminal | 1ZhgLpwJLD8OCzRSS4hgS7 | n/a | n/a | n/a | n/a | n/a | n/a
DuplexReceptacle-772 | danielle.r.love@usace.army.mil | 2011-09-14T17:02:59 | Duplex Receptacle | 2C09 | M_Duplex Receptacle:Standard:Standard:977104 | Autodesk Revit MEP 2011 | IfcFlowTerminal | 1ZhgLpwJLD8OCzRSS4hgTo | n/a | n/a | n/a | n/a | n/a | n/a
DuplexReceptacle-773 | danielle.r.love@usace.army.mil | 2011-09-14T17:02:59 | Duplex Receptacle | 2C10 | M_Duplex Receptacle:Standard:Standard:982476 | Autodesk Revit MEP 2011 | IfcFlowTerminal | 1ZhgLpwJLD8OCzRSS4hh9k | n/a | n/a | n/a | n/a | n/a | n/a
DuplexReceptacle-774 | danielle.r.love@usace.army.mil | 2011-09-14T17:02:59 | Duplex Receptacle | 2C10 | M_Duplex Receptacle:Standard:Standard:982591 | Autodesk Revit MEP 2011 | IfcFlowTerminal | 1ZhgLpwJLD8OCzRSS4hh6T | n/a | n/a | n/a | n/a | n/a | n/a
DuplexReceptacle-775 | danielle.r.love@usace.army.mil | 2011-09-14T17:02:59 | Duplex Receptacle | 2C10 | M_Duplex Receptacle:Standard:Standard:982853 | Autodesk Revit MEP 2011 | IfcFlowTerminal | 1ZhgLpwJLD8OCzRSS4hh3d | n/a | n/a | n/a | n/a | n/a | n/a
DuplexReceptacle-776 | danielle.r.love@usace.army.mil | 2011-09-14T17:02:59 | Duplex Receptacle | 2C10 | M_Duplex Receptacle:Standard:Standard:983891 | Autodesk Revit MEP 2011 | IfcFlowTerminal | 1ZhgLpwJLD8OCzRSS4hqpn | n/a | n/a | n/a | n/a | n/a | n/a
DuplexReceptacle-777 | danielle.r.love@usace.army.mil | 2011-09-14T17:02:59 | Duplex Receptacle | 2C11 | M_Duplex Receptacle:Standard:Standard:977267 | Autodesk Revit MEP 2011 | IfcFlowTerminal | 1ZhgLpwJLD8OCzRSS4hgRH | n/a | n/a | n/a | n/a | n/a | n/a
DuplexReceptacle-778 | danielle.r.love@usace.army.mil | 2011-09-14T17:02:59 | Duplex Receptacle | 2C12 | M_Duplex Receptacle:Standard:Standard:983014 | Autodesk Revit MEP 2011 | IfcFlowTerminal | 1ZhgLpwJLD8OCzRSS4hh14 | n/a | n/a | n/a | n/a | n/a | n/a
DuplexReceptacle-779 | danielle.r.love@usace.army.mil | 2011-09-14T17:02:59 | Duplex Receptacle | 2C12 | M_Duplex Receptacle:Standard:Standard:983550 | Autodesk Revit MEP 2011 | IfcFlowTerminal | 1ZhgLpwJLD8OCzRSS4hqvS | n/a | n/a | n/a | n/a | n/a | n/a
DuplexReceptacle-780 | danielle.r.love@usace.army.mil | 2011-09-14T17:02:59 | Duplex Receptacle | 2C12 | M_Duplex Receptacle:Standard:Standard:983707 | Autodesk Revit MEP 2011 | IfcFlowTerminal | 1ZhgLpwJLD8OCzRSS4hqqv | n/a | n/a | n/a | n/a | n/a | n/a
DuplexReceptacle-781 | danielle.r.love@usace.army.mil | 2011-09-14T17:02:59 | Duplex Receptacle | 2C12 | M_Duplex Receptacle:Standard:Standard:983750 | Autodesk Revit MEP 2011 | IfcFlowTerminal | 1ZhgLpwJLD8OCzRSS4hqra | n/a | n/a | n/a | n/a | n/a | n/a
DuplexReceptacle-782 | danielle.r.love@usace.army.mil | 2011-09-14T17:02:59 | Duplex Receptacle | 2C12 | M_Duplex Receptacle:Standard:Standard:983805 | Autodesk Revit MEP 2011 | IfcFlowTerminal | 1ZhgLpwJLD8OCzRSS4hqrV | n/a | n/a | n/a | n/a | n/a | n/a
DuplexReceptacle-783 | danielle.r.love@usace.army.mil | 2011-09-14T17:02:59 | Duplex Receptacle | 2C13 | M_Duplex Receptacle:Standard:Standard:977618 | Autodesk Revit MEP 2011 | IfcFlowTerminal | 1ZhgLpwJLD8OCzRSS4hgLm | n/a | n/a | n/a | n/a | n/a | n/a
DuplexReceptacle-784 | danielle.r.love@usace.army.mil | 2011-09-14T17:02:59 | Duplex Receptacle | 2C14 | M_Duplex Receptacle:Standard:Standard:977660 | Autodesk Revit MEP 2011 | IfcFlowTerminal | 1ZhgLpwJLD8OCzRSS4hgLU | n/a | n/a | n/a | n/a | n/a | n/a
DuplexReceptacle-785 | danielle.r.love@usace.army.mil | 2011-09-14T17:02:59 | Duplex Receptacle | 2C14 | M_Duplex Receptacle:Standard:Standard:977697 | Autodesk Revit MEP 2011 | IfcFlowTerminal | 1ZhgLpwJLD8OCzRSS4hgI3 | n/a | n/a | n/a | n/a | n/a | n/a
DuplexReceptacle-786 | danielle.r.love@usace.army.mil | 2011-09-14T17:02:59 | Duplex Receptacle | 2C14 | M_Duplex Receptacle:Standard:Standard:977721 | Autodesk Revit MEP 2011 | IfcFlowTerminal | 1ZhgLpwJLD8OCzRSS4hgIR | n/a | n/a | n/a | n/a | n/a | n/a
DuplexReceptacle-787 | danielle.r.love@usace.army.mil | 2011-09-14T17:02:59 | Duplex Receptacle | 2C14 | M_Duplex Receptacle:Standard:Standard:977764 | Autodesk Revit MEP 2011 | IfcFlowTerminal | 1ZhgLpwJLD8OCzRSS4hgJ6 | n/a | n/a | n/a | n/a | n/a | n/a
DuplexReceptacle-788 | danielle.r.love@usace.army.mil | 2011-09-14T17:02:59 | Duplex Receptacle | 2C14 | M_Duplex Receptacle:Standard:Standard:977939 | Autodesk Revit MEP 2011 | IfcFlowTerminal | 1ZhgLpwJLD8OCzRSS4hgEn | n/a | n/a | n/a | n/a | n/a | n/a
DuplexReceptacle-789 | danielle.r.love@usace.army.mil | 2011-09-14T17:02:59 | Duplex Receptacle | 2C14 | M_Duplex Receptacle:Standard:Standard:978023 | Autodesk Revit MEP 2011 | IfcFlowTerminal | 1ZhgLpwJLD8OCzRSS4hgF5 | n/a | n/a | n/a | n/a | n/a | n/a
DuplexReceptacle-790 | danielle.r.love@usace.army.mil | 2011-09-14T17:02:59 | Duplex Receptacle | 2C14 | M_Duplex Receptacle:Standard:Standard:978116 | Autodesk Revit MEP 2011 | IfcFlowTerminal | 1ZhgLpwJLD8OCzRSS4hgDc | n/a | n/a | n/a | n/a | n/a | n/a
DuplexReceptacle-791 | danielle.r.love@usace.army.mil | 2011-09-14T17:02:59 | Duplex Receptacle | 2C14 | M_Duplex Receptacle:Standard:Standard:978159 | Autodesk Revit MEP 2011 | IfcFlowTerminal | 1ZhgLpwJLD8OCzRSS4hgDD | n/a | n/a | n/a | n/a | n/a | n/a
DuplexReceptacle-792 | danielle.r.love@usace.army.mil | 2011-09-14T17:02:59 | Duplex Receptacle | 2C15 | M_Duplex Receptacle:Standard:Standard:989814 | Autodesk Revit MEP 2011 | IfcFlowTerminal | 0seIT8cbTC2QuZuITGI0Co | n/a | n/a | n/a | n/a | n/a | n/a
DuplexReceptacle-793 | danielle.r.love@usace.army.mil | 2011-09-14T17:02:59 | Duplex Receptacle | 2C16 | M_Duplex Receptacle:Standard:Standard:978292 | Autodesk Revit MEP 2011 | IfcFlowTerminal | 1ZhgLpwJLD8OCzRSS4hgBM | n/a | n/a | n/a | n/a | n/a | n/a
DuplexReceptacle-794 | danielle.r.love@usace.army.mil | 2011-09-14T17:02:59 | Duplex Receptacle | 2C16 | M_Duplex Receptacle:Standard:Standard:978335 | Autodesk Revit MEP 2011 | IfcFlowTerminal | 1ZhgLpwJLD8OCzRSS4hg8z | n/a | n/a | n/a | n/a | n/a | n/a
DuplexReceptacle-795 | danielle.r.love@usace.army.mil | 2011-09-14T17:02:59 | Duplex Receptacle | 2C16 | M_Duplex Receptacle:Standard:Standard:978378 | Autodesk Revit MEP 2011 | IfcFlowTerminal | 1ZhgLpwJLD8OCzRSS4hg9e | n/a | n/a | n/a | n/a | n/a | n/a
DuplexReceptacle-796 | danielle.r.love@usace.army.mil | 2011-09-14T17:02:59 | Duplex Receptacle | 2C16 | M_Duplex Receptacle:Standard:Standard:978421 | Autodesk Revit MEP 2011 | IfcFlowTerminal | 1ZhgLpwJLD8OCzRSS4hg9N | n/a | n/a | n/a | n/a | n/a | n/a
DuplexReceptacle-797 | danielle.r.love@usace.army.mil | 2011-09-14T17:02:59 | Duplex Receptacle | 2C16 | M_Duplex Receptacle:Standard:Standard:978607 | Autodesk Revit MEP 2011 | IfcFlowTerminal | 1ZhgLpwJLD8OCzRSS4hg4D | n/a | n/a | n/a | n/a | n/a | n/a
DuplexReceptacle-798 | danielle.r.love@usace.army.mil | 2011-09-14T17:02:59 | Duplex Receptacle | 2C17 | M_Duplex Receptacle:Standard:Standard:978672 | Autodesk Revit MEP 2011 | IfcFlowTerminal | 1ZhgLpwJLD8OCzRSS4hg5I | n/a | n/a | n/a | n/a | n/a | n/a
DuplexReceptacle-799 | danielle.r.love@usace.army.mil | 2011-09-14T17:02:59 | Duplex Receptacle | 2C17 | M_Duplex Receptacle:Standard:Standard:978791 | Autodesk Revit MEP 2011 | IfcFlowTerminal | 1ZhgLpwJLD8OCzRSS4hg35 | n/a | n/a | n/a | n/a | n/a | n/a
DuplexReceptacle-800 | danielle.r.love@usace.army.mil | 2011-09-14T17:02:59 | Duplex Receptacle | 2C17 | M_Duplex Receptacle:Standard:Standard:978855 | Autodesk Revit MEP 2011 | IfcFlowTerminal | 1ZhgLpwJLD8OCzRSS4hg05 | n/a | n/a | n/a | n/a | n/a | n/a
DuplexReceptacle-801 | danielle.r.love@usace.army.mil | 2011-09-14T17:02:59 | Duplex Receptacle | 2C17 | M_Duplex Receptacle:Standard:Standard:978898 | Autodesk Revit MEP 2011 | IfcFlowTerminal | 1ZhgLpwJLD8OCzRSS4hg1m | n/a | n/a | n/a | n/a | n/a | n/a
DuplexReceptacle-802 | danielle.r.love@usace.army.mil | 2011-09-14T17:02:59 | Duplex Receptacle | 2C17 | M_Duplex Receptacle:Standard:Standard:979092 | Autodesk Revit MEP 2011 | IfcFlowTerminal | 1ZhgLpwJLD8OCzRSS4hhys | n/a | n/a | n/a | n/a | n/a | n/a
DuplexReceptacle-803 | danielle.r.love@usace.army.mil | 2011-09-14T17:02:59 | Duplex Receptacle | 2C17 | M_Duplex Receptacle:Standard:Standard:979229 | Autodesk Revit MEP 2011 | IfcFlowTerminal | 1ZhgLpwJLD8OCzRSS4hhw$ | n/a | n/a | n/a | n/a | n/a | n/a
DuplexReceptacle-804 | danielle.r.love@usace.army.mil | 2011-09-14T17:02:59 | Duplex Receptacle | 2C17 | M_Duplex Receptacle:Standard:Standard:979346 | Autodesk Revit MEP 2011 | IfcFlowTerminal | 1ZhgLpwJLD8OCzRSS4hhum | n/a | n/a | n/a | n/a | n/a | n/a
DuplexReceptacle-805 | danielle.r.love@usace.army.mil | 2011-09-14T17:02:59 | Duplex Receptacle | 2C17 | M_Duplex Receptacle:Standard:Standard:979389 | Autodesk Revit MEP 2011 | IfcFlowTerminal | 1ZhgLpwJLD8OCzRSS4hhuV | n/a | n/a | n/a | n/a | n/a | n/a
DuplexReceptacle-806 | danielle.r.love@usace.army.mil | 2011-09-14T17:02:59 | Duplex Receptacle | 2C17 | M_Duplex Receptacle:Standard:Standard:979665 | Autodesk Revit MEP 2011 | IfcFlowTerminal | 1ZhgLpwJLD8OCzRSS4hhrp | n/a | n/a | n/a | n/a | n/a | n/a
DuplexReceptacle-807 | danielle.r.love@usace.army.mil | 2011-09-14T17:02:59 | Duplex Receptacle | 2C17 | M_Duplex Receptacle:Standard:Standard:979739 | Autodesk Revit MEP 2011 | IfcFlowTerminal | 1ZhgLpwJLD8OCzRSS4hhov | n/a | n/a | n/a | n/a | n/a | n/a
DuplexReceptacle-808 | danielle.r.love@usace.army.mil | 2011-09-14T17:02:59 | Duplex Receptacle | 2C17 | M_Duplex Receptacle:Standard:Standard:979782 | Autodesk Revit MEP 2011 | IfcFlowTerminal | 1ZhgLpwJLD8OCzRSS4hhpa | n/a | n/a | n/a | n/a | n/a | n/a
DuplexReceptacle-809 | danielle.r.love@usace.army.mil | 2011-09-14T17:02:59 | Duplex Receptacle | 2C17 | M_Duplex Receptacle:Standard:Standard:979867 | Autodesk Revit MEP 2011 | IfcFlowTerminal | 1ZhgLpwJLD8OCzRSS4hhmv | n/a | n/a | n/a | n/a | n/a | n/a
DuplexReceptacle-810 | danielle.r.love@usace.army.mil | 2011-09-14T17:02:59 | Duplex Receptacle | 2C17 | M_Duplex Receptacle:Standard:Standard:980076 | Autodesk Revit MEP 2011 | IfcFlowTerminal | 1ZhgLpwJLD8OCzRSS4hhlE | n/a | n/a | n/a | n/a | n/a | n/a
DuplexReceptacle-811 | danielle.r.love@usace.army.mil | 2011-09-14T17:02:59 | Duplex Receptacle | 2C17 | M_Duplex Receptacle:Standard:Standard:980242 | Autodesk Revit MEP 2011 | IfcFlowTerminal | 1ZhgLpwJLD8OCzRSS4hhgm | n/a | n/a | n/a | n/a | n/a | n/a
DuplexReceptacle-812 | danielle.r.love@usace.army.mil | 2011-09-14T17:02:59 | Duplex Receptacle | 2C17 | M_Duplex Receptacle:Standard:Standard:980326 | Autodesk Revit MEP 2011 | IfcFlowTerminal | 1ZhgLpwJLD8OCzRSS4hhh4 | n/a | n/a | n/a | n/a | n/a | n/a
DuplexReceptacle-813 | danielle.r.love@usace.army.mil | 2011-09-14T17:02:59 | Duplex Receptacle | 2C17 | M_Duplex Receptacle:Standard:Standard:980380 | Autodesk Revit MEP 2011 | IfcFlowTerminal | 1ZhgLpwJLD8OCzRSS4hhe_ | n/a | n/a | n/a | n/a | n/a | n/a
DuplexReceptacle-814 | danielle.r.love@usace.army.mil | 2011-09-14T17:02:59 | Duplex Receptacle | 2C17 | M_Duplex Receptacle:Standard:Standard:980434 | Autodesk Revit MEP 2011 | IfcFlowTerminal | 1ZhgLpwJLD8OCzRSS4hhfm | n/a | n/a | n/a | n/a | n/a | n/a
DuplexReceptacle-815 | danielle.r.love@usace.army.mil | 2011-09-14T17:02:59 | Duplex Receptacle | 2C18 | M_Duplex Receptacle:Standard:Standard:981419 | Autodesk Revit MEP 2011 | IfcFlowTerminal | 1ZhgLpwJLD8OCzRSS4hhO9 | n/a | n/a | n/a | n/a | n/a | n/a
DuplexReceptacle-816 | danielle.r.love@usace.army.mil | 2011-09-14T17:02:59 | Duplex Receptacle | 2C19 | M_Duplex Receptacle:Standard:Standard:981750 | Autodesk Revit MEP 2011 | IfcFlowTerminal | 1ZhgLpwJLD8OCzRSS4hhLK | n/a | n/a | n/a | n/a | n/a | n/a
DuplexReceptacle-817 | danielle.r.love@usace.army.mil | 2011-09-14T17:02:59 | Duplex Receptacle | 2C19 | M_Duplex Receptacle:Standard:Standard:981867 | Autodesk Revit MEP 2011 | IfcFlowTerminal | 1ZhgLpwJLD8OCzRSS4hhJ9 | n/a | n/a | n/a | n/a | n/a | n/a
DuplexReceptacle-818 | danielle.r.love@usace.army.mil | 2011-09-14T17:02:59 | Duplex Receptacle | 2C19 | M_Duplex Receptacle:Standard:Standard:981931 | Autodesk Revit MEP 2011 | IfcFlowTerminal | 1ZhgLpwJLD8OCzRSS4hhG9 | n/a | n/a | n/a | n/a | n/a | n/a
DuplexReceptacle-819 | danielle.r.love@usace.army.mil | 2011-09-14T17:02:59 | Duplex Receptacle | 2C19 | M_Duplex Receptacle:Standard:Standard:982005 | Autodesk Revit MEP 2011 | IfcFlowTerminal | 1ZhgLpwJLD8OCzRSS4hhHN | n/a | n/a | n/a | n/a | n/a | n/a
DuplexReceptacle-820 | danielle.r.love@usace.army.mil | 2011-09-14T17:02:59 | Duplex Receptacle | 2C19 | M_Duplex Receptacle:Standard:Standard:982205 | Autodesk Revit MEP 2011 | IfcFlowTerminal | 1ZhgLpwJLD8OCzRSS4hhCV | n/a | n/a | n/a | n/a | n/a | n/a
DuplexReceptacle-821 | danielle.r.love@usace.army.mil | 2011-09-14T17:02:59 | Duplex Receptacle | 2C19 | M_Duplex Receptacle:Standard:Standard:982349 | Autodesk Revit MEP 2011 | IfcFlowTerminal | 1ZhgLpwJLD8OCzRSS4hhBl | n/a | n/a | n/a | n/a | n/a | n/a
DuplexReceptacle-822 | danielle.r.love@usace.army.mil | 2011-09-14T17:02:59 | Duplex Receptacle | 2C19 | M_Duplex Receptacle:Standard:Standard:982423 | Autodesk Revit MEP 2011 | IfcFlowTerminal | 1ZhgLpwJLD8OCzRSS4hh8r | n/a | n/a | n/a | n/a | n/a | n/a
DuplexReceptacle-823 | danielle.r.love@usace.army.mil | 2011-09-14T17:02:59 | Duplex Receptacle | 2C22 | M_Duplex Receptacle:Standard:Standard:984796 | Autodesk Revit MEP 2011 | IfcFlowTerminal | 1ZhgLpwJLD8OCzRSS4hqb_ | n/a | n/a | n/a | n/a | n/a | n/a
DuplexReceptacle-824 | danielle.r.love@usace.army.mil | 2011-09-14T17:02:59 | Duplex Receptacle | 2C22 | M_Duplex Receptacle:Standard:Standard:985250 | Autodesk Revit MEP 2011 | IfcFlowTerminal | 1ZhgLpwJLD8OCzRSS4hqS0 | n/a | n/a | n/a | n/a | n/a | n/a
DuplexReceptacle-825 | danielle.r.love@usace.army.mil | 2011-09-14T17:02:59 | Duplex Receptacle | 2C22 | M_Duplex Receptacle:Standard:Standard:985333 | Autodesk Revit MEP 2011 | IfcFlowTerminal | 1ZhgLpwJLD8OCzRSS4hqTN | n/a | n/a | n/a | n/a | n/a | n/a
DuplexReceptacle-826 | danielle.r.love@usace.army.mil | 2011-09-14T17:02:59 | Duplex Receptacle | 2C22 | M_Duplex Receptacle:Standard:Standard:985491 | Autodesk Revit MEP 2011 | IfcFlowTerminal | 1ZhgLpwJLD8OCzRSS4hqOn | n/a | n/a | n/a | n/a | n/a | n/a
DuplexReceptacle-827 | danielle.r.love@usace.army.mil | 2011-09-14T17:02:59 | Duplex Receptacle | 2C22 | M_Duplex Receptacle:Standard:Standard:985665 | Autodesk Revit MEP 2011 | IfcFlowTerminal | 1ZhgLpwJLD8OCzRSS4hqNZ | n/a | n/a | n/a | n/a | n/a | n/a
DuplexReceptacle-828 | danielle.r.love@usace.army.mil | 2011-09-14T17:02:59 | Duplex Receptacle | 2C23 | M_Duplex Receptacle:Standard:Standard:987663 | Autodesk Revit MEP 2011 | IfcFlowTerminal | 1ZhgLpwJLD8OCzRSS4hrsj | n/a | n/a | n/a | n/a | n/a | n/a
DuplexReceptacle-829 | danielle.r.love@usace.army.mil | 2011-09-14T17:02:59 | Duplex Receptacle | 2CC1 | M_Duplex Receptacle:Standard:Standard:981334 | Autodesk Revit MEP 2011 | IfcFlowTerminal | 1ZhgLpwJLD8OCzRSS4hhRq | n/a | n/a | n/a | n/a | n/a | n/a
DuplexReceptacle-830 | danielle.r.love@usace.army.mil | 2011-09-14T17:02:59 | Duplex Receptacle | 2CC1 | M_Duplex Receptacle:Standard:Standard:984429 | Autodesk Revit MEP 2011 | IfcFlowTerminal | 1ZhgLpwJLD8OCzRSS4hqhF | n/a | n/a | n/a | n/a | n/a | n/a
DuplexReceptacle-831 | danielle.r.love@usace.army.mil | 2011-09-14T17:02:59 | Duplex Receptacle | 2CC2 | M_Duplex Receptacle:Standard:Standard:988882 | Autodesk Revit MEP 2011 | IfcFlowTerminal | 1eZwjLgjDFS8ekjwy2b4_r | n/a | n/a | n/a | n/a | n/a | n/a
DuplexReceptacle-832 | danielle.r.love@usace.army.mil | 2011-09-14T17:02:59 | Duplex Receptacle | 2CC3 | M_Duplex Receptacle:Standard:Standard:984323 | Autodesk Revit MEP 2011 | IfcFlowTerminal | 1ZhgLpwJLD8OCzRSS4hqgX | n/a | n/a | n/a | n/a | n/a | n/a
DuplexReceptacle-833 | danielle.r.love@usace.army.mil | 2011-09-14T17:02:59 | Duplex Receptacle | 2CC3 | M_Duplex Receptacle:Standard:Standard:988850 | Autodesk Revit MEP 2011 | IfcFlowTerminal | 1eZwjLgjDFS8ekjwy2b4$L | n/a | n/a | n/a | n/a | n/a | n/a
DuplexReceptacle-834 | danielle.r.love@usace.army.mil | 2011-09-14T17:02:59 | Duplex Receptacle | 2CC4 | M_Duplex Receptacle:Standard:Standard:977304 | Autodesk Revit MEP 2011 | IfcFlowTerminal | 1ZhgLpwJLD8OCzRSS4hgOw | n/a | n/a | n/a | n/a | n/a | n/a
DuplexReceptacle-835 | danielle.r.love@usace.army.mil | 2011-09-14T17:02:59 | Duplex Receptacle | 2CC4 | M_Duplex Receptacle:Standard:Standard:977577 | Autodesk Revit MEP 2011 | IfcFlowTerminal | 1ZhgLpwJLD8OCzRSS4hgKB | n/a | n/a | n/a | n/a | n/a | n/a
DuplexReceptacle-836 | danielle.r.love@usace.army.mil | 2011-09-14T17:02:59 | Duplex Receptacle | 2CS3 | M_Duplex Receptacle:Standard:Standard:977385 | Autodesk Revit MEP 2011 | IfcFlowTerminal | 1ZhgLpwJLD8OCzRSS4hgPB | n/a | n/a | n/a | n/a | n/a | n/a
DuplexReceptacle-837 | danielle.r.love@usace.army.mil | 2011-09-14T17:02:59 | Duplex Receptacle | 2D01 | M_Duplex Receptacle:Standard:Standard:953381 | Autodesk Revit MEP 2011 | IfcFlowTerminal | 3e_9ViPQjBmuUesehp3VnC | n/a | n/a | n/a | n/a | n/a | n/a
DuplexReceptacle-838 | danielle.r.love@usace.army.mil | 2011-09-14T17:02:59 | Duplex Receptacle | 2D01 | M_Duplex Receptacle:Standard:Standard:953627 | Autodesk Revit MEP 2011 | IfcFlowTerminal | 3e_9ViPQjBmuUesehp3Vro | n/a | n/a | n/a | n/a | n/a | n/a
DuplexReceptacle-839 | danielle.r.love@usace.army.mil | 2011-09-14T17:02:59 | Duplex Receptacle | 2D01 | M_Duplex Receptacle:Standard:Standard:953710 | Autodesk Revit MEP 2011 | IfcFlowTerminal | 3e_9ViPQjBmuUesehp3Vq7 | n/a | n/a | n/a | n/a | n/a | n/a
DuplexReceptacle-840 | danielle.r.love@usace.army.mil | 2011-09-14T17:02:59 | Duplex Receptacle | 2D01 | M_Duplex Receptacle:Standard:Standard:953846 | Autodesk Revit MEP 2011 | IfcFlowTerminal | 3e_9ViPQjBmuUesehp3VsV | n/a | n/a | n/a | n/a | n/a | n/a
DuplexReceptacle-841 | danielle.r.love@usace.army.mil | 2011-09-14T17:02:59 | Duplex Receptacle | 2D02 | M_Duplex Receptacle:Standard:Standard:953911 | Autodesk Revit MEP 2011 | IfcFlowTerminal | 3e_9ViPQjBmuUesehp3VvU | n/a | n/a | n/a | n/a | n/a | n/a
DuplexReceptacle-842 | danielle.r.love@usace.army.mil | 2011-09-14T17:02:59 | Duplex Receptacle | 2D02 | M_Duplex Receptacle:Standard:Standard:953995 | Autodesk Revit MEP 2011 | IfcFlowTerminal | 3e_9ViPQjBmuUesehp3VxY | n/a | n/a | n/a | n/a | n/a | n/a
DuplexReceptacle-843 | danielle.r.love@usace.army.mil | 2011-09-14T17:02:59 | Duplex Receptacle | 2D02 | M_Duplex Receptacle:Standard:Standard:954079 | Autodesk Revit MEP 2011 | IfcFlowTerminal | 3e_9ViPQjBmuUesehp3Vws | n/a | n/a | n/a | n/a | n/a | n/a
DuplexReceptacle-844 | danielle.r.love@usace.army.mil | 2011-09-14T17:02:59 | Duplex Receptacle | 2D03 | M_Duplex Receptacle:Standard:Standard:954153 | Autodesk Revit MEP 2011 | IfcFlowTerminal | 3e_9ViPQjBmuUesehp3Vz0 | n/a | n/a | n/a | n/a | n/a | n/a
DuplexReceptacle-845 | danielle.r.love@usace.army.mil | 2011-09-14T17:02:59 | Duplex Receptacle | 2D03 | M_Duplex Receptacle:Standard:Standard:954208 | Autodesk Revit MEP 2011 | IfcFlowTerminal | 3e_9ViPQjBmuUesehp3Vy9 | n/a | n/a | n/a | n/a | n/a | n/a
DuplexReceptacle-846 | danielle.r.love@usace.army.mil | 2011-09-14T17:02:59 | Duplex Receptacle | 2D03 | M_Duplex Receptacle:Standard:Standard:954251 | Autodesk Revit MEP 2011 | IfcFlowTerminal | 3e_9ViPQjBmuUesehp3V$Y | n/a | n/a | n/a | n/a | n/a | n/a
DuplexReceptacle-847 | danielle.r.love@usace.army.mil | 2011-09-14T17:02:59 | Duplex Receptacle | 2D03 | M_Duplex Receptacle:Standard:Standard:954399 | Autodesk Revit MEP 2011 | IfcFlowTerminal | 3e_9ViPQjBmuUesehp3U1s | n/a | n/a | n/a | n/a | n/a | n/a
DuplexReceptacle-848 | danielle.r.love@usace.army.mil | 2011-09-14T17:02:59 | Duplex Receptacle | 2D04 | M_Duplex Receptacle:Standard:Standard:954543 | Autodesk Revit MEP 2011 | IfcFlowTerminal | 3e_9ViPQjBmuUesehp3U36 | n/a | n/a | n/a | n/a | n/a | n/a
DuplexReceptacle-849 | danielle.r.love@usace.army.mil | 2011-09-14T17:02:59 | Duplex Receptacle | 2D04 | M_Duplex Receptacle:Standard:Standard:955292 | Autodesk Revit MEP 2011 | IfcFlowTerminal | 3e_9ViPQjBmuUesehp3UFr | n/a | n/a | n/a | n/a | n/a | n/a
DuplexReceptacle-850 | danielle.r.love@usace.army.mil | 2011-09-14T17:02:59 | Duplex Receptacle | 2D04 | M_Duplex Receptacle:Standard:Standard:955335 | Autodesk Revit MEP 2011 | IfcFlowTerminal | 3e_9ViPQjBmuUesehp3UEk | n/a | n/a | n/a | n/a | n/a | n/a
DuplexReceptacle-851 | danielle.r.love@usace.army.mil | 2011-09-14T17:02:59 | Duplex Receptacle | 2D04 | M_Duplex Receptacle:Standard:Standard:955389 | Autodesk Revit MEP 2011 | IfcFlowTerminal | 3e_9ViPQjBmuUesehp3UEK | n/a | n/a | n/a | n/a | n/a | n/a
DuplexReceptacle-852 | danielle.r.love@usace.army.mil | 2011-09-14T17:02:59 | Duplex Receptacle | 2D04 | M_Duplex Receptacle:Standard:Standard:955443 | Autodesk Revit MEP 2011 | IfcFlowTerminal | 3e_9ViPQjBmuUesehp3UHQ | n/a | n/a | n/a | n/a | n/a | n/a
DuplexReceptacle-853 | danielle.r.love@usace.army.mil | 2011-09-14T17:02:59 | Duplex Receptacle | 2D04 | M_Duplex Receptacle:Standard:Standard:955516 | Autodesk Revit MEP 2011 | IfcFlowTerminal | 3e_9ViPQjBmuUesehp3UGL | n/a | n/a | n/a | n/a | n/a | n/a
DuplexReceptacle-854 | danielle.r.love@usace.army.mil | 2011-09-14T17:02:59 | Duplex Receptacle | 2D04 | M_Duplex Receptacle:Standard:Standard:955683 | Autodesk Revit MEP 2011 | IfcFlowTerminal | 3e_9ViPQjBmuUesehp3ULA | n/a | n/a | n/a | n/a | n/a | n/a
DuplexReceptacle-855 | danielle.r.love@usace.army.mil | 2011-09-14T17:02:59 | Duplex Receptacle | 2D04 | M_Duplex Receptacle:Standard:Standard:956019 | Autodesk Revit MEP 2011 | IfcFlowTerminal | 3e_9ViPQjBmuUesehp3UOQ | n/a | n/a | n/a | n/a | n/a | n/a
DuplexReceptacle-856 | danielle.r.love@usace.army.mil | 2011-09-14T17:02:59 | Duplex Receptacle | 2D04A | M_Duplex Receptacle:Standard:Standard:956083 | Autodesk Revit MEP 2011 | IfcFlowTerminal | 3e_9ViPQjBmuUesehp3URQ | n/a | n/a | n/a | n/a | n/a | n/a
DuplexReceptacle-857 | danielle.r.love@usace.army.mil | 2011-09-14T17:02:59 | Duplex Receptacle | 2D04A | M_Duplex Receptacle:Standard:Standard:956147 | Autodesk Revit MEP 2011 | IfcFlowTerminal | 3e_9ViPQjBmuUesehp3UQQ | n/a | n/a | n/a | n/a | n/a | n/a
DuplexReceptacle-858 | danielle.r.love@usace.army.mil | 2011-09-14T17:02:59 | Duplex Receptacle | 2D04A | M_Duplex Receptacle:Standard:Standard:956302 | Autodesk Revit MEP 2011 | IfcFlowTerminal | 3e_9ViPQjBmuUesehp3UVd | n/a | n/a | n/a | n/a | n/a | n/a
DuplexReceptacle-859 | danielle.r.love@usace.army.mil | 2011-09-14T17:02:59 | Duplex Receptacle | 2D04A | M_Duplex Receptacle:Standard:Standard:956365 | Autodesk Revit MEP 2011 | IfcFlowTerminal | 3e_9ViPQjBmuUesehp3UUa | n/a | n/a | n/a | n/a | n/a | n/a
DuplexReceptacle-860 | danielle.r.love@usace.army.mil | 2011-09-14T17:02:59 | Duplex Receptacle | 2D04A | M_Duplex Receptacle:Standard:Standard:956458 | Autodesk Revit MEP 2011 | IfcFlowTerminal | 3e_9ViPQjBmuUesehp3UX3 | n/a | n/a | n/a | n/a | n/a | n/a
DuplexReceptacle-861 | danielle.r.love@usace.army.mil | 2011-09-14T17:02:59 | Duplex Receptacle | 2D04A | M_Duplex Receptacle:Standard:Standard:956521 | Autodesk Revit MEP 2011 | IfcFlowTerminal | 3e_9ViPQjBmuUesehp3UW0 | n/a | n/a | n/a | n/a | n/a | n/a
DuplexReceptacle-862 | danielle.r.love@usace.army.mil | 2011-09-14T17:02:59 | Duplex Receptacle | 2D04A | M_Duplex Receptacle:Standard:Standard:956656 | Autodesk Revit MEP 2011 | IfcFlowTerminal | 3e_9ViPQjBmuUesehp3UYP | n/a | n/a | n/a | n/a | n/a | n/a
DuplexReceptacle-863 | danielle.r.love@usace.army.mil | 2011-09-14T17:02:59 | Duplex Receptacle | 2D04A | M_Duplex Receptacle:Standard:Standard:956769 | Autodesk Revit MEP 2011 | IfcFlowTerminal | 3e_9ViPQjBmuUesehp3Ua8 | n/a | n/a | n/a | n/a | n/a | n/a
DuplexReceptacle-864 | danielle.r.love@usace.army.mil | 2011-09-14T17:02:59 | Duplex Receptacle | 2D04A | M_Duplex Receptacle:Standard:Standard:956862 | Autodesk Revit MEP 2011 | IfcFlowTerminal | 3e_9ViPQjBmuUesehp3UdN | n/a | n/a | n/a | n/a | n/a | n/a
DuplexReceptacle-865 | danielle.r.love@usace.army.mil | 2011-09-14T17:02:59 | Duplex Receptacle | 2D04A | M_Duplex Receptacle:Standard:Standard:956935 | Autodesk Revit MEP 2011 | IfcFlowTerminal | 3e_9ViPQjBmuUesehp3Ufk | n/a | n/a | n/a | n/a | n/a | n/a
DuplexReceptacle-866 | danielle.r.love@usace.army.mil | 2011-09-14T17:02:59 | Duplex Receptacle | 2D04A | M_Duplex Receptacle:Standard:Standard:957501 | Autodesk Revit MEP 2011 | IfcFlowTerminal | 3e_9ViPQjBmuUesehp3UnK | n/a | n/a | n/a | n/a | n/a | n/a
DuplexReceptacle-867 | danielle.r.love@usace.army.mil | 2011-09-14T17:02:59 | Duplex Receptacle | 2D05 | M_Duplex Receptacle:Standard:Standard:965324 | Autodesk Revit MEP 2011 | IfcFlowTerminal | 2Ln8QrpTf9QOKf9KnjEvtG | n/a | n/a | n/a | n/a | n/a | n/a
DuplexReceptacle-868 | danielle.r.love@usace.army.mil | 2011-09-14T17:02:59 | Duplex Receptacle | 2D05 | M_Duplex Receptacle:Standard:Standard:965367 | Autodesk Revit MEP 2011 | IfcFlowTerminal | 2Ln8QrpTf9QOKf9KnjEvth | n/a | n/a | n/a | n/a | n/a | n/a
DuplexReceptacle-869 | danielle.r.love@usace.army.mil | 2011-09-14T17:02:59 | Duplex Receptacle | 2D05 | M_Duplex Receptacle:Standard:Standard:965754 | Autodesk Revit MEP 2011 | IfcFlowTerminal | 2Ln8QrpTf9QOKf9KnjEvjc | n/a | n/a | n/a | n/a | n/a | n/a
DuplexReceptacle-870 | danielle.r.love@usace.army.mil | 2011-09-14T17:02:59 | Duplex Receptacle | 2D05 | M_Duplex Receptacle:Standard:Standard:965877 | Autodesk Revit MEP 2011 | IfcFlowTerminal | 2Ln8QrpTf9QOKf9KnjEvlf | n/a | n/a | n/a | n/a | n/a | n/a
DuplexReceptacle-871 | danielle.r.love@usace.army.mil | 2011-09-14T17:02:59 | Duplex Receptacle | 2D05 | M_Duplex Receptacle:Standard:Standard:965999 | Autodesk Revit MEP 2011 | IfcFlowTerminal | 2Ln8QrpTf9QOKf9KnjEvfp | n/a | n/a | n/a | n/a | n/a | n/a
DuplexReceptacle-872 | danielle.r.love@usace.army.mil | 2011-09-14T17:02:59 | Duplex Receptacle | 2D05 | M_Duplex Receptacle:Standard:Standard:980932 | Autodesk Revit MEP 2011 | IfcFlowTerminal | 1ZhgLpwJLD8OCzRSS4hhXc | n/a | n/a | n/a | n/a | n/a | n/a
DuplexReceptacle-873 | danielle.r.love@usace.army.mil | 2011-09-14T17:02:59 | Duplex Receptacle | 2D05 | M_Duplex Receptacle:Standard:Standard:981238 | Autodesk Revit MEP 2011 | IfcFlowTerminal | 1ZhgLpwJLD8OCzRSS4hhTK | n/a | n/a | n/a | n/a | n/a | n/a
DuplexReceptacle-874 | danielle.r.love@usace.army.mil | 2011-09-14T17:02:59 | Duplex Receptacle | 2D06 | M_Duplex Receptacle:Standard:Standard:962764 | Autodesk Revit MEP 2011 | IfcFlowTerminal | 3e_9ViPQjBmuUesehp3S2b | n/a | n/a | n/a | n/a | n/a | n/a
DuplexReceptacle-875 | danielle.r.love@usace.army.mil | 2011-09-14T17:02:59 | Duplex Receptacle | 2D06 | M_Duplex Receptacle:Standard:Standard:962838 | Autodesk Revit MEP 2011 | IfcFlowTerminal | 3e_9ViPQjBmuUesehp3S5$ | n/a | n/a | n/a | n/a | n/a | n/a
DuplexReceptacle-876 | danielle.r.love@usace.army.mil | 2011-09-14T17:02:59 | Duplex Receptacle | 2D06 | M_Duplex Receptacle:Standard:Standard:962891 | Autodesk Revit MEP 2011 | IfcFlowTerminal | 3e_9ViPQjBmuUesehp3S4Y | n/a | n/a | n/a | n/a | n/a | n/a
DuplexReceptacle-877 | danielle.r.love@usace.army.mil | 2011-09-14T17:02:59 | Duplex Receptacle | 2D06 | M_Duplex Receptacle:Standard:Standard:963035 | Autodesk Revit MEP 2011 | IfcFlowTerminal | 3e_9ViPQjBmuUesehp3S6o | n/a | n/a | n/a | n/a | n/a | n/a
DuplexReceptacle-878 | danielle.r.love@usace.army.mil | 2011-09-14T17:02:59 | Duplex Receptacle | 2D06 | M_Duplex Receptacle:Standard:Standard:963199 | Autodesk Revit MEP 2011 | IfcFlowTerminal | 3e_9ViPQjBmuUesehp3S8M | n/a | n/a | n/a | n/a | n/a | n/a
DuplexReceptacle-879 | danielle.r.love@usace.army.mil | 2011-09-14T17:02:59 | Duplex Receptacle | 2D07 | M_Duplex Receptacle:Standard:Standard:962214 | Autodesk Revit MEP 2011 | IfcFlowTerminal | 3e_9ViPQjBmuUesehp3TxF | n/a | n/a | n/a | n/a | n/a | n/a
DuplexReceptacle-880 | danielle.r.love@usace.army.mil | 2011-09-14T17:02:59 | Duplex Receptacle | 2D07 | M_Duplex Receptacle:Standard:Standard:962257 | Autodesk Revit MEP 2011 | IfcFlowTerminal | 3e_9ViPQjBmuUesehp3Twu | n/a | n/a | n/a | n/a | n/a | n/a
DuplexReceptacle-881 | danielle.r.love@usace.army.mil | 2011-09-14T17:02:59 | Duplex Receptacle | 2D07 | M_Duplex Receptacle:Standard:Standard:962322 | Autodesk Revit MEP 2011 | IfcFlowTerminal | 3e_9ViPQjBmuUesehp3Tzx | n/a | n/a | n/a | n/a | n/a | n/a
DuplexReceptacle-882 | danielle.r.love@usace.army.mil | 2011-09-14T17:02:59 | Duplex Receptacle | 2D07 | M_Duplex Receptacle:Standard:Standard:962438 | Autodesk Revit MEP 2011 | IfcFlowTerminal | 3e_9ViPQjBmuUesehp3T$l | n/a | n/a | n/a | n/a | n/a | n/a
DuplexReceptacle-883 | danielle.r.love@usace.army.mil | 2011-09-14T17:02:59 | Duplex Receptacle | 2D08 | M_Duplex Receptacle:Standard:Standard:962030 | Autodesk Revit MEP 2011 | IfcFlowTerminal | 3e_9ViPQjBmuUesehp3Ts7 | n/a | n/a | n/a | n/a | n/a | n/a
DuplexReceptacle-884 | danielle.r.love@usace.army.mil | 2011-09-14T17:02:59 | Duplex Receptacle | 2D08 | M_Duplex Receptacle:Standard:Standard:962084 | Autodesk Revit MEP 2011 | IfcFlowTerminal | 3e_9ViPQjBmuUesehp3TvD | n/a | n/a | n/a | n/a | n/a | n/a
DuplexReceptacle-885 | danielle.r.love@usace.army.mil | 2011-09-14T17:02:59 | Duplex Receptacle | 2D08 | M_Duplex Receptacle:Standard:Standard:962127 | Autodesk Revit MEP 2011 | IfcFlowTerminal | 3e_9ViPQjBmuUesehp3Tuc | n/a | n/a | n/a | n/a | n/a | n/a
DuplexReceptacle-886 | danielle.r.love@usace.army.mil | 2011-09-14T17:02:59 | Duplex Receptacle | 2D08 | M_Duplex Receptacle:Standard:Standard:962171 | Autodesk Revit MEP 2011 | IfcFlowTerminal | 3e_9ViPQjBmuUesehp3TuI | n/a | n/a | n/a | n/a | n/a | n/a
DuplexReceptacle-887 | danielle.r.love@usace.army.mil | 2011-09-14T17:02:59 | Duplex Receptacle | 2D09 | M_Duplex Receptacle:Standard:Standard:961306 | Autodesk Revit MEP 2011 | IfcFlowTerminal | 3e_9ViPQjBmuUesehp3Tjp | n/a | n/a | n/a | n/a | n/a | n/a
DuplexReceptacle-888 | danielle.r.love@usace.army.mil | 2011-09-14T17:02:59 | Duplex Receptacle | 2D09 | M_Duplex Receptacle:Standard:Standard:961808 | Autodesk Revit MEP 2011 | IfcFlowTerminal | 3e_9ViPQjBmuUesehp3Trv | n/a | n/a | n/a | n/a | n/a | n/a
DuplexReceptacle-889 | danielle.r.love@usace.army.mil | 2011-09-14T17:02:59 | Duplex Receptacle | 2D09 | M_Duplex Receptacle:Standard:Standard:961892 | Autodesk Revit MEP 2011 | IfcFlowTerminal | 3e_9ViPQjBmuUesehp3TqD | n/a | n/a | n/a | n/a | n/a | n/a
DuplexReceptacle-890 | danielle.r.love@usace.army.mil | 2011-09-14T17:02:59 | Duplex Receptacle | 2D09 | M_Duplex Receptacle:Standard:Standard:961956 | Autodesk Revit MEP 2011 | IfcFlowTerminal | 3e_9ViPQjBmuUesehp3TtD | n/a | n/a | n/a | n/a | n/a | n/a
DuplexReceptacle-891 | danielle.r.love@usace.army.mil | 2011-09-14T17:02:59 | Duplex Receptacle | 2D10 | M_Duplex Receptacle:Standard:Standard:961066 | Autodesk Revit MEP 2011 | IfcFlowTerminal | 3e_9ViPQjBmuUesehp3Tf3 | n/a | n/a | n/a | n/a | n/a | n/a
DuplexReceptacle-892 | danielle.r.love@usace.army.mil | 2011-09-14T17:02:59 | Duplex Receptacle | 2D10 | M_Duplex Receptacle:Standard:Standard:961109 | Autodesk Revit MEP 2011 | IfcFlowTerminal | 3e_9ViPQjBmuUesehp3Tey | n/a | n/a | n/a | n/a | n/a | n/a
DuplexReceptacle-893 | danielle.r.love@usace.army.mil | 2011-09-14T17:02:59 | Duplex Receptacle | 2D10 | M_Duplex Receptacle:Standard:Standard:961233 | Autodesk Revit MEP 2011 | IfcFlowTerminal | 3e_9ViPQjBmuUesehp3Tgu | n/a | n/a | n/a | n/a | n/a | n/a
DuplexReceptacle-894 | danielle.r.love@usace.army.mil | 2011-09-14T17:02:59 | Duplex Receptacle | 2D10 | M_Duplex Receptacle:Standard:Standard:961262 | Autodesk Revit MEP 2011 | IfcFlowTerminal | 3e_9ViPQjBmuUesehp3Tg7 | n/a | n/a | n/a | n/a | n/a | n/a
DuplexReceptacle-895 | danielle.r.love@usace.army.mil | 2011-09-14T17:02:59 | Duplex Receptacle | 2D11 | M_Duplex Receptacle:Standard:Standard:960502 | Autodesk Revit MEP 2011 | IfcFlowTerminal | 3e_9ViPQjBmuUesehp3TUV | n/a | n/a | n/a | n/a | n/a | n/a
DuplexReceptacle-896 | danielle.r.love@usace.army.mil | 2011-09-14T17:02:59 | Duplex Receptacle | 2D11 | M_Duplex Receptacle:Standard:Standard:960532 | Autodesk Revit MEP 2011 | IfcFlowTerminal | 3e_9ViPQjBmuUesehp3TXz | n/a | n/a | n/a | n/a | n/a | n/a
DuplexReceptacle-897 | danielle.r.love@usace.army.mil | 2011-09-14T17:02:59 | Duplex Receptacle | 2D11 | M_Duplex Receptacle:Standard:Standard:960795 | Autodesk Revit MEP 2011 | IfcFlowTerminal | 3e_9ViPQjBmuUesehp3Tbo | n/a | n/a | n/a | n/a | n/a | n/a
DuplexReceptacle-898 | danielle.r.love@usace.army.mil | 2011-09-14T17:02:59 | Duplex Receptacle | 2D11 | M_Duplex Receptacle:Standard:Standard:960949 | Autodesk Revit MEP 2011 | IfcFlowTerminal | 3e_9ViPQjBmuUesehp3TdS | n/a | n/a | n/a | n/a | n/a | n/a
DuplexReceptacle-899 | danielle.r.love@usace.army.mil | 2011-09-14T17:02:59 | Duplex Receptacle | 2D11 | M_Duplex Receptacle:Standard:Standard:961003 | Autodesk Revit MEP 2011 | IfcFlowTerminal | 3e_9ViPQjBmuUesehp3Tc2 | n/a | n/a | n/a | n/a | n/a | n/a
DuplexReceptacle-900 | danielle.r.love@usace.army.mil | 2011-09-14T17:02:59 | Duplex Receptacle | 2D12 | M_Duplex Receptacle:Standard:Standard:960302 | Autodesk Revit MEP 2011 | IfcFlowTerminal | 3e_9ViPQjBmuUesehp3TT7 | n/a | n/a | n/a | n/a | n/a | n/a
DuplexReceptacle-901 | danielle.r.love@usace.army.mil | 2011-09-14T17:02:59 | Duplex Receptacle | 2D13 | M_Duplex Receptacle:Standard:Standard:959941 | Autodesk Revit MEP 2011 | IfcFlowTerminal | 3e_9ViPQjBmuUesehp3TMi | n/a | n/a | n/a | n/a | n/a | n/a
DuplexReceptacle-902 | danielle.r.love@usace.army.mil | 2011-09-14T17:02:59 | Duplex Receptacle | 2D14 | M_Duplex Receptacle:Standard:Standard:959168 | Autodesk Revit MEP 2011 | IfcFlowTerminal | 3e_9ViPQjBmuUesehp3TAf | n/a | n/a | n/a | n/a | n/a | n/a
DuplexReceptacle-903 | danielle.r.love@usace.army.mil | 2011-09-14T17:02:59 | Duplex Receptacle | 2D14 | M_Duplex Receptacle:Standard:Standard:959295 | Autodesk Revit MEP 2011 | IfcFlowTerminal | 3e_9ViPQjBmuUesehp3TDM | n/a | n/a | n/a | n/a | n/a | n/a
DuplexReceptacle-904 | danielle.r.love@usace.army.mil | 2011-09-14T17:02:59 | Duplex Receptacle | 2D14 | M_Duplex Receptacle:Standard:Standard:959358 | Autodesk Revit MEP 2011 | IfcFlowTerminal | 3e_9ViPQjBmuUesehp3TCN | n/a | n/a | n/a | n/a | n/a | n/a
DuplexReceptacle-905 | danielle.r.love@usace.army.mil | 2011-09-14T17:02:59 | Duplex Receptacle | 2D14 | M_Duplex Receptacle:Standard:Standard:959531 | Autodesk Revit MEP 2011 | IfcFlowTerminal | 3e_9ViPQjBmuUesehp3TH2 | n/a | n/a | n/a | n/a | n/a | n/a
DuplexReceptacle-906 | danielle.r.love@usace.army.mil | 2011-09-14T17:02:59 | Duplex Receptacle | 2D15 | M_Duplex Receptacle:Standard:Standard:958733 | Autodesk Revit MEP 2011 | IfcFlowTerminal | 3e_9ViPQjBmuUesehp3T5a | n/a | n/a | n/a | n/a | n/a | n/a
DuplexReceptacle-907 | danielle.r.love@usace.army.mil | 2011-09-14T17:02:59 | Duplex Receptacle | 2D15 | M_Duplex Receptacle:Standard:Standard:958827 | Autodesk Revit MEP 2011 | IfcFlowTerminal | 3e_9ViPQjBmuUesehp3T42 | n/a | n/a | n/a | n/a | n/a | n/a
DuplexReceptacle-908 | danielle.r.love@usace.army.mil | 2011-09-14T17:02:59 | Duplex Receptacle | 2D15 | M_Duplex Receptacle:Standard:Standard:959112 | Autodesk Revit MEP 2011 | IfcFlowTerminal | 3e_9ViPQjBmuUesehp3TBX | n/a | n/a | n/a | n/a | n/a | n/a
DuplexReceptacle-909 | danielle.r.love@usace.army.mil | 2011-09-14T17:02:59 | Duplex Receptacle | 2D15 | M_Duplex Receptacle:Standard:Standard:959158 | Autodesk Revit MEP 2011 | IfcFlowTerminal | 3e_9ViPQjBmuUesehp3TBV | n/a | n/a | n/a | n/a | n/a | n/a
DuplexReceptacle-910 | danielle.r.love@usace.army.mil | 2011-09-14T17:02:59 | Duplex Receptacle | 2D16 | M_Duplex Receptacle:Standard:Standard:959586 | Autodesk Revit MEP 2011 | IfcFlowTerminal | 3e_9ViPQjBmuUesehp3TGB | n/a | n/a | n/a | n/a | n/a | n/a
DuplexReceptacle-911 | danielle.r.love@usace.army.mil | 2011-09-14T17:02:59 | Duplex Receptacle | 2D16 | M_Duplex Receptacle:Standard:Standard:959800 | Autodesk Revit MEP 2011 | IfcFlowTerminal | 3e_9ViPQjBmuUesehp3TLH | n/a | n/a | n/a | n/a | n/a | n/a
DuplexReceptacle-912 | danielle.r.love@usace.army.mil | 2011-09-14T17:02:59 | Duplex Receptacle | 2D16 | M_Duplex Receptacle:Standard:Standard:959843 | Autodesk Revit MEP 2011 | IfcFlowTerminal | 3e_9ViPQjBmuUesehp3TKA | n/a | n/a | n/a | n/a | n/a | n/a
DuplexReceptacle-913 | danielle.r.love@usace.army.mil | 2011-09-14T17:02:59 | Duplex Receptacle | 2D16 | M_Duplex Receptacle:Standard:Standard:959886 | Autodesk Revit MEP 2011 | IfcFlowTerminal | 3e_9ViPQjBmuUesehp3TNd | n/a | n/a | n/a | n/a | n/a | n/a
DuplexReceptacle-914 | danielle.r.love@usace.army.mil | 2011-09-14T17:02:59 | Duplex Receptacle | 2D17 | M_Duplex Receptacle:Standard:Standard:958305 | Autodesk Revit MEP 2011 | IfcFlowTerminal | 3e_9ViPQjBmuUesehp3Uy8 | n/a | n/a | n/a | n/a | n/a | n/a
DuplexReceptacle-915 | danielle.r.love@usace.army.mil | 2011-09-14T17:02:59 | Duplex Receptacle | 2D17 | M_Duplex Receptacle:Standard:Standard:958370 | Autodesk Revit MEP 2011 | IfcFlowTerminal | 3e_9ViPQjBmuUesehp3U$B | n/a | n/a | n/a | n/a | n/a | n/a
DuplexReceptacle-916 | danielle.r.love@usace.army.mil | 2011-09-14T17:02:59 | Duplex Receptacle | 2D17 | M_Duplex Receptacle:Standard:Standard:958689 | Autodesk Revit MEP 2011 | IfcFlowTerminal | 3e_9ViPQjBmuUesehp3T28 | n/a | n/a | n/a | n/a | n/a | n/a
DuplexReceptacle-917 | danielle.r.love@usace.army.mil | 2011-09-14T17:02:59 | Duplex Receptacle | 2D17 | M_Duplex Receptacle:Standard:Standard:958880 | Autodesk Revit MEP 2011 | IfcFlowTerminal | 3e_9ViPQjBmuUesehp3T79 | n/a | n/a | n/a | n/a | n/a | n/a
DuplexReceptacle-918 | danielle.r.love@usace.army.mil | 2011-09-14T17:02:59 | Duplex Receptacle | 2D18 | M_Duplex Receptacle:Standard:Standard:952803 | Autodesk Revit MEP 2011 | IfcFlowTerminal | 3e_9ViPQjBmuUesehp3VcA | n/a | n/a | n/a | n/a | n/a | n/a
DuplexReceptacle-919 | danielle.r.love@usace.army.mil | 2011-09-14T17:02:59 | Duplex Receptacle | 2D18 | M_Duplex Receptacle:Standard:Standard:952835 | Autodesk Revit MEP 2011 | IfcFlowTerminal | 3e_9ViPQjBmuUesehp3Vfg | n/a | n/a | n/a | n/a | n/a | n/a
DuplexReceptacle-920 | danielle.r.love@usace.army.mil | 2011-09-14T17:02:59 | Duplex Receptacle | 2D18 | M_Duplex Receptacle:Standard:Standard:952859 | Autodesk Revit MEP 2011 | IfcFlowTerminal | 3e_9ViPQjBmuUesehp3Vfo | n/a | n/a | n/a | n/a | n/a | n/a
DuplexReceptacle-921 | danielle.r.love@usace.army.mil | 2011-09-14T17:02:59 | Duplex Receptacle | 2D18 | M_Duplex Receptacle:Standard:Standard:957280 | Autodesk Revit MEP 2011 | IfcFlowTerminal | 3e_9ViPQjBmuUesehp3Ui9 | n/a | n/a | n/a | n/a | n/a | n/a
DuplexReceptacle-922 | danielle.r.love@usace.army.mil | 2011-09-14T17:02:59 | Duplex Receptacle | 2D18 | M_Duplex Receptacle:Standard:Standard:957374 | Autodesk Revit MEP 2011 | IfcFlowTerminal | 3e_9ViPQjBmuUesehp3UlN | n/a | n/a | n/a | n/a | n/a | n/a
DuplexReceptacle-923 | danielle.r.love@usace.army.mil | 2011-09-14T17:02:59 | Duplex Receptacle | 2D18 | M_Duplex Receptacle:Standard:Standard:959203 | Autodesk Revit MEP 2011 | IfcFlowTerminal | 3e_9ViPQjBmuUesehp3TAA | n/a | n/a | n/a | n/a | n/a | n/a
DuplexReceptacle-924 | danielle.r.love@usace.army.mil | 2011-09-14T17:02:59 | Duplex Receptacle | 2D18 | M_Duplex Receptacle:Standard:Standard:959242 | Autodesk Revit MEP 2011 | IfcFlowTerminal | 3e_9ViPQjBmuUesehp3TDZ | n/a | n/a | n/a | n/a | n/a | n/a
DuplexReceptacle-925 | danielle.r.love@usace.army.mil | 2011-09-14T17:02:59 | Duplex Receptacle | 2D18 | M_Duplex Receptacle:Standard:Standard:960228 | Autodesk Revit MEP 2011 | IfcFlowTerminal | 3e_9ViPQjBmuUesehp3TQD | n/a | n/a | n/a | n/a | n/a | n/a
DuplexReceptacle-926 | danielle.r.love@usace.army.mil | 2011-09-14T17:02:59 | Duplex Receptacle | 2D18 | M_Duplex Receptacle:Standard:Standard:961480 | Autodesk Revit MEP 2011 | IfcFlowTerminal | 3e_9ViPQjBmuUesehp3TkX | n/a | n/a | n/a | n/a | n/a | n/a
DuplexReceptacle-927 | danielle.r.love@usace.army.mil | 2011-09-14T17:02:59 | Duplex Receptacle | 2D18 | M_Duplex Receptacle:Standard:Standard:963263 | Autodesk Revit MEP 2011 | IfcFlowTerminal | 3e_9ViPQjBmuUesehp3SBM | n/a | n/a | n/a | n/a | n/a | n/a
DuplexReceptacle-928 | danielle.r.love@usace.army.mil | 2011-09-14T17:02:59 | Duplex Receptacle | 2D18 | M_Duplex Receptacle:Standard:Standard:964031 | Autodesk Revit MEP 2011 | IfcFlowTerminal | 3ObHGN0iP2xQh5ReyfKoK5 | n/a | n/a | n/a | n/a | n/a | n/a
DuplexReceptacle-929 | danielle.r.love@usace.army.mil | 2011-09-14T17:02:59 | Duplex Receptacle | 2D19 | M_Duplex Receptacle:Standard:Standard:957576 | Autodesk Revit MEP 2011 | IfcFlowTerminal | 3e_9ViPQjBmuUesehp3UpX | n/a | n/a | n/a | n/a | n/a | n/a
DuplexReceptacle-930 | danielle.r.love@usace.army.mil | 2011-09-14T17:02:59 | Duplex Receptacle | 2D19 | M_Duplex Receptacle:Standard:Standard:957852 | Autodesk Revit MEP 2011 | IfcFlowTerminal | 3e_9ViPQjBmuUesehp3Utr | n/a | n/a | n/a | n/a | n/a | n/a
DuplexReceptacle-931 | danielle.r.love@usace.army.mil | 2011-09-14T17:02:59 | Duplex Receptacle | 2D19 | M_Duplex Receptacle:Standard:Standard:957925 | Autodesk Revit MEP 2011 | IfcFlowTerminal | 3e_9ViPQjBmuUesehp3UsC | n/a | n/a | n/a | n/a | n/a | n/a
DuplexReceptacle-932 | danielle.r.love@usace.army.mil | 2011-09-14T17:02:59 | Duplex Receptacle | 2D19 | M_Duplex Receptacle:Standard:Standard:958230 | Autodesk Revit MEP 2011 | IfcFlowTerminal | 3e_9ViPQjBmuUesehp3Uz$ | n/a | n/a | n/a | n/a | n/a | n/a
DuplexReceptacle-933 | danielle.r.love@usace.army.mil | 2011-09-14T17:02:59 | Duplex Receptacle | 2D20 | M_Duplex Receptacle:Standard:Standard:951881 | Autodesk Revit MEP 2011 | IfcFlowTerminal | 3e_9ViPQjBmuUesehp3VOW | n/a | n/a | n/a | n/a | n/a | n/a
DuplexReceptacle-934 | danielle.r.love@usace.army.mil | 2011-09-14T17:02:59 | Duplex Receptacle | 2D20 | M_Duplex Receptacle:Standard:Standard:951930 | Autodesk Revit MEP 2011 | IfcFlowTerminal | 3e_9ViPQjBmuUesehp3VOJ | n/a | n/a | n/a | n/a | n/a | n/a
DuplexReceptacle-935 | danielle.r.love@usace.army.mil | 2011-09-14T17:02:59 | Duplex Receptacle | 2D20 | M_Duplex Receptacle:Standard:Standard:952474 | Autodesk Revit MEP 2011 | IfcFlowTerminal | 3e_9ViPQjBmuUesehp3VZp | n/a | n/a | n/a | n/a | n/a | n/a
DuplexReceptacle-936 | danielle.r.love@usace.army.mil | 2011-09-14T17:02:59 | Duplex Receptacle | 2D20 | M_Duplex Receptacle:Standard:Standard:952578 | Autodesk Revit MEP 2011 | IfcFlowTerminal | 3e_9ViPQjBmuUesehp3Vbh | n/a | n/a | n/a | n/a | n/a | n/a
DuplexReceptacle-937 | danielle.r.love@usace.army.mil | 2011-09-14T17:02:59 | Duplex Receptacle | 2D20 | M_Duplex Receptacle:Standard:Standard:952622 | Autodesk Revit MEP 2011 | IfcFlowTerminal | 3e_9ViPQjBmuUesehp3Vb7 | n/a | n/a | n/a | n/a | n/a | n/a
DuplexReceptacle-938 | danielle.r.love@usace.army.mil | 2011-09-14T17:02:59 | Duplex Receptacle | 2D21 | M_Duplex Receptacle:Standard:Standard:952661 | Autodesk Revit MEP 2011 | IfcFlowTerminal | 3e_9ViPQjBmuUesehp3Vay | n/a | n/a | n/a | n/a | n/a | n/a
DuplexReceptacle-939 | danielle.r.love@usace.army.mil | 2011-09-14T17:02:59 | Duplex Receptacle | 2D21 | M_Duplex Receptacle:Standard:Standard:952717 | Autodesk Revit MEP 2011 | IfcFlowTerminal | 3e_9ViPQjBmuUesehp3Vda | n/a | n/a | n/a | n/a | n/a | n/a
DuplexReceptacle-940 | danielle.r.love@usace.army.mil | 2011-09-14T17:02:59 | Duplex Receptacle | 2D21 | M_Duplex Receptacle:Standard:Standard:952741 | Autodesk Revit MEP 2011 | IfcFlowTerminal | 3e_9ViPQjBmuUesehp3VdC | n/a | n/a | n/a | n/a | n/a | n/a
DuplexReceptacle-941 | danielle.r.love@usace.army.mil | 2011-09-14T17:02:59 | Duplex Receptacle | 2D21 | M_Duplex Receptacle:Standard:Standard:952772 | Autodesk Revit MEP 2011 | IfcFlowTerminal | 3e_9ViPQjBmuUesehp3Vcj | n/a | n/a | n/a | n/a | n/a | n/a
DuplexReceptacle-942 | danielle.r.love@usace.army.mil | 2011-09-14T17:02:59 | Duplex Receptacle | 2D21 | M_Duplex Receptacle:Standard:Standard:953087 | Autodesk Revit MEP 2011 | IfcFlowTerminal | 3e_9ViPQjBmuUesehp3VgM | n/a | n/a | n/a | n/a | n/a | n/a
DuplexReceptacle-943 | danielle.r.love@usace.army.mil | 2011-09-14T17:02:59 | Duplex Receptacle | 2D21 | M_Duplex Receptacle:Standard:Standard:953203 | Autodesk Revit MEP 2011 | IfcFlowTerminal | 3e_9ViPQjBmuUesehp3ViQ | n/a | n/a | n/a | n/a | n/a | n/a
DuplexReceptacle-944 | danielle.r.love@usace.army.mil | 2011-09-14T17:02:59 | Duplex Receptacle | 2D21 | M_Duplex Receptacle:Standard:Standard:953246 | Autodesk Revit MEP 2011 | IfcFlowTerminal | 3e_9ViPQjBmuUesehp3Vlt | n/a | n/a | n/a | n/a | n/a | n/a
DuplexReceptacle-945 | danielle.r.love@usace.army.mil | 2011-09-14T17:02:59 | Duplex Receptacle | 2D21 | M_Duplex Receptacle:Standard:Standard:953289 | Autodesk Revit MEP 2011 | IfcFlowTerminal | 3e_9ViPQjBmuUesehp3VkW | n/a | n/a | n/a | n/a | n/a | n/a
DuplexReceptacle-946 | danielle.r.love@usace.army.mil | 2011-09-14T17:02:59 | Duplex Receptacle | 2D21 | M_Duplex Receptacle:Standard:Standard:964679 | Autodesk Revit MEP 2011 | IfcFlowTerminal | 2SM_Mk7qn6ePDRCd$gW4Sx | n/a | n/a | n/a | n/a | n/a | n/a
DuplexReceptacle-947 | danielle.r.love@usace.army.mil | 2011-09-14T17:02:59 | Duplex Receptacle | 2DC1 | M_Duplex Receptacle:Standard:Standard:953583 | Autodesk Revit MEP 2011 | IfcFlowTerminal | 3e_9ViPQjBmuUesehp3Vo6 | n/a | n/a | n/a | n/a | n/a | n/a
DuplexReceptacle-948 | danielle.r.love@usace.army.mil | 2011-09-14T17:02:59 | Duplex Receptacle | 2DC1 | M_Duplex Receptacle:Standard:Standard:957101 | Autodesk Revit MEP 2011 | IfcFlowTerminal | 3e_9ViPQjBmuUesehp3Uh4 | n/a | n/a | n/a | n/a | n/a | n/a
DuplexReceptacle-949 | danielle.r.love@usace.army.mil | 2011-09-14T17:02:59 | Duplex Receptacle | 2DC2 | M_Duplex Receptacle:Standard:Standard:957417 | Autodesk Revit MEP 2011 | IfcFlowTerminal | 3e_9ViPQjBmuUesehp3Uk0 | n/a | n/a | n/a | n/a | n/a | n/a
DuplexReceptacle-950 | danielle.r.love@usace.army.mil | 2011-09-14T17:02:59 | Duplex Receptacle | 2DC2 | M_Duplex Receptacle:Standard:Standard:965276 | Autodesk Revit MEP 2011 | IfcFlowTerminal | 2Ln8QrpTf9QOKf9KnjEvs0 | n/a | n/a | n/a | n/a | n/a | n/a
DuplexReceptacle-951 | danielle.r.love@usace.army.mil | 2011-09-14T17:02:59 | Duplex Receptacle | 2R02 | M_Duplex Receptacle:Standard:Standard:965919 | Autodesk Revit MEP 2011 | IfcFlowTerminal | 2Ln8QrpTf9QOKf9KnjEve3 | n/a | n/a | n/a | n/a | n/a | n/a
DuplexReceptacle-952 | danielle.r.love@usace.army.mil | 2011-09-14T17:02:59 | Duplex Receptacle | 1C12 | M_Duplex Receptacle:Standard:Standard:865693 | Autodesk Revit MEP 2011 | IfcFlowTerminal | 0Oe4W3Rwf1Dht7uPdCMJUg | n/a | n/a | n/a | n/a | n/a | n/a
DuplexReceptacle-953 | danielle.r.love@usace.army.mil | 2011-09-14T17:02:59 | Duplex Receptacle | 1AC3 | M_Duplex Receptacle:Standard:Standard:875039 | Autodesk Revit MEP 2011 | IfcFlowTerminal | 0Oe4W3Rwf1Dht7uPdCMLWe | n/a | n/a | n/a | n/a | n/a | n/a
DuplexReceptacle-954 | danielle.r.love@usace.army.mil | 2011-09-14T17:02:59 | Duplex Receptacle | 1AC1 | M_Duplex Receptacle:Standard:Standard:883272 | Autodesk Revit MEP 2011 | IfcFlowTerminal | 0Oe4W3Rwf1Dht7uPdCMNX$ | n/a | n/a | n/a | n/a | n/a | n/a
DuplexReceptacle-955 | danielle.r.love@usace.army.mil | 2011-09-14T17:02:59 | Duplex Receptacle | 1AC1 | M_Duplex Receptacle:Standard:Standard:883499 | Autodesk Revit MEP 2011 | IfcFlowTerminal | 0Oe4W3Rwf1Dht7uPdCMNaS | n/a | n/a | n/a | n/a | n/a | n/a
DuplexReceptacle-956 | danielle.r.love@usace.army.mil | 2011-09-14T17:02:59 | Duplex Receptacle | 1BC4 | M_Duplex Receptacle:Standard:Standard:889966 | Autodesk Revit MEP 2011 | IfcFlowTerminal | 0Oe4W3Rwf1Dht7uPdCMPPP | n/a | n/a | n/a | n/a | n/a | n/a
DuplexReceptacle-957 | danielle.r.love@usace.army.mil | 2011-09-14T17:02:59 | Duplex Receptacle | 1EC1 | M_Duplex Receptacle:Standard:Standard:901093 | Autodesk Revit MEP 2011 | IfcFlowTerminal | 0Oe4W3Rwf1Dht7uPdCMRtI | n/a | n/a | n/a | n/a | n/a | n/a
DuplexReceptacle-958 | danielle.r.love@usace.army.mil | 2011-09-14T17:02:59 | Duplex Receptacle | 1BS2 | M_Duplex Receptacle:Standard:Standard:935031 | Autodesk Revit MEP 2011 | IfcFlowTerminal | 3AFN707Bj9afSO$T13iNB6 | n/a | n/a | n/a | n/a | n/a | n/a
ELECTROCARDIOGRAPH-3 CH-'CAPOC' COMPAT-01 | bill.east@us.army.mil | 2013-02-28T01:01:01 | Equip-M7760 | 1C16 | ELECTROCARDIOGRAPH-3 CH-'CAPOC' COMPAT | n/a | n/a | n/a | n/a | n/a | n/a | n/a | n/a | n/a
Elevator-Hydraulic:2000 lbs:2000 lbs:306114 | danielle.r.love@usace.army.mil | 2011-09-14T16:57:53 | Elevator-Hydraulic | E1 | M_Elevator-Hydraulic:2000 lbs:2000 lbs:306114 | Autodesk Revit Architecture 2011 | IfcFlowTerminal | 1PhTeLfT1CTfFmYGr3$Ju$ | n/a | n/a | n/a | n/a | n/a | n/a
Expansion Tank ET-1 | danielle.r.love@usace.army.mil | 2011-09-14T17:02:59 | Expansion Tank | 1E15 | Expansion Tank | n/a | IfcFlowStorageDevice | n/a | n/a | n/a | n/a | n/a | n/a | n/a
Expansion Tank ET-2 | danielle.r.love@usace.army.mil | 2011-09-14T17:02:59 | Expansion Tank | 2D05 | Expansion Tank | n/a | IfcFlowStorageDevice | n/a | n/a | n/a | n/a | n/a | n/a | n/a
Fan- EF1-1 | danielle.r.love@usace.army.mil | 2011-09-14T17:02:59 | Fan- Roof Mounted Type 1 | 2R02 | Centrifugal Fan- Roof Mounted | n/a | IfcFlowMovingDevice | n/a | n/a | n/a | n/a | n/a | n/a | n/a
Fan- EF1-2 | danielle.r.love@usace.army.mil | 2011-09-14T17:02:59 | Fan- Roof Mounted Type 2 | 3R01 | Centrifugal Fan- Roof Mounted | n/a | IfcFlowMovingDevice | n/a | n/a | n/a | n/a | n/a | n/a | n/a
Fan- EF1-3 | danielle.r.love@usace.army.mil | 2011-09-14T17:02:59 | Fan- Roof Mounted Type 3 | 2R02 | Centrifugal Fan- Roof Mounted | n/a | IfcFlowMovingDevice | n/a | n/a | n/a | n/a | n/a | n/a | n/a
Fan- EF1-4 | danielle.r.love@usace.army.mil | 2011-09-14T17:02:59 | Fan- Roof Mounted Type 4 | 2R02 | Centrifugal Fan- Roof Mounted | n/a | IfcFlowMovingDevice | n/a | n/a | n/a | n/a | n/a | n/a | n/a
Fan- EF2-1 | danielle.r.love@usace.army.mil | 2011-09-14T17:02:59 | Fan- In Line Type 1 | 2D05 | Centrifugal Fan- In Line | n/a | IfcFlowMovingDevice | n/a | n/a | n/a | n/a | n/a | n/a | n/a
Fan- EF2-2 | danielle.r.love@usace.army.mil | 2011-09-14T17:02:59 | Fan- In Line Type 2 | 2D05 | Centrifugal Fan- In Line | n/a | IfcFlowMovingDevice | n/a | n/a | n/a | n/a | n/a | n/a | n/a
Fan- EF2-3 | danielle.r.love@usace.army.mil | 2011-09-14T17:02:59 | Fan- In Line Type 3 | 2D05 | Centrifugal Fan- In Line | n/a | IfcFlowMovingDevice | n/a | n/a | n/a | n/a | n/a | n/a | n/a
Fan- EF-3 | danielle.r.love@usace.army.mil | 2011-09-14T17:02:59 | Fan- Sidewall Type 2 | 1E15 | Exhaust Fan | n/a | IfcFlowMovingDevice | n/a | n/a | n/a | n/a | n/a | n/a | n/a
Fan- EF-5 | danielle.r.love@usace.army.mil | 2011-09-14T17:02:59 | Fan- Sidewall Type 3 | 1E17 | Exhaust Fan | n/a | IfcFlowMovingDevice | n/a | n/a | n/a | n/a | n/a | n/a | n/a
Fan- EF-6 | danielle.r.love@usace.army.mil | 2011-09-14T17:02:59 | Fan- Sidewall Type 3 | 1E20 | Exhaust Fan | n/a | IfcFlowMovingDevice | n/a | n/a | n/a | n/a | n/a | n/a | n/a
Fan- EF-7 | danielle.r.love@usace.army.mil | 2011-09-14T17:02:59 | Fan- Sidewall Type 3 | 1E21 | Exhaust Fan | n/a | IfcFlowMovingDevice | n/a | n/a | n/a | n/a | n/a | n/a | n/a
Fan- RAF-1 | danielle.r.love@usace.army.mil | 2011-09-14T17:02:59 | Fan- Centrifugal Air Foil | 2D05 | Centrifugal Fan- Air Foil | n/a | IfcFlowMovingDevice | n/a | n/a | n/a | n/a | n/a | n/a | n/a
Fan- RAF-2 | danielle.r.love@usace.army.mil | 2011-09-14T17:02:59 | Fan- Centrifugal Air Foil | 2D05 | Centrifugal Fan- Air Foil | n/a | IfcFlowMovingDevice | n/a | n/a | n/a | n/a | n/a | n/a | n/a
Fan- SF-1 | danielle.r.love@usace.army.mil | 2011-09-14T17:02:59 | Fan- Sidewall Type 1 | 2D05 | Supply Fan | n/a | IfcFlowMovingDevice | n/a | n/a | n/a | n/a | n/a | n/a | n/a
Fan- SF-4 | danielle.r.love@usace.army.mil | 2011-09-14T17:02:59 | Fan- Sidewall Type 3 | 1E15A | Exhaust Fan | n/a | IfcFlowMovingDevice | n/a | n/a | n/a | n/a | n/a | n/a | n/a
Fire Extinguisher Cabinet:305 x 215 x 813mm:305 x 215 x 813mm:350693 | danielle.r.love@usace.army.mil | 2011-09-14T16:57:53 | Fire Extinguisher Cabinet | 1BC2 | M_Fire Extinguisher Cabinet:305 x 215 x 813mm:305 x 215 x 813mm:350693 | Autodesk Revit Architecture 2011 | IfcFlowTerminal | 25QVeOxmX9DQEpjA0wx7Nd | n/a | n/a | n/a | n/a | n/a | n/a
Fire Extinguisher Cabinet:305 x 215 x 813mm:305 x 215 x 813mm:350968 | danielle.r.love@usace.army.mil | 2011-09-14T16:57:53 | Fire Extinguisher Cabinet | 1AC1 | M_Fire Extinguisher Cabinet:305 x 215 x 813mm:305 x 215 x 813mm:350968 | Autodesk Revit Architecture 2011 | IfcFlowTerminal | 1CU3Pa7ALAQOW5yxokoHTD | n/a | n/a | n/a | n/a | n/a | n/a
Fire Extinguisher Cabinet:305 x 215 x 813mm:305 x 215 x 813mm:351171 | danielle.r.love@usace.army.mil | 2011-09-14T16:57:53 | Fire Extinguisher Cabinet | 1AC3 | M_Fire Extinguisher Cabinet:305 x 215 x 813mm:305 x 215 x 813mm:351171 | Autodesk Revit Architecture 2011 | IfcFlowTerminal | 0tIhQ6hmz02e5gznEed7ES | n/a | n/a | n/a | n/a | n/a | n/a
Fire Extinguisher Cabinet:305 x 215 x 813mm:305 x 215 x 813mm:351256 | danielle.r.love@usace.army.mil | 2011-09-14T16:57:53 | Fire Extinguisher Cabinet | 1AC5 | M_Fire Extinguisher Cabinet:305 x 215 x 813mm:305 x 215 x 813mm:351256 | Autodesk Revit Architecture 2011 | IfcFlowTerminal | 0tIhQ6hmz02e5gznEed7H7 | n/a | n/a | n/a | n/a | n/a | n/a
Fire Extinguisher Cabinet:305 x 215 x 813mm:305 x 215 x 813mm:351533 | danielle.r.love@usace.army.mil | 2011-09-14T16:57:53 | Fire Extinguisher Cabinet | 1B04 | M_Fire Extinguisher Cabinet:305 x 215 x 813mm:305 x 215 x 813mm:351533 | Autodesk Revit Architecture 2011 | IfcFlowTerminal | 0tIhQ6hmz02e5gznEed7Lo | n/a | n/a | n/a | n/a | n/a | n/a
Fire Extinguisher Cabinet:305 x 215 x 813mm:305 x 215 x 813mm:363794 | danielle.r.love@usace.army.mil | 2011-09-14T16:57:53 | Fire Extinguisher Cabinet | 1AC4 | M_Fire Extinguisher Cabinet:305 x 215 x 813mm:305 x 215 x 813mm:363794 | Autodesk Revit Architecture 2011 | IfcFlowTerminal | 1uDBQ9y7vCyxXlpVEuenSy | n/a | n/a | n/a | n/a | n/a | n/a
Fire Extinguisher Cabinet:305 x 215 x 813mm:305 x 215 x 813mm:387916 | danielle.r.love@usace.army.mil | 2011-09-14T16:57:53 | Fire Extinguisher Cabinet | 2DC1 | M_Fire Extinguisher Cabinet:305 x 215 x 813mm:305 x 215 x 813mm:387916 | Autodesk Revit Architecture 2011 | IfcFlowTerminal | 2d8HbdSu9Fr9Na0iagzMUE | n/a | n/a | n/a | n/a | n/a | n/a
Fire Extinguisher Cabinet:305 x 215 x 813mm:305 x 215 x 813mm:390697 | danielle.r.love@usace.army.mil | 2011-09-14T16:57:53 | Fire Extinguisher Cabinet | 2D05 | M_Fire Extinguisher Cabinet:305 x 215 x 813mm:305 x 215 x 813mm:390697 | Autodesk Revit Architecture 2011 | IfcFlowTerminal | 2d8HbdSu9Fr9Na0iagzNhh | n/a | n/a | n/a | n/a | n/a | n/a
Fire Extinguisher Cabinet:305 x 215 x 813mm:305 x 215 x 813mm:425968 | danielle.r.love@usace.army.mil | 2011-09-14T16:57:53 | Fire Extinguisher Cabinet | 2D18 | M_Fire Extinguisher Cabinet:305 x 215 x 813mm:305 x 215 x 813mm:425968 | Autodesk Revit Architecture 2011 | IfcFlowTerminal | 1WxvZRhNH0OPt6rkEt3L9V | n/a | n/a | n/a | n/a | n/a | n/a
Fire Extinguisher Cabinet:305 x 215 x 813mm:305 x 215 x 813mm:427576 | danielle.r.love@usace.army.mil | 2011-09-14T16:57:53 | Fire Extinguisher Cabinet | 1CC1 | M_Fire Extinguisher Cabinet:305 x 215 x 813mm:305 x 215 x 813mm:427576 | Autodesk Revit Architecture 2011 | IfcFlowTerminal | 03rpEGmyXBBPmFR6GIBLiq | n/a | n/a | n/a | n/a | n/a | n/a
FireSprinkler-001 | danielle.r.love@usace.army.mil | 2011-09-14T17:02:59 | Fire Sprinkler | 1E01 | M_Sprinkler - Pendent - Hosted:15 mm Pendent:15 mm Pendent:1025973 | Autodesk Revit MEP 2011 | IfcFlowTerminal | 2XsInQsmv7oOLEYzZsMqJ2 | n/a | n/a | n/a | n/a | n/a | n/a
FireSprinkler-002 | danielle.r.love@usace.army.mil | 2011-09-14T17:02:59 | Fire Sprinkler | 1E03 | M_Sprinkler - Pendent - Hosted:15 mm Pendent:15 mm Pendent:1015390 | Autodesk Revit MEP 2011 | IfcFlowTerminal | 2XsInQsmv7oOLEYzZsMvqf | n/a | n/a | n/a | n/a | n/a | n/a
FireSprinkler-003 | danielle.r.love@usace.army.mil | 2011-09-14T17:02:59 | Fire Sprinkler | 1E04 | M_Sprinkler - Pendent - Hosted:15 mm Pendent:15 mm Pendent:1026032 | Autodesk Revit MEP 2011 | IfcFlowTerminal | 2XsInQsmv7oOLEYzZsMqI7 | n/a | n/a | n/a | n/a | n/a | n/a
FireSprinkler-004 | danielle.r.love@usace.army.mil | 2011-09-14T17:02:59 | Fire Sprinkler | 1E05 | M_Sprinkler - Pendent - Hosted:15 mm Pendent:15 mm Pendent:1015417 | Autodesk Revit MEP 2011 | IfcFlowTerminal | 2XsInQsmv7oOLEYzZsMvqE | n/a | n/a | n/a | n/a | n/a | n/a
FireSprinkler-005 | danielle.r.love@usace.army.mil | 2011-09-14T17:02:59 | Fire Sprinkler | 1E06 | M_Sprinkler - Pendent - Hosted:15 mm Pendent:15 mm Pendent:1015633 | Autodesk Revit MEP 2011 | IfcFlowTerminal | 2XsInQsmv7oOLEYzZsMvmc | n/a | n/a | n/a | n/a | n/a | n/a
FireSprinkler-006 | danielle.r.love@usace.army.mil | 2011-09-14T17:02:59 | Fire Sprinkler | 1E06 | M_Sprinkler - Pendent - Hosted:15 mm Pendent:15 mm Pendent:1024720 | Autodesk Revit MEP 2011 | IfcFlowTerminal | 2XsInQsmv7oOLEYzZsMq6d | n/a | n/a | n/a | n/a | n/a | n/a
FireSprinkler-007 | danielle.r.love@usace.army.mil | 2011-09-14T17:02:59 | Fire Sprinkler | 1E07 | M_Sprinkler - Pendent - Hosted:15 mm Pendent:15 mm Pendent:1024507 | Autodesk Revit MEP 2011 | IfcFlowTerminal | 2XsInQsmv7oOLEYzZsMqAC | n/a | n/a | n/a | n/a | n/a | n/a
FireSprinkler-008 | danielle.r.love@usace.army.mil | 2011-09-14T17:02:59 | Fire Sprinkler | 1E08 | M_Sprinkler - Pendent - Hosted:15 mm Pendent:15 mm Pendent:1024450 | Autodesk Revit MEP 2011 | IfcFlowTerminal | 2XsInQsmv7oOLEYzZsMqAr | n/a | n/a | n/a | n/a | n/a | n/a
FireSprinkler-009 | danielle.r.love@usace.army.mil | 2011-09-14T17:02:59 | Fire Sprinkler | 1E09 | M_Sprinkler - Pendent - Hosted:15 mm Pendent:15 mm Pendent:1005341 | Autodesk Revit MEP 2011 | IfcFlowTerminal | 1H1XAODS14hwYxhvsu9lYc | n/a | n/a | n/a | n/a | n/a | n/a
FireSprinkler-010 | danielle.r.love@usace.army.mil | 2011-09-14T17:02:59 | Fire Sprinkler | 1E10 | M_Sprinkler - Pendent - Hosted:15 mm Pendent:15 mm Pendent:1005401 | Autodesk Revit MEP 2011 | IfcFlowTerminal | 1H1XAODS14hwYxhvsu9lZY | n/a | n/a | n/a | n/a | n/a | n/a
FireSprinkler-011 | danielle.r.love@usace.army.mil | 2011-09-14T17:02:59 | Fire Sprinkler | 1E11 | M_Sprinkler - Pendent - Hosted:15 mm Pendent:15 mm Pendent:1005566 | Autodesk Revit MEP 2011 | IfcFlowTerminal | 1H1XAODS14hwYxhvsu9lX5 | n/a | n/a | n/a | n/a | n/a | n/a
FireSprinkler-012 | danielle.r.love@usace.army.mil | 2011-09-14T17:02:59 | Fire Sprinkler | 1E12 | M_Sprinkler - Pendent - Hosted:15 mm Pendent:15 mm Pendent:1005530 | Autodesk Revit MEP 2011 | IfcFlowTerminal | 1H1XAODS14hwYxhvsu9lXX | n/a | n/a | n/a | n/a | n/a | n/a
FireSprinkler-013 | danielle.r.love@usace.army.mil | 2011-09-14T17:02:59 | Fire Sprinkler | 1E14 | M_Sprinkler - Pendent - Hosted:15 mm Pendent:15 mm Pendent:1005676 | Autodesk Revit MEP 2011 | IfcFlowTerminal | 1H1XAODS14hwYxhvsu9lVN | n/a | n/a | n/a | n/a | n/a | n/a
FireSprinkler-014 | danielle.r.love@usace.army.mil | 2011-09-14T17:02:59 | Fire Sprinkler | 1E15 | M_Sprinkler - Pendent - Hosted:15 mm Pendent:15 mm Pendent:1005717 | Autodesk Revit MEP 2011 | IfcFlowTerminal | 1H1XAODS14hwYxhvsu9lSk | n/a | n/a | n/a | n/a | n/a | n/a
FireSprinkler-015 | danielle.r.love@usace.army.mil | 2011-09-14T17:02:59 | Fire Sprinkler | 1E16 | M_Sprinkler - Pendent - Hosted:15 mm Pendent:15 mm Pendent:1003076 | Autodesk Revit MEP 2011 | IfcFlowTerminal | 21tyQdrJf0CgqNziSQMOEx | n/a | n/a | n/a | n/a | n/a | n/a
FireSprinkler-016 | danielle.r.love@usace.army.mil | 2011-09-14T17:02:59 | Fire Sprinkler | 1E16 | M_Sprinkler - Pendent - Hosted:15 mm Pendent:15 mm Pendent:1003614 | Autodesk Revit MEP 2011 | IfcFlowTerminal | 0ch9VYgcbAYQpkbobh$ttB | n/a | n/a | n/a | n/a | n/a | n/a
FireSprinkler-017 | danielle.r.love@usace.army.mil | 2011-09-14T17:02:59 | Fire Sprinkler | 1E16 | M_Sprinkler - Pendent - Hosted:15 mm Pendent:15 mm Pendent:1003890 | Autodesk Revit MEP 2011 | IfcFlowTerminal | 0ch9VYgcbAYQpkbobh$tpd | n/a | n/a | n/a | n/a | n/a | n/a
FireSprinkler-018 | danielle.r.love@usace.army.mil | 2011-09-14T17:02:59 | Fire Sprinkler | 1E17 | M_Sprinkler - Pendent - Hosted:15 mm Pendent:15 mm Pendent:1003261 | Autodesk Revit MEP 2011 | IfcFlowTerminal | 0ch9VYgcbAYQpkbobh$sDe | n/a | n/a | n/a | n/a | n/a | n/a
FireSprinkler-019 | danielle.r.love@usace.army.mil | 2011-09-14T17:02:59 | Fire Sprinkler | 1E18 | M_Sprinkler - Pendent - Hosted:15 mm Pendent:15 mm Pendent:1003564 | Autodesk Revit MEP 2011 | IfcFlowTerminal | 0ch9VYgcbAYQpkbobh$tsv | n/a | n/a | n/a | n/a | n/a | n/a
FireSprinkler-020 | danielle.r.love@usace.army.mil | 2011-09-14T17:02:59 | Fire Sprinkler | 1E19 | M_Sprinkler - Pendent - Hosted:15 mm Pendent:15 mm Pendent:1003807 | Autodesk Revit MEP 2011 | IfcFlowTerminal | 0ch9VYgcbAYQpkbobh$toA | n/a | n/a | n/a | n/a | n/a | n/a
FireSprinkler-021 | danielle.r.love@usace.army.mil | 2011-09-14T17:02:59 | Fire Sprinkler | 1E20 | M_Sprinkler - Pendent - Hosted:15 mm Pendent:15 mm Pendent:1003161 | Autodesk Revit MEP 2011 | IfcFlowTerminal | 0ch9VYgcbAYQpkbobh$sCC | n/a | n/a | n/a | n/a | n/a | n/a
FireSprinkler-022 | danielle.r.love@usace.army.mil | 2011-09-14T17:02:59 | Fire Sprinkler | 1E21 | M_Sprinkler - Pendent - Hosted:15 mm Pendent:15 mm Pendent:1003471 | Autodesk Revit MEP 2011 | IfcFlowTerminal | 0ch9VYgcbAYQpkbobh$s9Q | n/a | n/a | n/a | n/a | n/a | n/a
FireSprinkler-023 | danielle.r.love@usace.army.mil | 2011-09-14T17:02:59 | Fire Sprinkler | 1E22 | M_Sprinkler - Pendent - Hosted:15 mm Pendent:15 mm Pendent:1003430 | Autodesk Revit MEP 2011 | IfcFlowTerminal | 0ch9VYgcbAYQpkbobh$s8p | n/a | n/a | n/a | n/a | n/a | n/a
FireSprinkler-024 | danielle.r.love@usace.army.mil | 2011-09-14T17:02:59 | Fire Sprinkler | 1E23 | M_Sprinkler - Pendent - Hosted:15 mm Pendent:15 mm Pendent:1003753 | Autodesk Revit MEP 2011 | IfcFlowTerminal | 0ch9VYgcbAYQpkbobh$try | n/a | n/a | n/a | n/a | n/a | n/a
FireSprinkler-025 | danielle.r.love@usace.army.mil | 2011-09-14T17:02:59 | Fire Sprinkler | 1E24 | M_Sprinkler - Pendent - Hosted:15 mm Pendent:15 mm Pendent:1004245 | Autodesk Revit MEP 2011 | IfcFlowTerminal | 0ch9VYgcbAYQpkbobh$tz0 | n/a | n/a | n/a | n/a | n/a | n/a
FireSprinkler-026 | danielle.r.love@usace.army.mil | 2011-09-14T17:02:59 | Fire Sprinkler | 1E24 | M_Sprinkler - Pendent - Hosted:15 mm Pendent:15 mm Pendent:1004432 | Autodesk Revit MEP 2011 | IfcFlowTerminal | 0ch9VYgcbAYQpkbobh$tu5 | n/a | n/a | n/a | n/a | n/a | n/a
FireSprinkler-027 | danielle.r.love@usace.army.mil | 2011-09-14T17:02:59 | Fire Sprinkler | 1E24 | M_Sprinkler - Pendent - Hosted:15 mm Pendent:15 mm Pendent:1004465 | Autodesk Revit MEP 2011 | IfcFlowTerminal | 0ch9VYgcbAYQpkbobh$tua | n/a | n/a | n/a | n/a | n/a | n/a
FireSprinkler-028 | danielle.r.love@usace.army.mil | 2011-09-14T17:02:59 | Fire Sprinkler | 1E24 | M_Sprinkler - Pendent - Hosted:15 mm Pendent:15 mm Pendent:1004575 | Autodesk Revit MEP 2011 | IfcFlowTerminal | 0ch9VYgcbAYQpkbobh$tcA | n/a | n/a | n/a | n/a | n/a | n/a
FireSprinkler-029 | danielle.r.love@usace.army.mil | 2011-09-14T17:02:59 | Fire Sprinkler | 1E24 | M_Sprinkler - Pendent - Hosted:15 mm Pendent:15 mm Pendent:1024401 | Autodesk Revit MEP 2011 | IfcFlowTerminal | 2XsInQsmv7oOLEYzZsMqBc | n/a | n/a | n/a | n/a | n/a | n/a
FireSprinkler-030 | danielle.r.love@usace.army.mil | 2011-09-14T17:02:59 | Fire Sprinkler | 1E25 | M_Sprinkler - Pendent - Hosted:15 mm Pendent:15 mm Pendent:1005229 | Autodesk Revit MEP 2011 | IfcFlowTerminal | 1H1XAODS14hwYxhvsu9laM | n/a | n/a | n/a | n/a | n/a | n/a
FireSprinkler-031 | danielle.r.love@usace.army.mil | 2011-09-14T17:02:59 | Fire Sprinkler | 1E26 | M_Sprinkler - Pendent - Hosted:15 mm Pendent:15 mm Pendent:1005144 | Autodesk Revit MEP 2011 | IfcFlowTerminal | 1H1XAODS14hwYxhvsu9ldZ | n/a | n/a | n/a | n/a | n/a | n/a
FireSprinkler-032 | danielle.r.love@usace.army.mil | 2011-09-14T17:02:59 | Fire Sprinkler | 1E26 | M_Sprinkler - Pendent - Hosted:15 mm Pendent:15 mm Pendent:1005153 | Autodesk Revit MEP 2011 | IfcFlowTerminal | 1H1XAODS14hwYxhvsu9ldQ | n/a | n/a | n/a | n/a | n/a | n/a
FireSprinkler-033 | danielle.r.love@usace.army.mil | 2011-09-14T17:02:59 | Fire Sprinkler | 1E27 | M_Sprinkler - Pendent - Hosted:15 mm Pendent:15 mm Pendent:1004720 | Autodesk Revit MEP 2011 | IfcFlowTerminal | 0ch9VYgcbAYQpkbobh$tab | n/a | n/a | n/a | n/a | n/a | n/a
FireSprinkler-034 | danielle.r.love@usace.army.mil | 2011-09-14T17:02:59 | Fire Sprinkler | 1E28 | M_Sprinkler - Pendent - Hosted:15 mm Pendent:15 mm Pendent:1004659 | Autodesk Revit MEP 2011 | IfcFlowTerminal | 0ch9VYgcbAYQpkbobh$tdc | n/a | n/a | n/a | n/a | n/a | n/a
FireSprinkler-035 | danielle.r.love@usace.army.mil | 2011-09-14T17:02:59 | Fire Sprinkler | 1E29 | M_Sprinkler - Pendent - Hosted:15 mm Pendent:15 mm Pendent:1005195 | Autodesk Revit MEP 2011 | IfcFlowTerminal | 1H1XAODS14hwYxhvsu9lam | n/a | n/a | n/a | n/a | n/a | n/a
FireSprinkler-036 | danielle.r.love@usace.army.mil | 2011-09-14T17:02:59 | Fire Sprinkler | 1E30 | M_Sprinkler - Pendent - Hosted:15 mm Pendent:15 mm Pendent:1003667 | Autodesk Revit MEP 2011 | IfcFlowTerminal | 0ch9VYgcbAYQpkbobh$tq6 | n/a | n/a | n/a | n/a | n/a | n/a
FireSprinkler-037 | danielle.r.love@usace.army.mil | 2011-09-14T17:02:59 | Fire Sprinkler | 1E33 | M_Sprinkler - Pendent - Hosted:15 mm Pendent:15 mm Pendent:1005624 | Autodesk Revit MEP 2011 | IfcFlowTerminal | 1H1XAODS14hwYxhvsu9lU3 | n/a | n/a | n/a | n/a | n/a | n/a
FireSprinkler-038 | danielle.r.love@usace.army.mil | 2011-09-14T17:02:59 | Fire Sprinkler | 1A01 | M_Sprinkler - Pendent - Hosted:15 mm Pendent:15 mm Pendent:1019079 | Autodesk Revit MEP 2011 | IfcFlowTerminal | 2XsInQsmv7oOLEYzZsMs_m | n/a | n/a | n/a | n/a | n/a | n/a
FireSprinkler-039 | danielle.r.love@usace.army.mil | 2011-09-14T17:02:59 | Fire Sprinkler | 1A02 | M_Sprinkler - Pendent - Hosted:15 mm Pendent:15 mm Pendent:1019311 | Autodesk Revit MEP 2011 | IfcFlowTerminal | 2XsInQsmv7oOLEYzZsMsxO | n/a | n/a | n/a | n/a | n/a | n/a
FireSprinkler-040 | danielle.r.love@usace.army.mil | 2011-09-14T17:02:59 | Fire Sprinkler | 1A02 | M_Sprinkler - Pendent - Hosted:15 mm Pendent:15 mm Pendent:1019365 | Autodesk Revit MEP 2011 | IfcFlowTerminal | 2XsInQsmv7oOLEYzZsMswI | n/a | n/a | n/a | n/a | n/a | n/a
FireSprinkler-041 | danielle.r.love@usace.army.mil | 2011-09-14T17:02:59 | Fire Sprinkler | 1A03 | M_Sprinkler - Pendent - Hosted:15 mm Pendent:15 mm Pendent:1019182 | Autodesk Revit MEP 2011 | IfcFlowTerminal | 2XsInQsmv7oOLEYzZsMsvP | n/a | n/a | n/a | n/a | n/a | n/a
FireSprinkler-042 | danielle.r.love@usace.army.mil | 2011-09-14T17:02:59 | Fire Sprinkler | 1A04 | M_Sprinkler - Pendent - Hosted:15 mm Pendent:15 mm Pendent:1019482 | Autodesk Revit MEP 2011 | IfcFlowTerminal | 2XsInQsmv7oOLEYzZsMsqj | n/a | n/a | n/a | n/a | n/a | n/a
FireSprinkler-043 | danielle.r.love@usace.army.mil | 2011-09-14T17:02:59 | Fire Sprinkler | 1A05 | M_Sprinkler - Pendent - Hosted:15 mm Pendent:15 mm Pendent:1019666 | Autodesk Revit MEP 2011 | IfcFlowTerminal | 2XsInQsmv7oOLEYzZsMsnb | n/a | n/a | n/a | n/a | n/a | n/a
FireSprinkler-044 | danielle.r.love@usace.army.mil | 2011-09-14T17:02:59 | Fire Sprinkler | 1A06 | M_Sprinkler - Pendent - Hosted:15 mm Pendent:15 mm Pendent:1026359 | Autodesk Revit MEP 2011 | IfcFlowTerminal | 3GsXdkar5F4xYVacL_QJYg | n/a | n/a | n/a | n/a | n/a | n/a
FireSprinkler-045 | danielle.r.love@usace.army.mil | 2011-09-14T17:02:59 | Fire Sprinkler | 1A07 | M_Sprinkler - Pendent - Hosted:15 mm Pendent:15 mm Pendent:1026311 | Autodesk Revit MEP 2011 | IfcFlowTerminal | 3GsXdkar5F4xYVacL_QJYQ | n/a | n/a | n/a | n/a | n/a | n/a
FireSprinkler-046 | danielle.r.love@usace.army.mil | 2011-09-14T17:02:59 | Fire Sprinkler | 1A08 | M_Sprinkler - Pendent - Hosted:15 mm Pendent:15 mm Pendent:1019924 | Autodesk Revit MEP 2011 | IfcFlowTerminal | 2XsInQsmv7oOLEYzZsMtDZ | n/a | n/a | n/a | n/a | n/a | n/a
FireSprinkler-047 | danielle.r.love@usace.army.mil | 2011-09-14T17:02:59 | Fire Sprinkler | 1A09 | M_Sprinkler - Pendent - Hosted:15 mm Pendent:15 mm Pendent:1020183 | Autodesk Revit MEP 2011 | IfcFlowTerminal | 2XsInQsmv7oOLEYzZsMt9W | n/a | n/a | n/a | n/a | n/a | n/a
FireSprinkler-048 | danielle.r.love@usace.army.mil | 2011-09-14T17:02:59 | Fire Sprinkler | 1A10 | M_Sprinkler - Pendent - Hosted:15 mm Pendent:15 mm Pendent:1019964 | Autodesk Revit MEP 2011 | IfcFlowTerminal | 2XsInQsmv7oOLEYzZsMtDB | n/a | n/a | n/a | n/a | n/a | n/a
FireSprinkler-049 | danielle.r.love@usace.army.mil | 2011-09-14T17:02:59 | Fire Sprinkler | 1A12 | M_Sprinkler - Pendent - Hosted:15 mm Pendent:15 mm Pendent:1020083 | Autodesk Revit MEP 2011 | IfcFlowTerminal | 2XsInQsmv7oOLEYzZsMtF4 | n/a | n/a | n/a | n/a | n/a | n/a
FireSprinkler-050 | danielle.r.love@usace.army.mil | 2011-09-14T17:02:59 | Fire Sprinkler | 1A13 | M_Sprinkler - Pendent - Hosted:15 mm Pendent:15 mm Pendent:1017993 | Autodesk Revit MEP 2011 | IfcFlowTerminal | 2XsInQsmv7oOLEYzZsMsl_ | n/a | n/a | n/a | n/a | n/a | n/a
FireSprinkler-051 | danielle.r.love@usace.army.mil | 2011-09-14T17:02:59 | Fire Sprinkler | 1A14 | M_Sprinkler - Pendent - Hosted:15 mm Pendent:15 mm Pendent:1017874 | Autodesk Revit MEP 2011 | IfcFlowTerminal | 2XsInQsmv7oOLEYzZsMsjb | n/a | n/a | n/a | n/a | n/a | n/a
FireSprinkler-052 | danielle.r.love@usace.army.mil | 2011-09-14T17:02:59 | Fire Sprinkler | 1A15 | M_Sprinkler - Pendent - Hosted:15 mm Pendent:15 mm Pendent:1017740 | Autodesk Revit MEP 2011 | IfcFlowTerminal | 2XsInQsmv7oOLEYzZsMsJx | n/a | n/a | n/a | n/a | n/a | n/a
FireSprinkler-053 | danielle.r.love@usace.army.mil | 2011-09-14T17:02:59 | Fire Sprinkler | 1A16 | M_Sprinkler - Pendent - Hosted:15 mm Pendent:15 mm Pendent:1018504 | Autodesk Revit MEP 2011 | IfcFlowTerminal | 2XsInQsmv7oOLEYzZsMsd$ | n/a | n/a | n/a | n/a | n/a | n/a
FireSprinkler-054 | danielle.r.love@usace.army.mil | 2011-09-14T17:02:59 | Fire Sprinkler | 1A16 | M_Sprinkler - Pendent - Hosted:15 mm Pendent:15 mm Pendent:1018625 | Autodesk Revit MEP 2011 | IfcFlowTerminal | 2XsInQsmv7oOLEYzZsMsXs | n/a | n/a | n/a | n/a | n/a | n/a
FireSprinkler-055 | danielle.r.love@usace.army.mil | 2011-09-14T17:02:59 | Fire Sprinkler | 1A16 | M_Sprinkler - Pendent - Hosted:15 mm Pendent:15 mm Pendent:1018839 | Autodesk Revit MEP 2011 | IfcFlowTerminal | 2XsInQsmv7oOLEYzZsMsYW | n/a | n/a | n/a | n/a | n/a | n/a
FireSprinkler-056 | danielle.r.love@usace.army.mil | 2011-09-14T17:02:59 | Fire Sprinkler | 1A16 | M_Sprinkler - Pendent - Hosted:15 mm Pendent:15 mm Pendent:1018869 | Autodesk Revit MEP 2011 | IfcFlowTerminal | 2XsInQsmv7oOLEYzZsMsY2 | n/a | n/a | n/a | n/a | n/a | n/a
FireSprinkler-057 | danielle.r.love@usace.army.mil | 2011-09-14T17:02:59 | Fire Sprinkler | 1A16 | M_Sprinkler - Pendent - Hosted:15 mm Pendent:15 mm Pendent:1019728 | Autodesk Revit MEP 2011 | IfcFlowTerminal | 2XsInQsmv7oOLEYzZsMsmd | n/a | n/a | n/a | n/a | n/a | n/a
FireSprinkler-058 | danielle.r.love@usace.army.mil | 2011-09-14T17:02:59 | Fire Sprinkler | 1AC2 | M_Sprinkler - Pendent - Hosted:15 mm Pendent:15 mm Pendent:1017327 | Autodesk Revit MEP 2011 | IfcFlowTerminal | 2XsInQsmv7oOLEYzZsMsQO | n/a | n/a | n/a | n/a | n/a | n/a
FireSprinkler-059 | danielle.r.love@usace.army.mil | 2011-09-14T17:02:59 | Fire Sprinkler | 1AC2 | M_Sprinkler - Pendent - Hosted:15 mm Pendent:15 mm Pendent:1017400 | Autodesk Revit MEP 2011 | IfcFlowTerminal | 2XsInQsmv7oOLEYzZsMsLF | n/a | n/a | n/a | n/a | n/a | n/a
FireSprinkler-060 | danielle.r.love@usace.army.mil | 2011-09-14T17:02:59 | Fire Sprinkler | 1AC3 | M_Sprinkler - Pendent - Hosted:15 mm Pendent:15 mm Pendent:1011314 | Autodesk Revit MEP 2011 | IfcFlowTerminal | 0Ynqvc4vnFeA9V26aJbosv | n/a | n/a | n/a | n/a | n/a | n/a
FireSprinkler-061 | danielle.r.love@usace.army.mil | 2011-09-14T17:02:59 | Fire Sprinkler | 1AC3 | M_Sprinkler - Pendent - Hosted:15 mm Pendent:15 mm Pendent:1011481 | Autodesk Revit MEP 2011 | IfcFlowTerminal | 0Ynqvc4vnFeA9V26aJbopI | n/a | n/a | n/a | n/a | n/a | n/a
FireSprinkler-062 | danielle.r.love@usace.army.mil | 2011-09-14T17:02:59 | Fire Sprinkler | 1AC3 | M_Sprinkler - Pendent - Hosted:15 mm Pendent:15 mm Pendent:1018437 | Autodesk Revit MEP 2011 | IfcFlowTerminal | 2XsInQsmv7oOLEYzZsMsao | n/a | n/a | n/a | n/a | n/a | n/a
FireSprinkler-063 | danielle.r.love@usace.army.mil | 2011-09-14T17:02:59 | Fire Sprinkler | 1AC4 | M_Sprinkler - Pendent - Hosted:15 mm Pendent:15 mm Pendent:1018057 | Autodesk Revit MEP 2011 | IfcFlowTerminal | 2XsInQsmv7oOLEYzZsMsk_ | n/a | n/a | n/a | n/a | n/a | n/a
FireSprinkler-064 | danielle.r.love@usace.army.mil | 2011-09-14T17:02:59 | Fire Sprinkler | 1AC5 | M_Sprinkler - Pendent - Hosted:15 mm Pendent:15 mm Pendent:1018974 | Autodesk Revit MEP 2011 | IfcFlowTerminal | 2XsInQsmv7oOLEYzZsMsyf | n/a | n/a | n/a | n/a | n/a | n/a
FireSprinkler-065 | danielle.r.love@usace.army.mil | 2011-09-14T17:02:59 | Fire Sprinkler | 1AC5 | M_Sprinkler - Pendent - Hosted:15 mm Pendent:15 mm Pendent:1019631 | Autodesk Revit MEP 2011 | IfcFlowTerminal | 2XsInQsmv7oOLEYzZsMssO | n/a | n/a | n/a | n/a | n/a | n/a
FireSprinkler-066 | danielle.r.love@usace.army.mil | 2011-09-14T17:02:59 | Fire Sprinkler | 1B01 | M_Sprinkler - Pendent - Hosted:15 mm Pendent:15 mm Pendent:1021305 | Autodesk Revit MEP 2011 | IfcFlowTerminal | 2XsInQsmv7oOLEYzZsMtOE | n/a | n/a | n/a | n/a | n/a | n/a
FireSprinkler-067 | danielle.r.love@usace.army.mil | 2011-09-14T17:02:59 | Fire Sprinkler | 1B02 | M_Sprinkler - Pendent - Hosted:15 mm Pendent:15 mm Pendent:1021423 | Autodesk Revit MEP 2011 | IfcFlowTerminal | 2XsInQsmv7oOLEYzZsMtQO | n/a | n/a | n/a | n/a | n/a | n/a
FireSprinkler-068 | danielle.r.love@usace.army.mil | 2011-09-14T17:02:59 | Fire Sprinkler | 1B03 | M_Sprinkler - Pendent - Hosted:15 mm Pendent:15 mm Pendent:1021178 | Autodesk Revit MEP 2011 | IfcFlowTerminal | 2XsInQsmv7oOLEYzZsMtUD | n/a | n/a | n/a | n/a | n/a | n/a
FireSprinkler-069 | danielle.r.love@usace.army.mil | 2011-09-14T17:02:59 | Fire Sprinkler | 1B04 | M_Sprinkler - Pendent - Hosted:15 mm Pendent:15 mm Pendent:1022630 | Autodesk Revit MEP 2011 | IfcFlowTerminal | 2XsInQsmv7oOLEYzZsMtdH | n/a | n/a | n/a | n/a | n/a | n/a
FireSprinkler-070 | danielle.r.love@usace.army.mil | 2011-09-14T17:02:59 | Fire Sprinkler | 1B04 | M_Sprinkler - Pendent - Hosted:15 mm Pendent:15 mm Pendent:1022672 | Autodesk Revit MEP 2011 | IfcFlowTerminal | 2XsInQsmv7oOLEYzZsMtcd | n/a | n/a | n/a | n/a | n/a | n/a
FireSprinkler-071 | danielle.r.love@usace.army.mil | 2011-09-14T17:02:59 | Fire Sprinkler | 1B04 | M_Sprinkler - Pendent - Hosted:15 mm Pendent:15 mm Pendent:1022754 | Autodesk Revit MEP 2011 | IfcFlowTerminal | 2XsInQsmv7oOLEYzZsMtXL | n/a | n/a | n/a | n/a | n/a | n/a
FireSprinkler-072 | danielle.r.love@usace.army.mil | 2011-09-14T17:02:59 | Fire Sprinkler | 1B04 | M_Sprinkler - Pendent - Hosted:15 mm Pendent:15 mm Pendent:1022989 | Autodesk Revit MEP 2011 | IfcFlowTerminal | 2XsInQsmv7oOLEYzZsMtzw | n/a | n/a | n/a | n/a | n/a | n/a
FireSprinkler-073 | danielle.r.love@usace.army.mil | 2011-09-14T17:02:59 | Fire Sprinkler | 1B04 | M_Sprinkler - Pendent - Hosted:15 mm Pendent:15 mm Pendent:1023024 | Autodesk Revit MEP 2011 | IfcFlowTerminal | 2XsInQsmv7oOLEYzZsMtz7 | n/a | n/a | n/a | n/a | n/a | n/a
FireSprinkler-074 | danielle.r.love@usace.army.mil | 2011-09-14T17:02:59 | Fire Sprinkler | 1B04 | M_Sprinkler - Pendent - Hosted:15 mm Pendent:15 mm Pendent:1023108 | Autodesk Revit MEP 2011 | IfcFlowTerminal | 2XsInQsmv7oOLEYzZsMt$p | n/a | n/a | n/a | n/a | n/a | n/a
FireSprinkler-075 | danielle.r.love@usace.army.mil | 2011-09-14T17:02:59 | Fire Sprinkler | 1B05 | M_Sprinkler - Pendent - Hosted:15 mm Pendent:15 mm Pendent:1021583 | Autodesk Revit MEP 2011 | IfcFlowTerminal | 2XsInQsmv7oOLEYzZsMtNu | n/a | n/a | n/a | n/a | n/a | n/a
FireSprinkler-076 | danielle.r.love@usace.army.mil | 2011-09-14T17:02:59 | Fire Sprinkler | 1B06 | M_Sprinkler - Pendent - Hosted:15 mm Pendent:15 mm Pendent:1023809 | Autodesk Revit MEP 2011 | IfcFlowTerminal | 2XsInQsmv7oOLEYzZsMtms | n/a | n/a | n/a | n/a | n/a | n/a
FireSprinkler-077 | danielle.r.love@usace.army.mil | 2011-09-14T17:02:59 | Fire Sprinkler | 1B07 | M_Sprinkler - Pendent - Hosted:15 mm Pendent:15 mm Pendent:1021625 | Autodesk Revit MEP 2011 | IfcFlowTerminal | 2XsInQsmv7oOLEYzZsMtNE | n/a | n/a | n/a | n/a | n/a | n/a
FireSprinkler-078 | danielle.r.love@usace.army.mil | 2011-09-14T17:02:59 | Fire Sprinkler | 1B08 | M_Sprinkler - Pendent - Hosted:15 mm Pendent:15 mm Pendent:1023780 | Autodesk Revit MEP 2011 | IfcFlowTerminal | 2XsInQsmv7oOLEYzZsMtnJ | n/a | n/a | n/a | n/a | n/a | n/a
FireSprinkler-079 | danielle.r.love@usace.army.mil | 2011-09-14T17:02:59 | Fire Sprinkler | 1B09 | M_Sprinkler - Pendent - Hosted:15 mm Pendent:15 mm Pendent:1021706 | Autodesk Revit MEP 2011 | IfcFlowTerminal | 2XsInQsmv7oOLEYzZsMtHz | n/a | n/a | n/a | n/a | n/a | n/a
FireSprinkler-080 | danielle.r.love@usace.army.mil | 2011-09-14T17:02:59 | Fire Sprinkler | 1B10 | M_Sprinkler - Pendent - Hosted:15 mm Pendent:15 mm Pendent:1023689 | Autodesk Revit MEP 2011 | IfcFlowTerminal | 2XsInQsmv7oOLEYzZsMts_ | n/a | n/a | n/a | n/a | n/a | n/a
FireSprinkler-081 | danielle.r.love@usace.army.mil | 2011-09-14T17:02:59 | Fire Sprinkler | 1B12 | M_Sprinkler - Pendent - Hosted:15 mm Pendent:15 mm Pendent:1023672 | Autodesk Revit MEP 2011 | IfcFlowTerminal | 2XsInQsmv7oOLEYzZsMttF | n/a | n/a | n/a | n/a | n/a | n/a
FireSprinkler-082 | danielle.r.love@usace.army.mil | 2011-09-14T17:02:59 | Fire Sprinkler | 1B13 | M_Sprinkler - Pendent - Hosted:15 mm Pendent:15 mm Pendent:1020856 | Autodesk Revit MEP 2011 | IfcFlowTerminal | 2XsInQsmv7oOLEYzZsMt3F | n/a | n/a | n/a | n/a | n/a | n/a
FireSprinkler-083 | danielle.r.love@usace.army.mil | 2011-09-14T17:02:59 | Fire Sprinkler | 1B13 | M_Sprinkler - Pendent - Hosted:15 mm Pendent:15 mm Pendent:1020986 | Autodesk Revit MEP 2011 | IfcFlowTerminal | 2XsInQsmv7oOLEYzZsMtTD | n/a | n/a | n/a | n/a | n/a | n/a
FireSprinkler-084 | danielle.r.love@usace.army.mil | 2011-09-14T17:02:59 | Fire Sprinkler | 1B14 | M_Sprinkler - Pendent - Hosted:15 mm Pendent:15 mm Pendent:1023661 | Autodesk Revit MEP 2011 | IfcFlowTerminal | 2XsInQsmv7oOLEYzZsMttQ | n/a | n/a | n/a | n/a | n/a | n/a
FireSprinkler-085 | danielle.r.love@usace.army.mil | 2011-09-14T17:02:59 | Fire Sprinkler | 1B15 | M_Sprinkler - Pendent - Hosted:15 mm Pendent:15 mm Pendent:1021086 | Autodesk Revit MEP 2011 | IfcFlowTerminal | 2XsInQsmv7oOLEYzZsMtVf | n/a | n/a | n/a | n/a | n/a | n/a
FireSprinkler-086 | danielle.r.love@usace.army.mil | 2011-09-14T17:02:59 | Fire Sprinkler | 1B16 | M_Sprinkler - Pendent - Hosted:15 mm Pendent:15 mm Pendent:1023650 | Autodesk Revit MEP 2011 | IfcFlowTerminal | 2XsInQsmv7oOLEYzZsMttL | n/a | n/a | n/a | n/a | n/a | n/a
FireSprinkler-087 | danielle.r.love@usace.army.mil | 2011-09-14T17:02:59 | Fire Sprinkler | 1B17 | M_Sprinkler - Pendent - Hosted:15 mm Pendent:15 mm Pendent:1021928 | Autodesk Revit MEP 2011 | IfcFlowTerminal | 2XsInQsmv7oOLEYzZsMtIV | n/a | n/a | n/a | n/a | n/a | n/a
FireSprinkler-088 | danielle.r.love@usace.army.mil | 2011-09-14T17:02:59 | Fire Sprinkler | 1B19 | M_Sprinkler - Pendent - Hosted:15 mm Pendent:15 mm Pendent:1022133 | Autodesk Revit MEP 2011 | IfcFlowTerminal | 2XsInQsmv7oOLEYzZsMtl2 | n/a | n/a | n/a | n/a | n/a | n/a
FireSprinkler-089 | danielle.r.love@usace.army.mil | 2011-09-14T17:02:59 | Fire Sprinkler | 1B19 | M_Sprinkler - Pendent - Hosted:15 mm Pendent:15 mm Pendent:1022292 | Autodesk Revit MEP 2011 | IfcFlowTerminal | 2XsInQsmv7oOLEYzZsMteZ | n/a | n/a | n/a | n/a | n/a | n/a
FireSprinkler-090 | danielle.r.love@usace.army.mil | 2011-09-14T17:02:59 | Fire Sprinkler | 1B21 | M_Sprinkler - Pendent - Hosted:15 mm Pendent:15 mm Pendent:1024310 | Autodesk Revit MEP 2011 | IfcFlowTerminal | 2XsInQsmv7oOLEYzZsMq91 | n/a | n/a | n/a | n/a | n/a | n/a
FireSprinkler-091 | danielle.r.love@usace.army.mil | 2011-09-14T17:02:59 | Fire Sprinkler | 1B23 | M_Sprinkler - Pendent - Hosted:15 mm Pendent:15 mm Pendent:1026135 | Autodesk Revit MEP 2011 | IfcFlowTerminal | 3GsXdkar5F4xYVacL_QJdA | n/a | n/a | n/a | n/a | n/a | n/a
FireSprinkler-092 | danielle.r.love@usace.army.mil | 2011-09-14T17:02:59 | Fire Sprinkler | 1BC1 | M_Sprinkler - Pendent - Hosted:15 mm Pendent:15 mm Pendent:1021365 | Autodesk Revit MEP 2011 | IfcFlowTerminal | 2XsInQsmv7oOLEYzZsMtR2 | n/a | n/a | n/a | n/a | n/a | n/a
FireSprinkler-093 | danielle.r.love@usace.army.mil | 2011-09-14T17:02:59 | Fire Sprinkler | 1BC2 | M_Sprinkler - Pendent - Hosted:15 mm Pendent:15 mm Pendent:1021122 | Autodesk Revit MEP 2011 | IfcFlowTerminal | 2XsInQsmv7oOLEYzZsMtUr | n/a | n/a | n/a | n/a | n/a | n/a
FireSprinkler-094 | danielle.r.love@usace.army.mil | 2011-09-14T17:02:59 | Fire Sprinkler | 1BC2 | M_Sprinkler - Pendent - Hosted:15 mm Pendent:15 mm Pendent:1021884 | Autodesk Revit MEP 2011 | IfcFlowTerminal | 2XsInQsmv7oOLEYzZsMtJB | n/a | n/a | n/a | n/a | n/a | n/a
FireSprinkler-095 | danielle.r.love@usace.army.mil | 2011-09-14T17:02:59 | Fire Sprinkler | 1BC2 | M_Sprinkler - Pendent - Hosted:15 mm Pendent:15 mm Pendent:1022570 | Autodesk Revit MEP 2011 | IfcFlowTerminal | 2XsInQsmv7oOLEYzZsMtaT | n/a | n/a | n/a | n/a | n/a | n/a
FireSprinkler-096 | danielle.r.love@usace.army.mil | 2011-09-14T17:02:59 | Fire Sprinkler | 1BC2 | M_Sprinkler - Pendent - Hosted:15 mm Pendent:15 mm Pendent:1024036 | Autodesk Revit MEP 2011 | IfcFlowTerminal | 2XsInQsmv7oOLEYzZsMqDJ | n/a | n/a | n/a | n/a | n/a | n/a
FireSprinkler-097 | danielle.r.love@usace.army.mil | 2011-09-14T17:02:59 | Fire Sprinkler | 1BC3 | M_Sprinkler - Pendent - Hosted:15 mm Pendent:15 mm Pendent:1023500 | Autodesk Revit MEP 2011 | IfcFlowTerminal | 2XsInQsmv7oOLEYzZsMtrx | n/a | n/a | n/a | n/a | n/a | n/a
FireSprinkler-098 | danielle.r.love@usace.army.mil | 2011-09-14T17:02:59 | Fire Sprinkler | 1BC3 | M_Sprinkler - Pendent - Hosted:15 mm Pendent:15 mm Pendent:1023555 | Autodesk Revit MEP 2011 | IfcFlowTerminal | 2XsInQsmv7oOLEYzZsMtqq | n/a | n/a | n/a | n/a | n/a | n/a
FireSprinkler-099 | danielle.r.love@usace.army.mil | 2011-09-14T17:02:59 | Fire Sprinkler | 1BC4 | M_Sprinkler - Pendent - Hosted:15 mm Pendent:15 mm Pendent:1015009 | Autodesk Revit MEP 2011 | IfcFlowTerminal | 2XsInQsmv7oOLEYzZsMv_M | n/a | n/a | n/a | n/a | n/a | n/a
FireSprinkler-100 | danielle.r.love@usace.army.mil | 2011-09-14T17:02:59 | Fire Sprinkler | 1BC4 | M_Sprinkler - Pendent - Hosted:15 mm Pendent:15 mm Pendent:1015471 | Autodesk Revit MEP 2011 | IfcFlowTerminal | 2XsInQsmv7oOLEYzZsMvtO | n/a | n/a | n/a | n/a | n/a | n/a
FireSprinkler-101 | danielle.r.love@usace.army.mil | 2011-09-14T17:02:59 | Fire Sprinkler | 1BC4 | M_Sprinkler - Pendent - Hosted:15 mm Pendent:15 mm Pendent:1020793 | Autodesk Revit MEP 2011 | IfcFlowTerminal | 2XsInQsmv7oOLEYzZsMt0E | n/a | n/a | n/a | n/a | n/a | n/a
FireSprinkler-102 | danielle.r.love@usace.army.mil | 2011-09-14T17:02:59 | Fire Sprinkler | 1BC4 | M_Sprinkler - Pendent - Hosted:15 mm Pendent:15 mm Pendent:1023393 | Autodesk Revit MEP 2011 | IfcFlowTerminal | 2XsInQsmv7oOLEYzZsMtxM | n/a | n/a | n/a | n/a | n/a | n/a
FireSprinkler-103 | danielle.r.love@usace.army.mil | 2011-09-14T17:02:59 | Fire Sprinkler | 1BC4 | M_Sprinkler - Pendent - Hosted:15 mm Pendent:15 mm Pendent:1023414 | Autodesk Revit MEP 2011 | IfcFlowTerminal | 2XsInQsmv7oOLEYzZsMtx1 | n/a | n/a | n/a | n/a | n/a | n/a
FireSprinkler-104 | danielle.r.love@usace.army.mil | 2011-09-14T17:02:59 | Fire Sprinkler | 1C01 | M_Sprinkler - Pendent - Hosted:15 mm Pendent:15 mm Pendent:1010771 | Autodesk Revit MEP 2011 | IfcFlowTerminal | 0Ynqvc4vnFeA9V26aJbo_O | n/a | n/a | n/a | n/a | n/a | n/a
FireSprinkler-105 | danielle.r.love@usace.army.mil | 2011-09-14T17:02:59 | Fire Sprinkler | 1C03 | M_Sprinkler - Pendent - Hosted:15 mm Pendent:15 mm Pendent:1011014 | Autodesk Revit MEP 2011 | IfcFlowTerminal | 0Ynqvc4vnFeA9V26aJbowD | n/a | n/a | n/a | n/a | n/a | n/a
FireSprinkler-106 | danielle.r.love@usace.army.mil | 2011-09-14T17:02:59 | Fire Sprinkler | 1C04 | M_Sprinkler - Pendent - Hosted:15 mm Pendent:15 mm Pendent:1011758 | Autodesk Revit MEP 2011 | IfcFlowTerminal | 0Ynqvc4vnFeA9V26aJbpFb | n/a | n/a | n/a | n/a | n/a | n/a
FireSprinkler-107 | danielle.r.love@usace.army.mil | 2011-09-14T17:02:59 | Fire Sprinkler | 1C05 | M_Sprinkler - Pendent - Hosted:15 mm Pendent:15 mm Pendent:1012332 | Autodesk Revit MEP 2011 | IfcFlowTerminal | 0Ynqvc4vnFeA9V26aJbp6d | n/a | n/a | n/a | n/a | n/a | n/a
FireSprinkler-108 | danielle.r.love@usace.army.mil | 2011-09-14T17:02:59 | Fire Sprinkler | 1C06 | M_Sprinkler - Pendent - Hosted:15 mm Pendent:15 mm Pendent:1012276 | Autodesk Revit MEP 2011 | IfcFlowTerminal | 0Ynqvc4vnFeA9V26aJbp7$ | n/a | n/a | n/a | n/a | n/a | n/a
FireSprinkler-109 | danielle.r.love@usace.army.mil | 2011-09-14T17:02:59 | Fire Sprinkler | 1C07 | M_Sprinkler - Pendent - Hosted:15 mm Pendent:15 mm Pendent:1011152 | Autodesk Revit MEP 2011 | IfcFlowTerminal | 0Ynqvc4vnFeA9V26aJbouR | n/a | n/a | n/a | n/a | n/a | n/a
FireSprinkler-110 | danielle.r.love@usace.army.mil | 2011-09-14T17:02:59 | Fire Sprinkler | 1C07 | M_Sprinkler - Pendent - Hosted:15 mm Pendent:15 mm Pendent:1011178 | Autodesk Revit MEP 2011 | IfcFlowTerminal | 0Ynqvc4vnFeA9V26aJbouX | n/a | n/a | n/a | n/a | n/a | n/a
FireSprinkler-111 | danielle.r.love@usace.army.mil | 2011-09-14T17:02:59 | Fire Sprinkler | 1C08 | M_Sprinkler - Pendent - Hosted:15 mm Pendent:15 mm Pendent:1011811 | Autodesk Revit MEP 2011 | IfcFlowTerminal | 0Ynqvc4vnFeA9V26aJbpEe | n/a | n/a | n/a | n/a | n/a | n/a
FireSprinkler-112 | danielle.r.love@usace.army.mil | 2011-09-14T17:02:59 | Fire Sprinkler | 1C09 | M_Sprinkler - Pendent - Hosted:15 mm Pendent:15 mm Pendent:1012223 | Autodesk Revit MEP 2011 | IfcFlowTerminal | 0Ynqvc4vnFeA9V26aJbp8q | n/a | n/a | n/a | n/a | n/a | n/a
FireSprinkler-113 | danielle.r.love@usace.army.mil | 2011-09-14T17:02:59 | Fire Sprinkler | 1C10 | M_Sprinkler - Pendent - Hosted:15 mm Pendent:15 mm Pendent:1011058 | Autodesk Revit MEP 2011 | IfcFlowTerminal | 0Ynqvc4vnFeA9V26aJbowv | n/a | n/a | n/a | n/a | n/a | n/a
FireSprinkler-114 | danielle.r.love@usace.army.mil | 2011-09-14T17:02:59 | Fire Sprinkler | 1C10 | M_Sprinkler - Pendent - Hosted:15 mm Pendent:15 mm Pendent:1011088 | Autodesk Revit MEP 2011 | IfcFlowTerminal | 0Ynqvc4vnFeA9V26aJbovR | n/a | n/a | n/a | n/a | n/a | n/a
FireSprinkler-115 | danielle.r.love@usace.army.mil | 2011-09-14T17:02:59 | Fire Sprinkler | 1C12 | M_Sprinkler - Pendent - Hosted:15 mm Pendent:15 mm Pendent:1012117 | Autodesk Revit MEP 2011 | IfcFlowTerminal | 0Ynqvc4vnFeA9V26aJbp9U | n/a | n/a | n/a | n/a | n/a | n/a
FireSprinkler-116 | danielle.r.love@usace.army.mil | 2011-09-14T17:02:59 | Fire Sprinkler | 1C13 | M_Sprinkler - Pendent - Hosted:15 mm Pendent:15 mm Pendent:1016388 | Autodesk Revit MEP 2011 | IfcFlowTerminal | 2XsInQsmv7oOLEYzZsMs4p | n/a | n/a | n/a | n/a | n/a | n/a
FireSprinkler-117 | danielle.r.love@usace.army.mil | 2011-09-14T17:02:59 | Fire Sprinkler | 1C14 | M_Sprinkler - Pendent - Hosted:15 mm Pendent:15 mm Pendent:1012089 | Autodesk Revit MEP 2011 | IfcFlowTerminal | 0Ynqvc4vnFeA9V26aJbpAo | n/a | n/a | n/a | n/a | n/a | n/a
FireSprinkler-118 | danielle.r.love@usace.army.mil | 2011-09-14T17:02:59 | Fire Sprinkler | 1C15 | M_Sprinkler - Pendent - Hosted:15 mm Pendent:15 mm Pendent:1016463 | Autodesk Revit MEP 2011 | IfcFlowTerminal | 2XsInQsmv7oOLEYzZsMs7u | n/a | n/a | n/a | n/a | n/a | n/a
FireSprinkler-119 | danielle.r.love@usace.army.mil | 2011-09-14T17:02:59 | Fire Sprinkler | 1C16 | M_Sprinkler - Pendent - Hosted:15 mm Pendent:15 mm Pendent:1012061 | Autodesk Revit MEP 2011 | IfcFlowTerminal | 0Ynqvc4vnFeA9V26aJbpAM | n/a | n/a | n/a | n/a | n/a | n/a
FireSprinkler-120 | danielle.r.love@usace.army.mil | 2011-09-14T17:02:59 | Fire Sprinkler | 1C17 | M_Sprinkler - Pendent - Hosted:15 mm Pendent:15 mm Pendent:1012005 | Autodesk Revit MEP 2011 | IfcFlowTerminal | 0Ynqvc4vnFeA9V26aJbpBk | n/a | n/a | n/a | n/a | n/a | n/a
FireSprinkler-121 | danielle.r.love@usace.army.mil | 2011-09-14T17:02:59 | Fire Sprinkler | 1C18 | M_Sprinkler - Pendent - Hosted:15 mm Pendent:15 mm Pendent:1011929 | Autodesk Revit MEP 2011 | IfcFlowTerminal | 0Ynqvc4vnFeA9V26aJbpCI | n/a | n/a | n/a | n/a | n/a | n/a
FireSprinkler-122 | danielle.r.love@usace.army.mil | 2011-09-14T17:02:59 | Fire Sprinkler | 1C18 | M_Sprinkler - Pendent - Hosted:15 mm Pendent:15 mm Pendent:1011952 | Autodesk Revit MEP 2011 | IfcFlowTerminal | 0Ynqvc4vnFeA9V26aJbpCx | n/a | n/a | n/a | n/a | n/a | n/a
FireSprinkler-123 | danielle.r.love@usace.army.mil | 2011-09-14T17:02:59 | Fire Sprinkler | 1C18 | M_Sprinkler - Pendent - Hosted:15 mm Pendent:15 mm Pendent:1011976 | Autodesk Revit MEP 2011 | IfcFlowTerminal | 0Ynqvc4vnFeA9V26aJbpB3 | n/a | n/a | n/a | n/a | n/a | n/a
FireSprinkler-124 | danielle.r.love@usace.army.mil | 2011-09-14T17:02:59 | Fire Sprinkler | 1C19 | M_Sprinkler - Pendent - Hosted:15 mm Pendent:15 mm Pendent:1012033 | Autodesk Revit MEP 2011 | IfcFlowTerminal | 0Ynqvc4vnFeA9V26aJbpAA | n/a | n/a | n/a | n/a | n/a | n/a
FireSprinkler-125 | danielle.r.love@usace.army.mil | 2011-09-14T17:02:59 | Fire Sprinkler | 1CC1 | M_Sprinkler - Pendent - Hosted:15 mm Pendent:15 mm Pendent:1010955 | Autodesk Revit MEP 2011 | IfcFlowTerminal | 0Ynqvc4vnFeA9V26aJbox0 | n/a | n/a | n/a | n/a | n/a | n/a
FireSprinkler-126 | danielle.r.love@usace.army.mil | 2011-09-14T17:02:59 | Fire Sprinkler | 1CC1 | M_Sprinkler - Pendent - Hosted:15 mm Pendent:15 mm Pendent:1011575 | Autodesk Revit MEP 2011 | IfcFlowTerminal | 0Ynqvc4vnFeA9V26aJbooy | n/a | n/a | n/a | n/a | n/a | n/a
FireSprinkler-127 | danielle.r.love@usace.army.mil | 2011-09-14T17:02:59 | Fire Sprinkler | 1CC1 | M_Sprinkler - Pendent - Hosted:15 mm Pendent:15 mm Pendent:1011643 | Autodesk Revit MEP 2011 | IfcFlowTerminal | 0Ynqvc4vnFeA9V26aJbonm | n/a | n/a | n/a | n/a | n/a | n/a
FireSprinkler-128 | danielle.r.love@usace.army.mil | 2011-09-14T17:02:59 | Fire Sprinkler | 1CC1 | M_Sprinkler - Pendent - Hosted:15 mm Pendent:15 mm Pendent:1011685 | Autodesk Revit MEP 2011 | IfcFlowTerminal | 0Ynqvc4vnFeA9V26aJbomk | n/a | n/a | n/a | n/a | n/a | n/a
FireSprinkler-129 | danielle.r.love@usace.army.mil | 2011-09-14T17:02:59 | Fire Sprinkler | 1CC1 | M_Sprinkler - Pendent - Hosted:15 mm Pendent:15 mm Pendent:1016706 | Autodesk Revit MEP 2011 | IfcFlowTerminal | 2XsInQsmv7oOLEYzZsMs3r | n/a | n/a | n/a | n/a | n/a | n/a
FireSprinkler-130 | danielle.r.love@usace.army.mil | 2011-09-14T17:02:59 | Fire Sprinkler | 1CC3 | M_Sprinkler - Pendent - Hosted:15 mm Pendent:15 mm Pendent:1011886 | Autodesk Revit MEP 2011 | IfcFlowTerminal | 0Ynqvc4vnFeA9V26aJbpDb | n/a | n/a | n/a | n/a | n/a | n/a
FireSprinkler-131 | danielle.r.love@usace.army.mil | 2011-09-14T17:02:59 | Fire Sprinkler | 1CC3 | M_Sprinkler - Pendent - Hosted:15 mm Pendent:15 mm Pendent:1012147 | Autodesk Revit MEP 2011 | IfcFlowTerminal | 0Ynqvc4vnFeA9V26aJbp9u | n/a | n/a | n/a | n/a | n/a | n/a
FireSprinkler-132 | danielle.r.love@usace.army.mil | 2011-09-14T17:02:59 | Fire Sprinkler | 1D02 | M_Sprinkler - Pendent - Hosted:15 mm Pendent:15 mm Pendent:1017195 | Autodesk Revit MEP 2011 | IfcFlowTerminal | 2XsInQsmv7oOLEYzZsMsOS | n/a | n/a | n/a | n/a | n/a | n/a
FireSprinkler-133 | danielle.r.love@usace.army.mil | 2011-09-14T17:02:59 | Fire Sprinkler | 1D04 | M_Sprinkler - Pendent - Hosted:15 mm Pendent:15 mm Pendent:1017255 | Autodesk Revit MEP 2011 | IfcFlowTerminal | 2XsInQsmv7oOLEYzZsMsRG | n/a | n/a | n/a | n/a | n/a | n/a
FireSprinkler-134 | danielle.r.love@usace.army.mil | 2011-09-14T17:02:59 | Fire Sprinkler | 1D05 | M_Sprinkler - Pendent - Hosted:15 mm Pendent:15 mm Pendent:1010655 | Autodesk Revit MEP 2011 | IfcFlowTerminal | 0Ynqvc4vnFeA9V26aJboWK | n/a | n/a | n/a | n/a | n/a | n/a
FireSprinkler-135 | danielle.r.love@usace.army.mil | 2011-09-14T17:02:59 | Fire Sprinkler | 1D06 | M_Sprinkler - Pendent - Hosted:15 mm Pendent:15 mm Pendent:1010590 | Autodesk Revit MEP 2011 | IfcFlowTerminal | 0Ynqvc4vnFeA9V26aJboXL | n/a | n/a | n/a | n/a | n/a | n/a
FireSprinkler-136 | danielle.r.love@usace.army.mil | 2011-09-14T17:02:59 | Fire Sprinkler | 1D07 | M_Sprinkler - Pendent - Hosted:15 mm Pendent:15 mm Pendent:1010476 | Autodesk Revit MEP 2011 | IfcFlowTerminal | 0Ynqvc4vnFeA9V26aJboZd | n/a | n/a | n/a | n/a | n/a | n/a
FireSprinkler-137 | danielle.r.love@usace.army.mil | 2011-09-14T17:02:59 | Fire Sprinkler | 1D08 | M_Sprinkler - Pendent - Hosted:15 mm Pendent:15 mm Pendent:1016120 | Autodesk Revit MEP 2011 | IfcFlowTerminal | 2XsInQsmv7oOLEYzZsMs9F | n/a | n/a | n/a | n/a | n/a | n/a
FireSprinkler-138 | danielle.r.love@usace.army.mil | 2011-09-14T17:02:59 | Fire Sprinkler | 1D09 | M_Sprinkler - Pendent - Hosted:15 mm Pendent:15 mm Pendent:1010366 | Autodesk Revit MEP 2011 | IfcFlowTerminal | 0Ynqvc4vnFeA9V26aJbobr | n/a | n/a | n/a | n/a | n/a | n/a
FireSprinkler-139 | danielle.r.love@usace.army.mil | 2011-09-14T17:02:59 | Fire Sprinkler | 1D10 | M_Sprinkler - Pendent - Hosted:15 mm Pendent:15 mm Pendent:1016082 | Autodesk Revit MEP 2011 | IfcFlowTerminal | 2XsInQsmv7oOLEYzZsMs9b | n/a | n/a | n/a | n/a | n/a | n/a
FireSprinkler-140 | danielle.r.love@usace.army.mil | 2011-09-14T17:02:59 | Fire Sprinkler | 1D12 | M_Sprinkler - Pendent - Hosted:15 mm Pendent:15 mm Pendent:1016021 | Autodesk Revit MEP 2011 | IfcFlowTerminal | 2XsInQsmv7oOLEYzZsMsEY | n/a | n/a | n/a | n/a | n/a | n/a
FireSprinkler-141 | danielle.r.love@usace.army.mil | 2011-09-14T17:02:59 | Fire Sprinkler | 1D13 | M_Sprinkler - Pendent - Hosted:15 mm Pendent:15 mm Pendent:1010271 | Autodesk Revit MEP 2011 | IfcFlowTerminal | 0Ynqvc4vnFeA9V26aJbocK | n/a | n/a | n/a | n/a | n/a | n/a
FireSprinkler-142 | danielle.r.love@usace.army.mil | 2011-09-14T17:02:59 | Fire Sprinkler | 1D14 | M_Sprinkler - Pendent - Hosted:15 mm Pendent:15 mm Pendent:1009470 | Autodesk Revit MEP 2011 | IfcFlowTerminal | 0Ynqvc4vnFeA9V26aJboJr | n/a | n/a | n/a | n/a | n/a | n/a
FireSprinkler-143 | danielle.r.love@usace.army.mil | 2011-09-14T17:02:59 | Fire Sprinkler | 1D15 | M_Sprinkler - Pendent - Hosted:15 mm Pendent:15 mm Pendent:1009355 | Autodesk Revit MEP 2011 | IfcFlowTerminal | 0Ynqvc4vnFeA9V26aJboK0 | n/a | n/a | n/a | n/a | n/a | n/a
FireSprinkler-144 | danielle.r.love@usace.army.mil | 2011-09-14T17:02:59 | Fire Sprinkler | 1D16 | M_Sprinkler - Pendent - Hosted:15 mm Pendent:15 mm Pendent:1009912 | Autodesk Revit MEP 2011 | IfcFlowTerminal | 0Ynqvc4vnFeA9V26aJboip | n/a | n/a | n/a | n/a | n/a | n/a
FireSprinkler-145 | danielle.r.love@usace.army.mil | 2011-09-14T17:02:59 | Fire Sprinkler | 1D16 | M_Sprinkler - Pendent - Hosted:15 mm Pendent:15 mm Pendent:1009949 | Autodesk Revit MEP 2011 | IfcFlowTerminal | 0Ynqvc4vnFeA9V26aJbohM | n/a | n/a | n/a | n/a | n/a | n/a
FireSprinkler-146 | danielle.r.love@usace.army.mil | 2011-09-14T17:02:59 | Fire Sprinkler | 1D16 | M_Sprinkler - Pendent - Hosted:15 mm Pendent:15 mm Pendent:1009973 | Autodesk Revit MEP 2011 | IfcFlowTerminal | 0Ynqvc4vnFeA9V26aJboh_ | n/a | n/a | n/a | n/a | n/a | n/a
FireSprinkler-147 | danielle.r.love@usace.army.mil | 2011-09-14T17:02:59 | Fire Sprinkler | 1D16 | M_Sprinkler - Pendent - Hosted:15 mm Pendent:15 mm Pendent:1010043 | Autodesk Revit MEP 2011 | IfcFlowTerminal | 0Ynqvc4vnFeA9V26aJbogm | n/a | n/a | n/a | n/a | n/a | n/a
FireSprinkler-148 | danielle.r.love@usace.army.mil | 2011-09-14T17:02:59 | Fire Sprinkler | 1D16 | M_Sprinkler - Pendent - Hosted:15 mm Pendent:15 mm Pendent:1010115 | Autodesk Revit MEP 2011 | IfcFlowTerminal | 0Ynqvc4vnFeA9V26aJboe8 | n/a | n/a | n/a | n/a | n/a | n/a
FireSprinkler-149 | danielle.r.love@usace.army.mil | 2011-09-14T17:02:59 | Fire Sprinkler | 1D17 | M_Sprinkler - Pendent - Hosted:15 mm Pendent:15 mm Pendent:1009858 | Autodesk Revit MEP 2011 | IfcFlowTerminal | 0Ynqvc4vnFeA9V26aJboi9 | n/a | n/a | n/a | n/a | n/a | n/a
FireSprinkler-150 | danielle.r.love@usace.army.mil | 2011-09-14T17:02:59 | Fire Sprinkler | 1D18 | M_Sprinkler - Pendent - Hosted:15 mm Pendent:15 mm Pendent:1009597 | Autodesk Revit MEP 2011 | IfcFlowTerminal | 0Ynqvc4vnFeA9V26aJboHs | n/a | n/a | n/a | n/a | n/a | n/a
FireSprinkler-151 | danielle.r.love@usace.army.mil | 2011-09-14T17:02:59 | Fire Sprinkler | 1D19 | M_Sprinkler - Pendent - Hosted:15 mm Pendent:15 mm Pendent:1009055 | Autodesk Revit MEP 2011 | IfcFlowTerminal | 0Ynqvc4vnFeA9V26aJboPK | n/a | n/a | n/a | n/a | n/a | n/a
FireSprinkler-152 | danielle.r.love@usace.army.mil | 2011-09-14T17:02:59 | Fire Sprinkler | 1D20 | M_Sprinkler - Pendent - Hosted:15 mm Pendent:15 mm Pendent:1009119 | Autodesk Revit MEP 2011 | IfcFlowTerminal | 0Ynqvc4vnFeA9V26aJboOK | n/a | n/a | n/a | n/a | n/a | n/a
FireSprinkler-153 | danielle.r.love@usace.army.mil | 2011-09-14T17:02:59 | Fire Sprinkler | 1D21 | M_Sprinkler - Pendent - Hosted:15 mm Pendent:15 mm Pendent:1009202 | Autodesk Revit MEP 2011 | IfcFlowTerminal | 0Ynqvc4vnFeA9V26aJboNv | n/a | n/a | n/a | n/a | n/a | n/a
FireSprinkler-154 | danielle.r.love@usace.army.mil | 2011-09-14T17:02:59 | Fire Sprinkler | 1D22 | M_Sprinkler - Pendent - Hosted:15 mm Pendent:15 mm Pendent:1007389 | Autodesk Revit MEP 2011 | IfcFlowTerminal | 1H1XAODS14hwYxhvsu9l2c | n/a | n/a | n/a | n/a | n/a | n/a
FireSprinkler-155 | danielle.r.love@usace.army.mil | 2011-09-14T17:02:59 | Fire Sprinkler | 1D22 | M_Sprinkler - Pendent - Hosted:15 mm Pendent:15 mm Pendent:1007654 | Autodesk Revit MEP 2011 | IfcFlowTerminal | 1H1XAODS14hwYxhvsu9i_T | n/a | n/a | n/a | n/a | n/a | n/a
FireSprinkler-156 | danielle.r.love@usace.army.mil | 2011-09-14T17:02:59 | Fire Sprinkler | 1D23 | M_Sprinkler - Pendent - Hosted:15 mm Pendent:15 mm Pendent:1007032 | Autodesk Revit MEP 2011 | IfcFlowTerminal | 1H1XAODS14hwYxhvsu9l83 | n/a | n/a | n/a | n/a | n/a | n/a
FireSprinkler-157 | danielle.r.love@usace.army.mil | 2011-09-14T17:02:59 | Fire Sprinkler | 1D24 | M_Sprinkler - Pendent - Hosted:15 mm Pendent:15 mm Pendent:1006982 | Autodesk Revit MEP 2011 | IfcFlowTerminal | 1H1XAODS14hwYxhvsu9l8z | n/a | n/a | n/a | n/a | n/a | n/a
FireSprinkler-158 | danielle.r.love@usace.army.mil | 2011-09-14T17:02:59 | Fire Sprinkler | 1D25 | M_Sprinkler - Pendent - Hosted:15 mm Pendent:15 mm Pendent:1005970 | Autodesk Revit MEP 2011 | IfcFlowTerminal | 1H1XAODS14hwYxhvsu9lOf | n/a | n/a | n/a | n/a | n/a | n/a
FireSprinkler-159 | danielle.r.love@usace.army.mil | 2011-09-14T17:02:59 | Fire Sprinkler | 1D25 | M_Sprinkler - Pendent - Hosted:15 mm Pendent:15 mm Pendent:1006021 | Autodesk Revit MEP 2011 | IfcFlowTerminal | 1H1XAODS14hwYxhvsu9lP_ | n/a | n/a | n/a | n/a | n/a | n/a
FireSprinkler-160 | danielle.r.love@usace.army.mil | 2011-09-14T17:02:59 | Fire Sprinkler | 1D25 | M_Sprinkler - Pendent - Hosted:15 mm Pendent:15 mm Pendent:1006361 | Autodesk Revit MEP 2011 | IfcFlowTerminal | 1H1XAODS14hwYxhvsu9lIY | n/a | n/a | n/a | n/a | n/a | n/a
FireSprinkler-161 | danielle.r.love@usace.army.mil | 2011-09-14T17:02:59 | Fire Sprinkler | 1D25 | M_Sprinkler - Pendent - Hosted:15 mm Pendent:15 mm Pendent:1006425 | Autodesk Revit MEP 2011 | IfcFlowTerminal | 1H1XAODS14hwYxhvsu9lJY | n/a | n/a | n/a | n/a | n/a | n/a
FireSprinkler-162 | danielle.r.love@usace.army.mil | 2011-09-14T17:02:59 | Fire Sprinkler | 1D26 | M_Sprinkler - Pendent - Hosted:15 mm Pendent:15 mm Pendent:1006163 | Autodesk Revit MEP 2011 | IfcFlowTerminal | 1H1XAODS14hwYxhvsu9lNe | n/a | n/a | n/a | n/a | n/a | n/a
FireSprinkler-163 | danielle.r.love@usace.army.mil | 2011-09-14T17:02:59 | Fire Sprinkler | 1D27 | M_Sprinkler - Pendent - Hosted:15 mm Pendent:15 mm Pendent:1006896 | Autodesk Revit MEP 2011 | IfcFlowTerminal | 1H1XAODS14hwYxhvsu9lAB | n/a | n/a | n/a | n/a | n/a | n/a
FireSprinkler-164 | danielle.r.love@usace.army.mil | 2011-09-14T17:02:59 | Fire Sprinkler | 1D28 | M_Sprinkler - Pendent - Hosted:15 mm Pendent:15 mm Pendent:1005866 | Autodesk Revit MEP 2011 | IfcFlowTerminal | 1H1XAODS14hwYxhvsu9lQH | n/a | n/a | n/a | n/a | n/a | n/a
FireSprinkler-165 | danielle.r.love@usace.army.mil | 2011-09-14T17:02:59 | Fire Sprinkler | 1D30 | M_Sprinkler - Pendent - Hosted:15 mm Pendent:15 mm Pendent:1006493 | Autodesk Revit MEP 2011 | IfcFlowTerminal | 1H1XAODS14hwYxhvsu9lGc | n/a | n/a | n/a | n/a | n/a | n/a
FireSprinkler-166 | danielle.r.love@usace.army.mil | 2011-09-14T17:02:59 | Fire Sprinkler | 1D31 | M_Sprinkler - Pendent - Hosted:15 mm Pendent:15 mm Pendent:1006591 | Autodesk Revit MEP 2011 | IfcFlowTerminal | 1H1XAODS14hwYxhvsu9lH4 | n/a | n/a | n/a | n/a | n/a | n/a
FireSprinkler-167 | danielle.r.love@usace.army.mil | 2011-09-14T17:02:59 | Fire Sprinkler | 1D32 | M_Sprinkler - Pendent - Hosted:15 mm Pendent:15 mm Pendent:1005747 | Autodesk Revit MEP 2011 | IfcFlowTerminal | 1H1XAODS14hwYxhvsu9lS8 | n/a | n/a | n/a | n/a | n/a | n/a
FireSprinkler-168 | danielle.r.love@usace.army.mil | 2011-09-14T17:02:59 | Fire Sprinkler | 1D33 | M_Sprinkler - Pendent - Hosted:15 mm Pendent:15 mm Pendent:1006658 | Autodesk Revit MEP 2011 | IfcFlowTerminal | 1H1XAODS14hwYxhvsu9lFv | n/a | n/a | n/a | n/a | n/a | n/a
FireSprinkler-169 | danielle.r.love@usace.army.mil | 2011-09-14T17:02:59 | Fire Sprinkler | 1D34 | M_Sprinkler - Pendent - Hosted:15 mm Pendent:15 mm Pendent:1014519 | Autodesk Revit MEP 2011 | IfcFlowTerminal | 2XsInQsmv7oOLEYzZsMvc0 | n/a | n/a | n/a | n/a | n/a | n/a
FireSprinkler-170 | danielle.r.love@usace.army.mil | 2011-09-14T17:02:59 | Fire Sprinkler | 1D35 | M_Sprinkler - Pendent - Hosted:15 mm Pendent:15 mm Pendent:1014756 | Autodesk Revit MEP 2011 | IfcFlowTerminal | 2XsInQsmv7oOLEYzZsMvYJ | n/a | n/a | n/a | n/a | n/a | n/a
FireSprinkler-171 | danielle.r.love@usace.army.mil | 2011-09-14T17:02:59 | Fire Sprinkler | 1D36 | M_Sprinkler - Pendent - Hosted:15 mm Pendent:15 mm Pendent:1015356 | Autodesk Revit MEP 2011 | IfcFlowTerminal | 2XsInQsmv7oOLEYzZsMvrB | n/a | n/a | n/a | n/a | n/a | n/a
FireSprinkler-172 | danielle.r.love@usace.army.mil | 2011-09-14T17:02:59 | Fire Sprinkler | 1D38 | M_Sprinkler - Pendent - Hosted:15 mm Pendent:15 mm Pendent:1015308 | Autodesk Revit MEP 2011 | IfcFlowTerminal | 2XsInQsmv7oOLEYzZsMvrx | n/a | n/a | n/a | n/a | n/a | n/a
FireSprinkler-173 | danielle.r.love@usace.army.mil | 2011-09-14T17:02:59 | Fire Sprinkler | 1D40 | M_Sprinkler - Pendent - Hosted:15 mm Pendent:15 mm Pendent:1014911 | Autodesk Revit MEP 2011 | IfcFlowTerminal | 2XsInQsmv7oOLEYzZsMvy8 | n/a | n/a | n/a | n/a | n/a | n/a
FireSprinkler-174 | danielle.r.love@usace.army.mil | 2011-09-14T17:02:59 | Fire Sprinkler | 1DC1 | M_Sprinkler - Pendent - Hosted:15 mm Pendent:15 mm Pendent:1007212 | Autodesk Revit MEP 2011 | IfcFlowTerminal | 1H1XAODS14hwYxhvsu9l7N | n/a | n/a | n/a | n/a | n/a | n/a
FireSprinkler-175 | danielle.r.love@usace.army.mil | 2011-09-14T17:02:59 | Fire Sprinkler | 1DC1 | M_Sprinkler - Pendent - Hosted:15 mm Pendent:15 mm Pendent:1007292 | Autodesk Revit MEP 2011 | IfcFlowTerminal | 1H1XAODS14hwYxhvsu9l47 | n/a | n/a | n/a | n/a | n/a | n/a
FireSprinkler-176 | danielle.r.love@usace.army.mil | 2011-09-14T17:02:59 | Fire Sprinkler | 1DC1 | M_Sprinkler - Pendent - Hosted:15 mm Pendent:15 mm Pendent:1007344 | Autodesk Revit MEP 2011 | IfcFlowTerminal | 1H1XAODS14hwYxhvsu9l5B | n/a | n/a | n/a | n/a | n/a | n/a
FireSprinkler-177 | danielle.r.love@usace.army.mil | 2011-09-14T17:02:59 | Fire Sprinkler | 1DC1 | M_Sprinkler - Pendent - Hosted:15 mm Pendent:15 mm Pendent:1007651 | Autodesk Revit MEP 2011 | IfcFlowTerminal | 1H1XAODS14hwYxhvsu9i_O | n/a | n/a | n/a | n/a | n/a | n/a
FireSprinkler-178 | danielle.r.love@usace.army.mil | 2011-09-14T17:02:59 | Fire Sprinkler | 1DC1 | M_Sprinkler - Pendent - Hosted:15 mm Pendent:15 mm Pendent:1007652 | Autodesk Revit MEP 2011 | IfcFlowTerminal | 1H1XAODS14hwYxhvsu9i_V | n/a | n/a | n/a | n/a | n/a | n/a
FireSprinkler-179 | danielle.r.love@usace.army.mil | 2011-09-14T17:02:59 | Fire Sprinkler | 1DC1 | M_Sprinkler - Pendent - Hosted:15 mm Pendent:15 mm Pendent:1007653 | Autodesk Revit MEP 2011 | IfcFlowTerminal | 1H1XAODS14hwYxhvsu9i_U | n/a | n/a | n/a | n/a | n/a | n/a
FireSprinkler-180 | danielle.r.love@usace.army.mil | 2011-09-14T17:02:59 | Fire Sprinkler | 1DC1 | M_Sprinkler - Pendent - Hosted:15 mm Pendent:15 mm Pendent:1008408 | Autodesk Revit MEP 2011 | IfcFlowTerminal | 0Ynqvc4vnFeA9V26aJbo3J | n/a | n/a | n/a | n/a | n/a | n/a
FireSprinkler-181 | danielle.r.love@usace.army.mil | 2011-09-14T17:02:59 | Fire Sprinkler | 1DC1 | M_Sprinkler - Pendent - Hosted:15 mm Pendent:15 mm Pendent:1008448 | Autodesk Revit MEP 2011 | IfcFlowTerminal | 0Ynqvc4vnFeA9V26aJbo2B | n/a | n/a | n/a | n/a | n/a | n/a
FireSprinkler-182 | danielle.r.love@usace.army.mil | 2011-09-14T17:02:59 | Fire Sprinkler | 1DC1 | M_Sprinkler - Pendent - Hosted:15 mm Pendent:15 mm Pendent:1008557 | Autodesk Revit MEP 2011 | IfcFlowTerminal | 0Ynqvc4vnFeA9V26aJbo1c | n/a | n/a | n/a | n/a | n/a | n/a
FireSprinkler-183 | danielle.r.love@usace.army.mil | 2011-09-14T17:02:59 | Fire Sprinkler | 1DC1 | M_Sprinkler - Pendent - Hosted:15 mm Pendent:15 mm Pendent:1008601 | Autodesk Revit MEP 2011 | IfcFlowTerminal | 0Ynqvc4vnFeA9V26aJbo0I | n/a | n/a | n/a | n/a | n/a | n/a
FireSprinkler-184 | danielle.r.love@usace.army.mil | 2011-09-14T17:02:59 | Fire Sprinkler | 1DC1 | M_Sprinkler - Pendent - Hosted:15 mm Pendent:15 mm Pendent:1008691 | Autodesk Revit MEP 2011 | IfcFlowTerminal | 0Ynqvc4vnFeA9V26aJboVu | n/a | n/a | n/a | n/a | n/a | n/a
FireSprinkler-185 | danielle.r.love@usace.army.mil | 2011-09-14T17:02:59 | Fire Sprinkler | 1DC1 | M_Sprinkler - Pendent - Hosted:15 mm Pendent:15 mm Pendent:1008761 | Autodesk Revit MEP 2011 | IfcFlowTerminal | 0Ynqvc4vnFeA9V26aJboUo | n/a | n/a | n/a | n/a | n/a | n/a
FireSprinkler-186 | danielle.r.love@usace.army.mil | 2011-09-14T17:02:59 | Fire Sprinkler | 1DC1 | M_Sprinkler - Pendent - Hosted:15 mm Pendent:15 mm Pendent:1008942 | Autodesk Revit MEP 2011 | IfcFlowTerminal | 0Ynqvc4vnFeA9V26aJboRb | n/a | n/a | n/a | n/a | n/a | n/a
FireSprinkler-187 | danielle.r.love@usace.army.mil | 2011-09-14T17:02:59 | Fire Sprinkler | 1DC2 | M_Sprinkler - Pendent - Hosted:15 mm Pendent:15 mm Pendent:1016168 | Autodesk Revit MEP 2011 | IfcFlowTerminal | 2XsInQsmv7oOLEYzZsMs8V | n/a | n/a | n/a | n/a | n/a | n/a
FireSprinkler-188 | danielle.r.love@usace.army.mil | 2011-09-14T17:02:59 | Fire Sprinkler | 1DC3 | M_Sprinkler - Pendent - Hosted:15 mm Pendent:15 mm Pendent:1028156 | Autodesk Revit MEP 2011 | IfcFlowTerminal | 32dd97_UbDEQiXqj65fjGW | n/a | n/a | n/a | n/a | n/a | n/a
FireSprinkler-189 | danielle.r.love@usace.army.mil | 2011-09-14T17:02:59 | Fire Sprinkler | 1DC3 | M_Sprinkler - Pendent - Hosted:15 mm Pendent:15 mm Pendent:1028252 | Autodesk Revit MEP 2011 | IfcFlowTerminal | 32dd97_UbDEQiXqj65fjI0 | n/a | n/a | n/a | n/a | n/a | n/a
FireSprinkler-190 | danielle.r.love@usace.army.mil | 2011-09-14T17:02:59 | Fire Sprinkler | 1DC3 | M_Sprinkler - Pendent - Hosted:15 mm Pendent:15 mm Pendent:1028335 | Autodesk Revit MEP 2011 | IfcFlowTerminal | 32dd97_UbDEQiXqj65fjJp | n/a | n/a | n/a | n/a | n/a | n/a
FireSprinkler-191 | danielle.r.love@usace.army.mil | 2011-09-14T17:02:59 | Fire Sprinkler | 1DC3 | M_Sprinkler - Pendent - Hosted:15 mm Pendent:15 mm Pendent:1028387 | Autodesk Revit MEP 2011 | IfcFlowTerminal | 32dd97_UbDEQiXqj65fjK$ | n/a | n/a | n/a | n/a | n/a | n/a
FireSprinkler-192 | danielle.r.love@usace.army.mil | 2011-09-14T17:02:59 | Fire Sprinkler | 1DC4 | M_Sprinkler - Pendent - Hosted:15 mm Pendent:15 mm Pendent:1009674 | Autodesk Revit MEP 2011 | IfcFlowTerminal | 0Ynqvc4vnFeA9V26aJbol1 | n/a | n/a | n/a | n/a | n/a | n/a
FireSprinkler-193 | danielle.r.love@usace.army.mil | 2011-09-14T17:02:59 | Fire Sprinkler | 1DC4 | M_Sprinkler - Pendent - Hosted:15 mm Pendent:15 mm Pendent:1010178 | Autodesk Revit MEP 2011 | IfcFlowTerminal | 0Ynqvc4vnFeA9V26aJbod9 | n/a | n/a | n/a | n/a | n/a | n/a
FireSprinkler-194 | danielle.r.love@usace.army.mil | 2011-09-14T17:02:59 | Fire Sprinkler | 1DC5 | M_Sprinkler - Pendent - Hosted:15 mm Pendent:15 mm Pendent:1006809 | Autodesk Revit MEP 2011 | IfcFlowTerminal | 1H1XAODS14hwYxhvsu9lDY | n/a | n/a | n/a | n/a | n/a | n/a
FireSprinkler-195 | danielle.r.love@usace.army.mil | 2011-09-14T17:02:59 | Fire Sprinkler | 1DC6 | M_Sprinkler - Pendent - Hosted:15 mm Pendent:15 mm Pendent:1014299 | Autodesk Revit MEP 2011 | IfcFlowTerminal | 2XsInQsmv7oOLEYzZsMvbi | n/a | n/a | n/a | n/a | n/a | n/a
FireSprinkler-196 | danielle.r.love@usace.army.mil | 2011-09-14T17:02:59 | Fire Sprinkler | 1DC6 | M_Sprinkler - Pendent - Hosted:15 mm Pendent:15 mm Pendent:1015754 | Autodesk Revit MEP 2011 | IfcFlowTerminal | 2XsInQsmv7oOLEYzZsMvoz | n/a | n/a | n/a | n/a | n/a | n/a
FireSprinkler-197 | danielle.r.love@usace.army.mil | 2011-09-14T17:02:59 | Fire Sprinkler | 1DC7 | M_Sprinkler - Pendent - Hosted:15 mm Pendent:15 mm Pendent:1014407 | Autodesk Revit MEP 2011 | IfcFlowTerminal | 2XsInQsmv7oOLEYzZsMvdm | n/a | n/a | n/a | n/a | n/a | n/a
FireSprinkler-198 | danielle.r.love@usace.army.mil | 2011-09-14T17:02:59 | Fire Sprinkler | 1DC7 | M_Sprinkler - Pendent - Hosted:15 mm Pendent:15 mm Pendent:1014624 | Autodesk Revit MEP 2011 | IfcFlowTerminal | 2XsInQsmv7oOLEYzZsMvWN | n/a | n/a | n/a | n/a | n/a | n/a
FireSprinkler-199 | danielle.r.love@usace.army.mil | 2011-09-14T17:02:59 | Fire Sprinkler | 1DC7 | M_Sprinkler - Pendent - Hosted:15 mm Pendent:15 mm Pendent:1014838 | Autodesk Revit MEP 2011 | IfcFlowTerminal | 2XsInQsmv7oOLEYzZsMvz1 | n/a | n/a | n/a | n/a | n/a | n/a
FireSprinkler-200 | danielle.r.love@usace.army.mil | 2011-09-14T17:02:59 | Fire Sprinkler | 1DC8 | M_Sprinkler - Pendent - Hosted:15 mm Pendent:15 mm Pendent:1014808 | Autodesk Revit MEP 2011 | IfcFlowTerminal | 2XsInQsmv7oOLEYzZsMvzl | n/a | n/a | n/a | n/a | n/a | n/a
FireSprinkler-201 | danielle.r.love@usace.army.mil | 2011-09-14T17:02:59 | Fire Sprinkler | 1EC1 | M_Sprinkler - Pendent - Hosted:15 mm Pendent:15 mm Pendent:1004021 | Autodesk Revit MEP 2011 | IfcFlowTerminal | 0ch9VYgcbAYQpkbobh$tnW | n/a | n/a | n/a | n/a | n/a | n/a
FireSprinkler-202 | danielle.r.love@usace.army.mil | 2011-09-14T17:02:59 | Fire Sprinkler | 1EC1 | M_Sprinkler - Pendent - Hosted:15 mm Pendent:15 mm Pendent:1025380 | Autodesk Revit MEP 2011 | IfcFlowTerminal | 2XsInQsmv7oOLEYzZsMqOJ | n/a | n/a | n/a | n/a | n/a | n/a
FireSprinkler-203 | danielle.r.love@usace.army.mil | 2011-09-14T17:02:59 | Fire Sprinkler | 1EC1 | M_Sprinkler - Pendent - Hosted:15 mm Pendent:15 mm Pendent:1025494 | Autodesk Revit MEP 2011 | IfcFlowTerminal | 2XsInQsmv7oOLEYzZsMqQX | n/a | n/a | n/a | n/a | n/a | n/a
FireSprinkler-204 | danielle.r.love@usace.army.mil | 2011-09-14T17:02:59 | Fire Sprinkler | 1EC1 | M_Sprinkler - Pendent - Hosted:15 mm Pendent:15 mm Pendent:1025556 | Autodesk Revit MEP 2011 | IfcFlowTerminal | 2XsInQsmv7oOLEYzZsMqLZ | n/a | n/a | n/a | n/a | n/a | n/a
FireSprinkler-205 | danielle.r.love@usace.army.mil | 2011-09-14T17:02:59 | Fire Sprinkler | 1EC1 | M_Sprinkler - Pendent - Hosted:15 mm Pendent:15 mm Pendent:1025687 | Autodesk Revit MEP 2011 | IfcFlowTerminal | 2XsInQsmv7oOLEYzZsMqNW | n/a | n/a | n/a | n/a | n/a | n/a
FireSprinkler-206 | danielle.r.love@usace.army.mil | 2011-09-14T17:02:59 | Fire Sprinkler | 1EC1 | M_Sprinkler - Pendent - Hosted:15 mm Pendent:15 mm Pendent:1025747 | Autodesk Revit MEP 2011 | IfcFlowTerminal | 2XsInQsmv7oOLEYzZsMqMa | n/a | n/a | n/a | n/a | n/a | n/a
FireSprinkler-207 | danielle.r.love@usace.army.mil | 2011-09-14T17:02:59 | Fire Sprinkler | 1EC3 | M_Sprinkler - Pendent - Hosted:15 mm Pendent:15 mm Pendent:1005477 | Autodesk Revit MEP 2011 | IfcFlowTerminal | 1H1XAODS14hwYxhvsu9lWU | n/a | n/a | n/a | n/a | n/a | n/a
FireSprinkler-208 | danielle.r.love@usace.army.mil | 2011-09-14T17:02:59 | Fire Sprinkler | 1EC4 | M_Sprinkler - Pendent - Hosted:15 mm Pendent:15 mm Pendent:1003724 | Autodesk Revit MEP 2011 | IfcFlowTerminal | 0ch9VYgcbAYQpkbobh$trP | n/a | n/a | n/a | n/a | n/a | n/a
FireSprinkler-209 | danielle.r.love@usace.army.mil | 2011-09-14T17:02:59 | Fire Sprinkler | 2A01 | M_Sprinkler - Pendent - Hosted:15 mm Pendent:15 mm Pendent:1040474 | Autodesk Revit MEP 2011 | IfcFlowTerminal | 0vAowQGl9FogObs2zQZJ9m | n/a | n/a | n/a | n/a | n/a | n/a
FireSprinkler-210 | danielle.r.love@usace.army.mil | 2011-09-14T17:02:59 | Fire Sprinkler | 2A01 | M_Sprinkler - Pendent - Hosted:15 mm Pendent:15 mm Pendent:1040556 | Autodesk Revit MEP 2011 | IfcFlowTerminal | 0vAowQGl9FogObs2zQZJA6 | n/a | n/a | n/a | n/a | n/a | n/a
FireSprinkler-211 | danielle.r.love@usace.army.mil | 2011-09-14T17:02:59 | Fire Sprinkler | 2A02 | M_Sprinkler - Pendent - Hosted:15 mm Pendent:15 mm Pendent:1034008 | Autodesk Revit MEP 2011 | IfcFlowTerminal | 0vAowQGl9FogObs2zQZHKo | n/a | n/a | n/a | n/a | n/a | n/a
FireSprinkler-212 | danielle.r.love@usace.army.mil | 2011-09-14T17:02:59 | Fire Sprinkler | 2A03 | M_Sprinkler - Pendent - Hosted:15 mm Pendent:15 mm Pendent:1033895 | Autodesk Revit MEP 2011 | IfcFlowTerminal | 0vAowQGl9FogObs2zQZHID | n/a | n/a | n/a | n/a | n/a | n/a
FireSprinkler-213 | danielle.r.love@usace.army.mil | 2011-09-14T17:02:59 | Fire Sprinkler | 2A04 | M_Sprinkler - Pendent - Hosted:15 mm Pendent:15 mm Pendent:1031373 | Autodesk Revit MEP 2011 | IfcFlowTerminal | 0vAowQGl9FogObs2zQZMxd | n/a | n/a | n/a | n/a | n/a | n/a
FireSprinkler-214 | danielle.r.love@usace.army.mil | 2011-09-14T17:02:59 | Fire Sprinkler | 2A05 | M_Sprinkler - Pendent - Hosted:15 mm Pendent:15 mm Pendent:1031436 | Autodesk Revit MEP 2011 | IfcFlowTerminal | 0vAowQGl9FogObs2zQZMyc | n/a | n/a | n/a | n/a | n/a | n/a
FireSprinkler-215 | danielle.r.love@usace.army.mil | 2011-09-14T17:02:59 | Fire Sprinkler | 2A06 | M_Sprinkler - Pendent - Hosted:15 mm Pendent:15 mm Pendent:1031517 | Autodesk Revit MEP 2011 | IfcFlowTerminal | 0vAowQGl9FogObs2zQZMzt | n/a | n/a | n/a | n/a | n/a | n/a
FireSprinkler-216 | danielle.r.love@usace.army.mil | 2011-09-14T17:02:59 | Fire Sprinkler | 2A07 | M_Sprinkler - Pendent - Hosted:15 mm Pendent:15 mm Pendent:1031620 | Autodesk Revit MEP 2011 | IfcFlowTerminal | 0vAowQGl9FogObs2zQZM$k | n/a | n/a | n/a | n/a | n/a | n/a
FireSprinkler-217 | danielle.r.love@usace.army.mil | 2011-09-14T17:02:59 | Fire Sprinkler | 2A08 | M_Sprinkler - Pendent - Hosted:15 mm Pendent:15 mm Pendent:1031677 | Autodesk Revit MEP 2011 | IfcFlowTerminal | 0vAowQGl9FogObs2zQZM$N | n/a | n/a | n/a | n/a | n/a | n/a
FireSprinkler-218 | danielle.r.love@usace.army.mil | 2011-09-14T17:02:59 | Fire Sprinkler | 2A09 | M_Sprinkler - Pendent - Hosted:15 mm Pendent:15 mm Pendent:1031822 | Autodesk Revit MEP 2011 | IfcFlowTerminal | 0vAowQGl9FogObs2zQZMoa | n/a | n/a | n/a | n/a | n/a | n/a
FireSprinkler-219 | danielle.r.love@usace.army.mil | 2011-09-14T17:02:59 | Fire Sprinkler | 2A10 | M_Sprinkler - Pendent - Hosted:15 mm Pendent:15 mm Pendent:1034668 | Autodesk Revit MEP 2011 | IfcFlowTerminal | 0vAowQGl9FogObs2zQZHk6 | n/a | n/a | n/a | n/a | n/a | n/a
FireSprinkler-220 | danielle.r.love@usace.army.mil | 2011-09-14T17:02:59 | Fire Sprinkler | 2A11 | M_Sprinkler - Pendent - Hosted:15 mm Pendent:15 mm Pendent:1034479 | Autodesk Revit MEP 2011 | IfcFlowTerminal | 0vAowQGl9FogObs2zQZHh5 | n/a | n/a | n/a | n/a | n/a | n/a
FireSprinkler-221 | danielle.r.love@usace.army.mil | 2011-09-14T17:02:59 | Fire Sprinkler | 2A11 | M_Sprinkler - Pendent - Hosted:15 mm Pendent:15 mm Pendent:1034559 | Autodesk Revit MEP 2011 | IfcFlowTerminal | 0vAowQGl9FogObs2zQZHiL | n/a | n/a | n/a | n/a | n/a | n/a
FireSprinkler-222 | danielle.r.love@usace.army.mil | 2011-09-14T17:02:59 | Fire Sprinkler | 2A11 | M_Sprinkler - Pendent - Hosted:15 mm Pendent:15 mm Pendent:1035259 | Autodesk Revit MEP 2011 | IfcFlowTerminal | 0vAowQGl9FogObs2zQZHdH | n/a | n/a | n/a | n/a | n/a | n/a
FireSprinkler-223 | danielle.r.love@usace.army.mil | 2011-09-14T17:02:59 | Fire Sprinkler | 2A11 | M_Sprinkler - Pendent - Hosted:15 mm Pendent:15 mm Pendent:1040089 | Autodesk Revit MEP 2011 | IfcFlowTerminal | 0vAowQGl9FogObs2zQZGpp | n/a | n/a | n/a | n/a | n/a | n/a
FireSprinkler-224 | danielle.r.love@usace.army.mil | 2011-09-14T17:02:59 | Fire Sprinkler | 2A12 | M_Sprinkler - Pendent - Hosted:15 mm Pendent:15 mm Pendent:1034532 | Autodesk Revit MEP 2011 | IfcFlowTerminal | 0vAowQGl9FogObs2zQZHiE | n/a | n/a | n/a | n/a | n/a | n/a
FireSprinkler-225 | danielle.r.love@usace.army.mil | 2011-09-14T17:02:59 | Fire Sprinkler | 2A13 | M_Sprinkler - Pendent - Hosted:15 mm Pendent:15 mm Pendent:1034286 | Autodesk Revit MEP 2011 | IfcFlowTerminal | 0vAowQGl9FogObs2zQZHe4 | n/a | n/a | n/a | n/a | n/a | n/a
FireSprinkler-226 | danielle.r.love@usace.army.mil | 2011-09-14T17:02:59 | Fire Sprinkler | 2A14 | M_Sprinkler - Pendent - Hosted:15 mm Pendent:15 mm Pendent:1040228 | Autodesk Revit MEP 2011 | IfcFlowTerminal | 0vAowQGl9FogObs2zQZGrE | n/a | n/a | n/a | n/a | n/a | n/a
FireSprinkler-227 | danielle.r.love@usace.army.mil | 2011-09-14T17:02:59 | Fire Sprinkler | 2A14 | M_Sprinkler - Pendent - Hosted:15 mm Pendent:15 mm Pendent:1040324 | Autodesk Revit MEP 2011 | IfcFlowTerminal | 0vAowQGl9FogObs2zQZGtk | n/a | n/a | n/a | n/a | n/a | n/a
FireSprinkler-228 | danielle.r.love@usace.army.mil | 2011-09-14T17:02:59 | Fire Sprinkler | 2A14 | M_Sprinkler - Pendent - Hosted:15 mm Pendent:15 mm Pendent:1040433 | Autodesk Revit MEP 2011 | IfcFlowTerminal | 0vAowQGl9FogObs2zQZJ8R | n/a | n/a | n/a | n/a | n/a | n/a
FireSprinkler-229 | danielle.r.love@usace.army.mil | 2011-09-14T17:02:59 | Fire Sprinkler | 2AC1 | M_Sprinkler - Pendent - Hosted:15 mm Pendent:15 mm Pendent:1035653 | Autodesk Revit MEP 2011 | IfcFlowTerminal | 0vAowQGl9FogObs2zQZH_l | n/a | n/a | n/a | n/a | n/a | n/a
FireSprinkler-230 | danielle.r.love@usace.army.mil | 2011-09-14T17:02:59 | Fire Sprinkler | 2AC1 | M_Sprinkler - Pendent - Hosted:15 mm Pendent:15 mm Pendent:1035789 | Autodesk Revit MEP 2011 | IfcFlowTerminal | 0vAowQGl9FogObs2zQZHmd | n/a | n/a | n/a | n/a | n/a | n/a
FireSprinkler-231 | danielle.r.love@usace.army.mil | 2011-09-14T17:02:59 | Fire Sprinkler | 2AC2 | M_Sprinkler - Pendent - Hosted:15 mm Pendent:15 mm Pendent:1033011 | Autodesk Revit MEP 2011 | IfcFlowTerminal | 0vAowQGl9FogObs2zQZH4P | n/a | n/a | n/a | n/a | n/a | n/a
FireSprinkler-232 | danielle.r.love@usace.army.mil | 2011-09-14T17:02:59 | Fire Sprinkler | 2AC2 | M_Sprinkler - Pendent - Hosted:15 mm Pendent:15 mm Pendent:1035047 | Autodesk Revit MEP 2011 | IfcFlowTerminal | 0vAowQGl9FogObs2zQZHaD | n/a | n/a | n/a | n/a | n/a | n/a
FireSprinkler-233 | danielle.r.love@usace.army.mil | 2011-09-14T17:02:59 | Fire Sprinkler | 2AC2 | M_Sprinkler - Pendent - Hosted:15 mm Pendent:15 mm Pendent:1035131 | Autodesk Revit MEP 2011 | IfcFlowTerminal | 0vAowQGl9FogObs2zQZHbH | n/a | n/a | n/a | n/a | n/a | n/a
FireSprinkler-234 | danielle.r.love@usace.army.mil | 2011-09-14T17:02:59 | Fire Sprinkler | 2AC3 | M_Sprinkler - Pendent - Hosted:15 mm Pendent:15 mm Pendent:1033124 | Autodesk Revit MEP 2011 | IfcFlowTerminal | 0vAowQGl9FogObs2zQZH6E | n/a | n/a | n/a | n/a | n/a | n/a
FireSprinkler-235 | danielle.r.love@usace.army.mil | 2011-09-14T17:02:59 | Fire Sprinkler | 2AC3 | M_Sprinkler - Pendent - Hosted:15 mm Pendent:15 mm Pendent:1033464 | Autodesk Revit MEP 2011 | IfcFlowTerminal | 0vAowQGl9FogObs2zQZHRI | n/a | n/a | n/a | n/a | n/a | n/a
FireSprinkler-236 | danielle.r.love@usace.army.mil | 2011-09-14T17:02:59 | Fire Sprinkler | 2AC3 | M_Sprinkler - Pendent - Hosted:15 mm Pendent:15 mm Pendent:1033598 | Autodesk Revit MEP 2011 | IfcFlowTerminal | 0vAowQGl9FogObs2zQZHTK | n/a | n/a | n/a | n/a | n/a | n/a
FireSprinkler-237 | danielle.r.love@usace.army.mil | 2011-09-14T17:02:59 | Fire Sprinkler | 2AC3 | M_Sprinkler - Pendent - Hosted:15 mm Pendent:15 mm Pendent:1033660 | Autodesk Revit MEP 2011 | IfcFlowTerminal | 0vAowQGl9FogObs2zQZHUM | n/a | n/a | n/a | n/a | n/a | n/a
FireSprinkler-238 | danielle.r.love@usace.army.mil | 2011-09-14T17:02:59 | Fire Sprinkler | 2AC3 | M_Sprinkler - Pendent - Hosted:15 mm Pendent:15 mm Pendent:1033744 | Autodesk Revit MEP 2011 | IfcFlowTerminal | 0vAowQGl9FogObs2zQZHGw | n/a | n/a | n/a | n/a | n/a | n/a
FireSprinkler-239 | danielle.r.love@usace.army.mil | 2011-09-14T17:02:59 | Fire Sprinkler | 2AC4 | M_Sprinkler - Pendent - Hosted:15 mm Pendent:15 mm Pendent:1033768 | Autodesk Revit MEP 2011 | IfcFlowTerminal | 0vAowQGl9FogObs2zQZHG2 | n/a | n/a | n/a | n/a | n/a | n/a
FireSprinkler-240 | danielle.r.love@usace.army.mil | 2011-09-14T17:02:59 | Fire Sprinkler | 2AC4 | M_Sprinkler - Pendent - Hosted:15 mm Pendent:15 mm Pendent:1033832 | Autodesk Revit MEP 2011 | IfcFlowTerminal | 0vAowQGl9FogObs2zQZHH2 | n/a | n/a | n/a | n/a | n/a | n/a
FireSprinkler-241 | danielle.r.love@usace.army.mil | 2011-09-14T17:02:59 | Fire Sprinkler | 2AC4 | M_Sprinkler - Pendent - Hosted:15 mm Pendent:15 mm Pendent:1034115 | Autodesk Revit MEP 2011 | IfcFlowTerminal | 0vAowQGl9FogObs2zQZHMf | n/a | n/a | n/a | n/a | n/a | n/a
FireSprinkler-242 | danielle.r.love@usace.army.mil | 2011-09-14T17:02:59 | Fire Sprinkler | 2AC5 | M_Sprinkler - Pendent - Hosted:15 mm Pendent:15 mm Pendent:1034355 | Autodesk Revit MEP 2011 | IfcFlowTerminal | 0vAowQGl9FogObs2zQZHfP | n/a | n/a | n/a | n/a | n/a | n/a
FireSprinkler-243 | danielle.r.love@usace.army.mil | 2011-09-14T17:02:59 | Fire Sprinkler | 2AC5 | M_Sprinkler - Pendent - Hosted:15 mm Pendent:15 mm Pendent:1034442 | Autodesk Revit MEP 2011 | IfcFlowTerminal | 0vAowQGl9FogObs2zQZHhW | n/a | n/a | n/a | n/a | n/a | n/a
FireSprinkler-244 | danielle.r.love@usace.army.mil | 2011-09-14T17:02:59 | Fire Sprinkler | 2B01 | M_Sprinkler - Pendent - Hosted:15 mm Pendent:15 mm Pendent:1045021 | Autodesk Revit MEP 2011 | IfcFlowTerminal | 0vAowQGl9FogObs2zQZI0t | n/a | n/a | n/a | n/a | n/a | n/a
FireSprinkler-245 | danielle.r.love@usace.army.mil | 2011-09-14T17:02:59 | Fire Sprinkler | 2B02 | M_Sprinkler - Pendent - Hosted:15 mm Pendent:15 mm Pendent:1046844 | Autodesk Revit MEP 2011 | IfcFlowTerminal | 0vAowQGl9FogObs2zQZIiM | n/a | n/a | n/a | n/a | n/a | n/a
FireSprinkler-246 | danielle.r.love@usace.army.mil | 2011-09-14T17:02:59 | Fire Sprinkler | 2B03 | M_Sprinkler - Pendent - Hosted:15 mm Pendent:15 mm Pendent:1046767 | Autodesk Revit MEP 2011 | IfcFlowTerminal | 0vAowQGl9FogObs2zQZIh5 | n/a | n/a | n/a | n/a | n/a | n/a
FireSprinkler-247 | danielle.r.love@usace.army.mil | 2011-09-14T17:02:59 | Fire Sprinkler | 2B04 | M_Sprinkler - Pendent - Hosted:15 mm Pendent:15 mm Pendent:1046710 | Autodesk Revit MEP 2011 | IfcFlowTerminal | 0vAowQGl9FogObs2zQZIgS | n/a | n/a | n/a | n/a | n/a | n/a
FireSprinkler-248 | danielle.r.love@usace.army.mil | 2011-09-14T17:02:59 | Fire Sprinkler | 2B05 | M_Sprinkler - Pendent - Hosted:15 mm Pendent:15 mm Pendent:1045121 | Autodesk Revit MEP 2011 | IfcFlowTerminal | 0vAowQGl9FogObs2zQZI2h | n/a | n/a | n/a | n/a | n/a | n/a
FireSprinkler-249 | danielle.r.love@usace.army.mil | 2011-09-14T17:02:59 | Fire Sprinkler | 2B06 | M_Sprinkler - Pendent - Hosted:15 mm Pendent:15 mm Pendent:1045148 | Autodesk Revit MEP 2011 | IfcFlowTerminal | 0vAowQGl9FogObs2zQZI2s | n/a | n/a | n/a | n/a | n/a | n/a
FireSprinkler-250 | danielle.r.love@usace.army.mil | 2011-09-14T17:02:59 | Fire Sprinkler | 2B07 | M_Sprinkler - Pendent - Hosted:15 mm Pendent:15 mm Pendent:1046683 | Autodesk Revit MEP 2011 | IfcFlowTerminal | 0vAowQGl9FogObs2zQZIgn | n/a | n/a | n/a | n/a | n/a | n/a
FireSprinkler-251 | danielle.r.love@usace.army.mil | 2011-09-14T17:02:59 | Fire Sprinkler | 2B08 | M_Sprinkler - Pendent - Hosted:15 mm Pendent:15 mm Pendent:1045175 | Autodesk Revit MEP 2011 | IfcFlowTerminal | 0vAowQGl9FogObs2zQZI2T | n/a | n/a | n/a | n/a | n/a | n/a
FireSprinkler-252 | danielle.r.love@usace.army.mil | 2011-09-14T17:02:59 | Fire Sprinkler | 2B08 | M_Sprinkler - Pendent - Hosted:15 mm Pendent:15 mm Pendent:1045247 | Autodesk Revit MEP 2011 | IfcFlowTerminal | 0vAowQGl9FogObs2zQZI3L | n/a | n/a | n/a | n/a | n/a | n/a
FireSprinkler-253 | danielle.r.love@usace.army.mil | 2011-09-14T17:02:59 | Fire Sprinkler | 2B09 | M_Sprinkler - Pendent - Hosted:15 mm Pendent:15 mm Pendent:1046487 | Autodesk Revit MEP 2011 | IfcFlowTerminal | 0vAowQGl9FogObs2zQZINz | n/a | n/a | n/a | n/a | n/a | n/a
FireSprinkler-254 | danielle.r.love@usace.army.mil | 2011-09-14T17:02:59 | Fire Sprinkler | 2B10 | M_Sprinkler - Pendent - Hosted:15 mm Pendent:15 mm Pendent:1045276 | Autodesk Revit MEP 2011 | IfcFlowTerminal | 0vAowQGl9FogObs2zQZI4s | n/a | n/a | n/a | n/a | n/a | n/a
FireSprinkler-255 | danielle.r.love@usace.army.mil | 2011-09-14T17:02:59 | Fire Sprinkler | 2B10 | M_Sprinkler - Pendent - Hosted:15 mm Pendent:15 mm Pendent:1045310 | Autodesk Revit MEP 2011 | IfcFlowTerminal | 0vAowQGl9FogObs2zQZI4K | n/a | n/a | n/a | n/a | n/a | n/a
FireSprinkler-256 | danielle.r.love@usace.army.mil | 2011-09-14T17:02:59 | Fire Sprinkler | 2B11 | M_Sprinkler - Pendent - Hosted:15 mm Pendent:15 mm Pendent:1046383 | Autodesk Revit MEP 2011 | IfcFlowTerminal | 0vAowQGl9FogObs2zQZIL5 | n/a | n/a | n/a | n/a | n/a | n/a
FireSprinkler-257 | danielle.r.love@usace.army.mil | 2011-09-14T17:02:59 | Fire Sprinkler | 2B12 | M_Sprinkler - Pendent - Hosted:15 mm Pendent:15 mm Pendent:1045364 | Autodesk Revit MEP 2011 | IfcFlowTerminal | 0vAowQGl9FogObs2zQZI5U | n/a | n/a | n/a | n/a | n/a | n/a
FireSprinkler-258 | danielle.r.love@usace.army.mil | 2011-09-14T17:02:59 | Fire Sprinkler | 2B12 | M_Sprinkler - Pendent - Hosted:15 mm Pendent:15 mm Pendent:1045412 | Autodesk Revit MEP 2011 | IfcFlowTerminal | 0vAowQGl9FogObs2zQZI6E | n/a | n/a | n/a | n/a | n/a | n/a
FireSprinkler-259 | danielle.r.love@usace.army.mil | 2011-09-14T17:02:59 | Fire Sprinkler | 2B13 | M_Sprinkler - Pendent - Hosted:15 mm Pendent:15 mm Pendent:1044597 | Autodesk Revit MEP 2011 | IfcFlowTerminal | 0vAowQGl9FogObs2zQZI9V | n/a | n/a | n/a | n/a | n/a | n/a
FireSprinkler-260 | danielle.r.love@usace.army.mil | 2011-09-14T17:02:59 | Fire Sprinkler | 2B14 | M_Sprinkler - Pendent - Hosted:15 mm Pendent:15 mm Pendent:1044624 | Autodesk Revit MEP 2011 | IfcFlowTerminal | 0vAowQGl9FogObs2zQZIAw | n/a | n/a | n/a | n/a | n/a | n/a
FireSprinkler-261 | danielle.r.love@usace.army.mil | 2011-09-14T17:02:59 | Fire Sprinkler | 2B15 | M_Sprinkler - Pendent - Hosted:15 mm Pendent:15 mm Pendent:1044651 | Autodesk Revit MEP 2011 | IfcFlowTerminal | 0vAowQGl9FogObs2zQZIA1 | n/a | n/a | n/a | n/a | n/a | n/a
FireSprinkler-262 | danielle.r.love@usace.army.mil | 2011-09-14T17:02:59 | Fire Sprinkler | 2B16 | M_Sprinkler - Pendent - Hosted:15 mm Pendent:15 mm Pendent:1044388 | Autodesk Revit MEP 2011 | IfcFlowTerminal | 0vAowQGl9FogObs2zQZJsE | n/a | n/a | n/a | n/a | n/a | n/a
FireSprinkler-263 | danielle.r.love@usace.army.mil | 2011-09-14T17:02:59 | Fire Sprinkler | 2B17 | M_Sprinkler - Pendent - Hosted:15 mm Pendent:15 mm Pendent:1044685 | Autodesk Revit MEP 2011 | IfcFlowTerminal | 0vAowQGl9FogObs2zQZIBd | n/a | n/a | n/a | n/a | n/a | n/a
FireSprinkler-264 | danielle.r.love@usace.army.mil | 2011-09-14T17:02:59 | Fire Sprinkler | 2B18 | M_Sprinkler - Pendent - Hosted:15 mm Pendent:15 mm Pendent:1044325 | Autodesk Revit MEP 2011 | IfcFlowTerminal | 0vAowQGl9FogObs2zQZJrF | n/a | n/a | n/a | n/a | n/a | n/a
FireSprinkler-265 | danielle.r.love@usace.army.mil | 2011-09-14T17:02:59 | Fire Sprinkler | 2B19 | M_Sprinkler - Pendent - Hosted:15 mm Pendent:15 mm Pendent:1044720 | Autodesk Revit MEP 2011 | IfcFlowTerminal | 0vAowQGl9FogObs2zQZIBQ | n/a | n/a | n/a | n/a | n/a | n/a
FireSprinkler-266 | danielle.r.love@usace.army.mil | 2011-09-14T17:02:59 | Fire Sprinkler | 2B20 | M_Sprinkler - Pendent - Hosted:15 mm Pendent:15 mm Pendent:1044279 | Autodesk Revit MEP 2011 | IfcFlowTerminal | 0vAowQGl9FogObs2zQZJqT | n/a | n/a | n/a | n/a | n/a | n/a
FireSprinkler-267 | danielle.r.love@usace.army.mil | 2011-09-14T17:02:59 | Fire Sprinkler | 2B21 | M_Sprinkler - Pendent - Hosted:15 mm Pendent:15 mm Pendent:1044252 | Autodesk Revit MEP 2011 | IfcFlowTerminal | 0vAowQGl9FogObs2zQZJqs | n/a | n/a | n/a | n/a | n/a | n/a
FireSprinkler-268 | danielle.r.love@usace.army.mil | 2011-09-14T17:02:59 | Fire Sprinkler | 2B22 | M_Sprinkler - Pendent - Hosted:15 mm Pendent:15 mm Pendent:1044175 | Autodesk Revit MEP 2011 | IfcFlowTerminal | 0vAowQGl9FogObs2zQZJpb | n/a | n/a | n/a | n/a | n/a | n/a
FireSprinkler-269 | danielle.r.love@usace.army.mil | 2011-09-14T17:02:59 | Fire Sprinkler | 2B23 | M_Sprinkler - Pendent - Hosted:15 mm Pendent:15 mm Pendent:1044758 | Autodesk Revit MEP 2011 | IfcFlowTerminal | 0vAowQGl9FogObs2zQZICy | n/a | n/a | n/a | n/a | n/a | n/a
FireSprinkler-270 | danielle.r.love@usace.army.mil | 2011-09-14T17:02:59 | Fire Sprinkler | 2B24 | M_Sprinkler - Pendent - Hosted:15 mm Pendent:15 mm Pendent:1044802 | Autodesk Revit MEP 2011 | IfcFlowTerminal | 0vAowQGl9FogObs2zQZIDe | n/a | n/a | n/a | n/a | n/a | n/a
FireSprinkler-271 | danielle.r.love@usace.army.mil | 2011-09-14T17:02:59 | Fire Sprinkler | 2B25 | M_Sprinkler - Pendent - Hosted:15 mm Pendent:15 mm Pendent:1044945 | Autodesk Revit MEP 2011 | IfcFlowTerminal | 0vAowQGl9FogObs2zQZIFx | n/a | n/a | n/a | n/a | n/a | n/a
FireSprinkler-272 | danielle.r.love@usace.army.mil | 2011-09-14T17:02:59 | Fire Sprinkler | 2B25 | M_Sprinkler - Pendent - Hosted:15 mm Pendent:15 mm Pendent:1044967 | Autodesk Revit MEP 2011 | IfcFlowTerminal | 0vAowQGl9FogObs2zQZIFD | n/a | n/a | n/a | n/a | n/a | n/a
FireSprinkler-273 | danielle.r.love@usace.army.mil | 2011-09-14T17:02:59 | Fire Sprinkler | 2BC1 | M_Sprinkler - Pendent - Hosted:15 mm Pendent:15 mm Pendent:1045467 | Autodesk Revit MEP 2011 | IfcFlowTerminal | 0vAowQGl9FogObs2zQZI7n | n/a | n/a | n/a | n/a | n/a | n/a
FireSprinkler-274 | danielle.r.love@usace.army.mil | 2011-09-14T17:02:59 | Fire Sprinkler | 2BC1 | M_Sprinkler - Pendent - Hosted:15 mm Pendent:15 mm Pendent:1047378 | Autodesk Revit MEP 2011 | IfcFlowTerminal | 0vAowQGl9FogObs2zQZIbu | n/a | n/a | n/a | n/a | n/a | n/a
FireSprinkler-275 | danielle.r.love@usace.army.mil | 2011-09-14T17:02:59 | Fire Sprinkler | 2BC2 | M_Sprinkler - Pendent - Hosted:15 mm Pendent:15 mm Pendent:1043767 | Autodesk Revit MEP 2011 | IfcFlowTerminal | 0vAowQGl9FogObs2zQZJyT | n/a | n/a | n/a | n/a | n/a | n/a
FireSprinkler-276 | danielle.r.love@usace.army.mil | 2011-09-14T17:02:59 | Fire Sprinkler | 2BC2 | M_Sprinkler - Pendent - Hosted:15 mm Pendent:15 mm Pendent:1043845 | Autodesk Revit MEP 2011 | IfcFlowTerminal | 0vAowQGl9FogObs2zQZJ_l | n/a | n/a | n/a | n/a | n/a | n/a
FireSprinkler-277 | danielle.r.love@usace.army.mil | 2011-09-14T17:02:59 | Fire Sprinkler | 2BC2 | M_Sprinkler - Pendent - Hosted:15 mm Pendent:15 mm Pendent:1044482 | Autodesk Revit MEP 2011 | IfcFlowTerminal | 0vAowQGl9FogObs2zQZI8e | n/a | n/a | n/a | n/a | n/a | n/a
FireSprinkler-278 | danielle.r.love@usace.army.mil | 2011-09-14T17:02:59 | Fire Sprinkler | 2BC2 | M_Sprinkler - Pendent - Hosted:15 mm Pendent:15 mm Pendent:1044568 | Autodesk Revit MEP 2011 | IfcFlowTerminal | 0vAowQGl9FogObs2zQZI9o | n/a | n/a | n/a | n/a | n/a | n/a
FireSprinkler-279 | danielle.r.love@usace.army.mil | 2011-09-14T17:02:59 | Fire Sprinkler | 2BC2 | M_Sprinkler - Pendent - Hosted:15 mm Pendent:15 mm Pendent:1045530 | Autodesk Revit MEP 2011 | IfcFlowTerminal | 0vAowQGl9FogObs2zQZIOm | n/a | n/a | n/a | n/a | n/a | n/a
FireSprinkler-280 | danielle.r.love@usace.army.mil | 2011-09-14T17:02:59 | Fire Sprinkler | 2BC3 | M_Sprinkler - Pendent - Hosted:15 mm Pendent:15 mm Pendent:1043878 | Autodesk Revit MEP 2011 | IfcFlowTerminal | 0vAowQGl9FogObs2zQZJ_C | n/a | n/a | n/a | n/a | n/a | n/a
FireSprinkler-281 | danielle.r.love@usace.army.mil | 2011-09-14T17:02:59 | Fire Sprinkler | 2BC3 | M_Sprinkler - Pendent - Hosted:15 mm Pendent:15 mm Pendent:1043903 | Autodesk Revit MEP 2011 | IfcFlowTerminal | 0vAowQGl9FogObs2zQZJ_L | n/a | n/a | n/a | n/a | n/a | n/a
FireSprinkler-282 | danielle.r.love@usace.army.mil | 2011-09-14T17:02:59 | Fire Sprinkler | 2BC3 | M_Sprinkler - Pendent - Hosted:15 mm Pendent:15 mm Pendent:1044005 | Autodesk Revit MEP 2011 | IfcFlowTerminal | 0vAowQGl9FogObs2zQZJmF | n/a | n/a | n/a | n/a | n/a | n/a
FireSprinkler-283 | danielle.r.love@usace.army.mil | 2011-09-14T17:02:59 | Fire Sprinkler | 2BC3 | M_Sprinkler - Pendent - Hosted:15 mm Pendent:15 mm Pendent:1044030 | Autodesk Revit MEP 2011 | IfcFlowTerminal | 0vAowQGl9FogObs2zQZJmK | n/a | n/a | n/a | n/a | n/a | n/a
FireSprinkler-284 | danielle.r.love@usace.army.mil | 2011-09-14T17:02:59 | Fire Sprinkler | 2BC3 | M_Sprinkler - Pendent - Hosted:15 mm Pendent:15 mm Pendent:1044061 | Autodesk Revit MEP 2011 | IfcFlowTerminal | 0vAowQGl9FogObs2zQZJnt | n/a | n/a | n/a | n/a | n/a | n/a
FireSprinkler-285 | danielle.r.love@usace.army.mil | 2011-09-14T17:02:59 | Fire Sprinkler | 2BC3 | M_Sprinkler - Pendent - Hosted:15 mm Pendent:15 mm Pendent:1044124 | Autodesk Revit MEP 2011 | IfcFlowTerminal | 0vAowQGl9FogObs2zQZJos | n/a | n/a | n/a | n/a | n/a | n/a
FireSprinkler-286 | danielle.r.love@usace.army.mil | 2011-09-14T17:02:59 | Fire Sprinkler | 2BC4 | M_Sprinkler - Pendent - Hosted:15 mm Pendent:15 mm Pendent:1044739 | Autodesk Revit MEP 2011 | IfcFlowTerminal | 0vAowQGl9FogObs2zQZICf | n/a | n/a | n/a | n/a | n/a | n/a
FireSprinkler-287 | danielle.r.love@usace.army.mil | 2011-09-14T17:02:59 | Fire Sprinkler | 2BC4 | M_Sprinkler - Pendent - Hosted:15 mm Pendent:15 mm Pendent:1044890 | Autodesk Revit MEP 2011 | IfcFlowTerminal | 0vAowQGl9FogObs2zQZIEm | n/a | n/a | n/a | n/a | n/a | n/a
FireSprinkler-288 | danielle.r.love@usace.army.mil | 2011-09-14T17:02:59 | Fire Sprinkler | 2BC5 | M_Sprinkler - Pendent - Hosted:15 mm Pendent:15 mm Pendent:1045094 | Autodesk Revit MEP 2011 | IfcFlowTerminal | 0vAowQGl9FogObs2zQZI1C | n/a | n/a | n/a | n/a | n/a | n/a
FireSprinkler-289 | danielle.r.love@usace.army.mil | 2011-09-14T17:02:59 | Fire Sprinkler | 2BC5 | M_Sprinkler - Pendent - Hosted:15 mm Pendent:15 mm Pendent:1046514 | Autodesk Revit MEP 2011 | IfcFlowTerminal | 0vAowQGl9FogObs2zQZINO | n/a | n/a | n/a | n/a | n/a | n/a
FireSprinkler-290 | danielle.r.love@usace.army.mil | 2011-09-14T17:02:59 | Fire Sprinkler | 2BC5 | M_Sprinkler - Pendent - Hosted:15 mm Pendent:15 mm Pendent:1046540 | Autodesk Revit MEP 2011 | IfcFlowTerminal | 0vAowQGl9FogObs2zQZIec | n/a | n/a | n/a | n/a | n/a | n/a
FireSprinkler-291 | danielle.r.love@usace.army.mil | 2011-09-14T17:02:59 | Fire Sprinkler | 2BC5 | M_Sprinkler - Pendent - Hosted:15 mm Pendent:15 mm Pendent:1046630 | Autodesk Revit MEP 2011 | IfcFlowTerminal | 0vAowQGl9FogObs2zQZIfC | n/a | n/a | n/a | n/a | n/a | n/a
FireSprinkler-292 | danielle.r.love@usace.army.mil | 2011-09-14T17:02:59 | Fire Sprinkler | 2BC5 | M_Sprinkler - Pendent - Hosted:15 mm Pendent:15 mm Pendent:1046654 | Autodesk Revit MEP 2011 | IfcFlowTerminal | 0vAowQGl9FogObs2zQZIfK | n/a | n/a | n/a | n/a | n/a | n/a
FireSprinkler-293 | danielle.r.love@usace.army.mil | 2011-09-14T17:02:59 | Fire Sprinkler | 2BC6 | M_Sprinkler - Pendent - Hosted:15 mm Pendent:15 mm Pendent:1046350 | Autodesk Revit MEP 2011 | IfcFlowTerminal | 0vAowQGl9FogObs2zQZILa | n/a | n/a | n/a | n/a | n/a | n/a
FireSprinkler-294 | danielle.r.love@usace.army.mil | 2011-09-14T17:02:59 | Fire Sprinkler | 2C01 | M_Sprinkler - Pendent - Hosted:15 mm Pendent:15 mm Pendent:1032838 | Autodesk Revit MEP 2011 | IfcFlowTerminal | 0vAowQGl9FogObs2zQZH2i | n/a | n/a | n/a | n/a | n/a | n/a
FireSprinkler-295 | danielle.r.love@usace.army.mil | 2011-09-14T17:02:59 | Fire Sprinkler | 2C02 | M_Sprinkler - Pendent - Hosted:15 mm Pendent:15 mm Pendent:1031988 | Autodesk Revit MEP 2011 | IfcFlowTerminal | 0vAowQGl9FogObs2zQZMqU | n/a | n/a | n/a | n/a | n/a | n/a
FireSprinkler-296 | danielle.r.love@usace.army.mil | 2011-09-14T17:02:59 | Fire Sprinkler | 2C03 | M_Sprinkler - Pendent - Hosted:15 mm Pendent:15 mm Pendent:1032394 | Autodesk Revit MEP 2011 | IfcFlowTerminal | 0vAowQGl9FogObs2zQZHBW | n/a | n/a | n/a | n/a | n/a | n/a
FireSprinkler-297 | danielle.r.love@usace.army.mil | 2011-09-14T17:02:59 | Fire Sprinkler | 2C03 | M_Sprinkler - Pendent - Hosted:15 mm Pendent:15 mm Pendent:1032636 | Autodesk Revit MEP 2011 | IfcFlowTerminal | 0vAowQGl9FogObs2zQZHEM | n/a | n/a | n/a | n/a | n/a | n/a
FireSprinkler-298 | danielle.r.love@usace.army.mil | 2011-09-14T17:02:59 | Fire Sprinkler | 2C03 | M_Sprinkler - Pendent - Hosted:15 mm Pendent:15 mm Pendent:1035579 | Autodesk Revit MEP 2011 | IfcFlowTerminal | 0vAowQGl9FogObs2zQZHyH | n/a | n/a | n/a | n/a | n/a | n/a
FireSprinkler-299 | danielle.r.love@usace.army.mil | 2011-09-14T17:02:59 | Fire Sprinkler | 2C03 | M_Sprinkler - Pendent - Hosted:15 mm Pendent:15 mm Pendent:1035913 | Autodesk Revit MEP 2011 | IfcFlowTerminal | 0vAowQGl9FogObs2zQZHoZ | n/a | n/a | n/a | n/a | n/a | n/a
FireSprinkler-300 | danielle.r.love@usace.army.mil | 2011-09-14T17:02:59 | Fire Sprinkler | 2C04 | M_Sprinkler - Pendent - Hosted:15 mm Pendent:15 mm Pendent:1032034 | Autodesk Revit MEP 2011 | IfcFlowTerminal | 0vAowQGl9FogObs2zQZMr8 | n/a | n/a | n/a | n/a | n/a | n/a
FireSprinkler-301 | danielle.r.love@usace.army.mil | 2011-09-14T17:02:59 | Fire Sprinkler | 2C05 | M_Sprinkler - Pendent - Hosted:15 mm Pendent:15 mm Pendent:1032276 | Autodesk Revit MEP 2011 | IfcFlowTerminal | 0vAowQGl9FogObs2zQZH9_ | n/a | n/a | n/a | n/a | n/a | n/a
FireSprinkler-302 | danielle.r.love@usace.army.mil | 2011-09-14T17:02:59 | Fire Sprinkler | 2C06 | M_Sprinkler - Pendent - Hosted:15 mm Pendent:15 mm Pendent:1037950 | Autodesk Revit MEP 2011 | IfcFlowTerminal | 0vAowQGl9FogObs2zQZGHK | n/a | n/a | n/a | n/a | n/a | n/a
FireSprinkler-303 | danielle.r.love@usace.army.mil | 2011-09-14T17:02:59 | Fire Sprinkler | 2C07 | M_Sprinkler - Pendent - Hosted:15 mm Pendent:15 mm Pendent:1036092 | Autodesk Revit MEP 2011 | IfcFlowTerminal | 0vAowQGl9FogObs2zQZHqM | n/a | n/a | n/a | n/a | n/a | n/a
FireSprinkler-304 | danielle.r.love@usace.army.mil | 2011-09-14T17:02:59 | Fire Sprinkler | 2C07 | M_Sprinkler - Pendent - Hosted:15 mm Pendent:15 mm Pendent:1036152 | Autodesk Revit MEP 2011 | IfcFlowTerminal | 0vAowQGl9FogObs2zQZHrI | n/a | n/a | n/a | n/a | n/a | n/a
FireSprinkler-305 | danielle.r.love@usace.army.mil | 2011-09-14T17:02:59 | Fire Sprinkler | 2C07 | M_Sprinkler - Pendent - Hosted:15 mm Pendent:15 mm Pendent:1036327 | Autodesk Revit MEP 2011 | IfcFlowTerminal | 0vAowQGl9FogObs2zQZG8D | n/a | n/a | n/a | n/a | n/a | n/a
FireSprinkler-306 | danielle.r.love@usace.army.mil | 2011-09-14T17:02:59 | Fire Sprinkler | 2C08 | M_Sprinkler - Pendent - Hosted:15 mm Pendent:15 mm Pendent:1036125 | Autodesk Revit MEP 2011 | IfcFlowTerminal | 0vAowQGl9FogObs2zQZHrt | n/a | n/a | n/a | n/a | n/a | n/a
FireSprinkler-307 | danielle.r.love@usace.army.mil | 2011-09-14T17:02:59 | Fire Sprinkler | 2C08 | M_Sprinkler - Pendent - Hosted:15 mm Pendent:15 mm Pendent:1036208 | Autodesk Revit MEP 2011 | IfcFlowTerminal | 0vAowQGl9FogObs2zQZHsQ | n/a | n/a | n/a | n/a | n/a | n/a
FireSprinkler-308 | danielle.r.love@usace.army.mil | 2011-09-14T17:02:59 | Fire Sprinkler | 2C08 | M_Sprinkler - Pendent - Hosted:15 mm Pendent:15 mm Pendent:1036420 | Autodesk Revit MEP 2011 | IfcFlowTerminal | 0vAowQGl9FogObs2zQZGAk | n/a | n/a | n/a | n/a | n/a | n/a
FireSprinkler-309 | danielle.r.love@usace.army.mil | 2011-09-14T17:02:59 | Fire Sprinkler | 2C09 | M_Sprinkler - Pendent - Hosted:15 mm Pendent:15 mm Pendent:1047669 | Autodesk Revit MEP 2011 | IfcFlowTerminal | 3XYL0aaz1Cef6xLsdUvYjN | n/a | n/a | n/a | n/a | n/a | n/a
FireSprinkler-310 | danielle.r.love@usace.army.mil | 2011-09-14T17:02:59 | Fire Sprinkler | 2C10 | M_Sprinkler - Pendent - Hosted:15 mm Pendent:15 mm Pendent:1039203 | Autodesk Revit MEP 2011 | IfcFlowTerminal | 0vAowQGl9FogObs2zQZGb9 | n/a | n/a | n/a | n/a | n/a | n/a
FireSprinkler-311 | danielle.r.love@usace.army.mil | 2011-09-14T17:02:59 | Fire Sprinkler | 2C12 | M_Sprinkler - Pendent - Hosted:15 mm Pendent:15 mm Pendent:1039082 | Autodesk Revit MEP 2011 | IfcFlowTerminal | 0vAowQGl9FogObs2zQZGZ0 | n/a | n/a | n/a | n/a | n/a | n/a
FireSprinkler-312 | danielle.r.love@usace.army.mil | 2011-09-14T17:02:59 | Fire Sprinkler | 2C13 | M_Sprinkler - Pendent - Hosted:15 mm Pendent:15 mm Pendent:1038495 | Autodesk Revit MEP 2011 | IfcFlowTerminal | 0vAowQGl9FogObs2zQZGgr | n/a | n/a | n/a | n/a | n/a | n/a
FireSprinkler-313 | danielle.r.love@usace.army.mil | 2011-09-14T17:02:59 | Fire Sprinkler | 2C14 | M_Sprinkler - Pendent - Hosted:15 mm Pendent:15 mm Pendent:1038529 | Autodesk Revit MEP 2011 | IfcFlowTerminal | 0vAowQGl9FogObs2zQZGhh | n/a | n/a | n/a | n/a | n/a | n/a
FireSprinkler-314 | danielle.r.love@usace.army.mil | 2011-09-14T17:02:59 | Fire Sprinkler | 2C15 | M_Sprinkler - Pendent - Hosted:15 mm Pendent:15 mm Pendent:1039000 | Autodesk Revit MEP 2011 | IfcFlowTerminal | 0vAowQGl9FogObs2zQZGYo | n/a | n/a | n/a | n/a | n/a | n/a
FireSprinkler-315 | danielle.r.love@usace.army.mil | 2011-09-14T17:02:59 | Fire Sprinkler | 2C16 | M_Sprinkler - Pendent - Hosted:15 mm Pendent:15 mm Pendent:1038613 | Autodesk Revit MEP 2011 | IfcFlowTerminal | 0vAowQGl9FogObs2zQZGi$ | n/a | n/a | n/a | n/a | n/a | n/a
FireSprinkler-316 | danielle.r.love@usace.army.mil | 2011-09-14T17:02:59 | Fire Sprinkler | 2C17 | M_Sprinkler - Pendent - Hosted:15 mm Pendent:15 mm Pendent:1038889 | Autodesk Revit MEP 2011 | IfcFlowTerminal | 0vAowQGl9FogObs2zQZGW3 | n/a | n/a | n/a | n/a | n/a | n/a
FireSprinkler-317 | danielle.r.love@usace.army.mil | 2011-09-14T17:02:59 | Fire Sprinkler | 2C17 | M_Sprinkler - Pendent - Hosted:15 mm Pendent:15 mm Pendent:1038911 | Autodesk Revit MEP 2011 | IfcFlowTerminal | 0vAowQGl9FogObs2zQZGWL | n/a | n/a | n/a | n/a | n/a | n/a
FireSprinkler-318 | danielle.r.love@usace.army.mil | 2011-09-14T17:02:59 | Fire Sprinkler | 2C17 | M_Sprinkler - Pendent - Hosted:15 mm Pendent:15 mm Pendent:1039344 | Autodesk Revit MEP 2011 | IfcFlowTerminal | 0vAowQGl9FogObs2zQZGdQ | n/a | n/a | n/a | n/a | n/a | n/a
FireSprinkler-319 | danielle.r.love@usace.army.mil | 2011-09-14T17:02:59 | Fire Sprinkler | 2C18 | M_Sprinkler - Pendent - Hosted:15 mm Pendent:15 mm Pendent:1039459 | Autodesk Revit MEP 2011 | IfcFlowTerminal | 0vAowQGl9FogObs2zQZGv9 | n/a | n/a | n/a | n/a | n/a | n/a
FireSprinkler-320 | danielle.r.love@usace.army.mil | 2011-09-14T17:02:59 | Fire Sprinkler | 2C19 | M_Sprinkler - Pendent - Hosted:15 mm Pendent:15 mm Pendent:1039539 | Autodesk Revit MEP 2011 | IfcFlowTerminal | 0vAowQGl9FogObs2zQZGwP | n/a | n/a | n/a | n/a | n/a | n/a
FireSprinkler-321 | danielle.r.love@usace.army.mil | 2011-09-14T17:02:59 | Fire Sprinkler | 2C19 | M_Sprinkler - Pendent - Hosted:15 mm Pendent:15 mm Pendent:1039637 | Autodesk Revit MEP 2011 | IfcFlowTerminal | 0vAowQGl9FogObs2zQZGy$ | n/a | n/a | n/a | n/a | n/a | n/a
FireSprinkler-322 | danielle.r.love@usace.army.mil | 2011-09-14T17:02:59 | Fire Sprinkler | 2C19 | M_Sprinkler - Pendent - Hosted:15 mm Pendent:15 mm Pendent:1039731 | Autodesk Revit MEP 2011 | IfcFlowTerminal | 0vAowQGl9FogObs2zQZGzP | n/a | n/a | n/a | n/a | n/a | n/a
FireSprinkler-323 | danielle.r.love@usace.army.mil | 2011-09-14T17:02:59 | Fire Sprinkler | 2C22 | M_Sprinkler - Pendent - Hosted:15 mm Pendent:15 mm Pendent:1036025 | Autodesk Revit MEP 2011 | IfcFlowTerminal | 0vAowQGl9FogObs2zQZHpJ | n/a | n/a | n/a | n/a | n/a | n/a
FireSprinkler-324 | danielle.r.love@usace.army.mil | 2011-09-14T17:02:59 | Fire Sprinkler | 2C23 | M_Sprinkler - Pendent - Hosted:15 mm Pendent:15 mm Pendent:1035534 | Autodesk Revit MEP 2011 | IfcFlowTerminal | 0vAowQGl9FogObs2zQZHya | n/a | n/a | n/a | n/a | n/a | n/a
FireSprinkler-325 | danielle.r.love@usace.army.mil | 2011-09-14T17:02:59 | Fire Sprinkler | 2C23 | M_Sprinkler - Pendent - Hosted:15 mm Pendent:15 mm Pendent:1035822 | Autodesk Revit MEP 2011 | IfcFlowTerminal | 0vAowQGl9FogObs2zQZHm4 | n/a | n/a | n/a | n/a | n/a | n/a
FireSprinkler-326 | danielle.r.love@usace.army.mil | 2011-09-14T17:02:59 | Fire Sprinkler | 2C24 | M_Sprinkler - Pendent - Hosted:15 mm Pendent:15 mm Pendent:1035435 | Autodesk Revit MEP 2011 | IfcFlowTerminal | 0vAowQGl9FogObs2zQZHw1 | n/a | n/a | n/a | n/a | n/a | n/a
FireSprinkler-327 | danielle.r.love@usace.army.mil | 2011-09-14T17:02:59 | Fire Sprinkler | 2C24 | M_Sprinkler - Pendent - Hosted:15 mm Pendent:15 mm Pendent:1035497 | Autodesk Revit MEP 2011 | IfcFlowTerminal | 0vAowQGl9FogObs2zQZHx3 | n/a | n/a | n/a | n/a | n/a | n/a
FireSprinkler-328 | danielle.r.love@usace.army.mil | 2011-09-14T17:02:59 | Fire Sprinkler | 2CC1 | M_Sprinkler - Pendent - Hosted:15 mm Pendent:15 mm Pendent:1036505 | Autodesk Revit MEP 2011 | IfcFlowTerminal | 0vAowQGl9FogObs2zQZGBp | n/a | n/a | n/a | n/a | n/a | n/a
FireSprinkler-329 | danielle.r.love@usace.army.mil | 2011-09-14T17:02:59 | Fire Sprinkler | 2CC1 | M_Sprinkler - Pendent - Hosted:15 mm Pendent:15 mm Pendent:1036531 | Autodesk Revit MEP 2011 | IfcFlowTerminal | 0vAowQGl9FogObs2zQZGBP | n/a | n/a | n/a | n/a | n/a | n/a
FireSprinkler-330 | danielle.r.love@usace.army.mil | 2011-09-14T17:02:59 | Fire Sprinkler | 2CC1 | M_Sprinkler - Pendent - Hosted:15 mm Pendent:15 mm Pendent:1036689 | Autodesk Revit MEP 2011 | IfcFlowTerminal | 0vAowQGl9FogObs2zQZGEx | n/a | n/a | n/a | n/a | n/a | n/a
FireSprinkler-331 | danielle.r.love@usace.army.mil | 2011-09-14T17:02:59 | Fire Sprinkler | 2CC1 | M_Sprinkler - Pendent - Hosted:15 mm Pendent:15 mm Pendent:1048486 | Autodesk Revit MEP 2011 | IfcFlowTerminal | 3XYL0aaz1Cef6xLsdUvYY4 | n/a | n/a | n/a | n/a | n/a | n/a
FireSprinkler-332 | danielle.r.love@usace.army.mil | 2011-09-14T17:02:59 | Fire Sprinkler | 2CC2 | M_Sprinkler - Pendent - Hosted:15 mm Pendent:15 mm Pendent:1032145 | Autodesk Revit MEP 2011 | IfcFlowTerminal | 0vAowQGl9FogObs2zQZMtx | n/a | n/a | n/a | n/a | n/a | n/a
FireSprinkler-333 | danielle.r.love@usace.army.mil | 2011-09-14T17:02:59 | Fire Sprinkler | 2CC2 | M_Sprinkler - Pendent - Hosted:15 mm Pendent:15 mm Pendent:1032741 | Autodesk Revit MEP 2011 | IfcFlowTerminal | 0vAowQGl9FogObs2zQZH0F | n/a | n/a | n/a | n/a | n/a | n/a
FireSprinkler-334 | danielle.r.love@usace.army.mil | 2011-09-14T17:02:59 | Fire Sprinkler | 2CC2 | M_Sprinkler - Pendent - Hosted:15 mm Pendent:15 mm Pendent:1033384 | Autodesk Revit MEP 2011 | IfcFlowTerminal | 0vAowQGl9FogObs2zQZHQ2 | n/a | n/a | n/a | n/a | n/a | n/a
FireSprinkler-335 | danielle.r.love@usace.army.mil | 2011-09-14T17:02:59 | Fire Sprinkler | 2CC3 | M_Sprinkler - Pendent - Hosted:15 mm Pendent:15 mm Pendent:1038035 | Autodesk Revit MEP 2011 | IfcFlowTerminal | 0vAowQGl9FogObs2zQZGJv | n/a | n/a | n/a | n/a | n/a | n/a
FireSprinkler-336 | danielle.r.love@usace.army.mil | 2011-09-14T17:02:59 | Fire Sprinkler | 2CC3 | M_Sprinkler - Pendent - Hosted:15 mm Pendent:15 mm Pendent:1038072 | Autodesk Revit MEP 2011 | IfcFlowTerminal | 0vAowQGl9FogObs2zQZGJI | n/a | n/a | n/a | n/a | n/a | n/a
FireSprinkler-337 | danielle.r.love@usace.army.mil | 2011-09-14T17:02:59 | Fire Sprinkler | 2CC3 | M_Sprinkler - Pendent - Hosted:15 mm Pendent:15 mm Pendent:1038139 | Autodesk Revit MEP 2011 | IfcFlowTerminal | 0vAowQGl9FogObs2zQZGKH | n/a | n/a | n/a | n/a | n/a | n/a
FireSprinkler-338 | danielle.r.love@usace.army.mil | 2011-09-14T17:02:59 | Fire Sprinkler | 2CC4 | M_Sprinkler - Pendent - Hosted:15 mm Pendent:15 mm Pendent:1038247 | Autodesk Revit MEP 2011 | IfcFlowTerminal | 0vAowQGl9FogObs2zQZGMD | n/a | n/a | n/a | n/a | n/a | n/a
FireSprinkler-339 | danielle.r.love@usace.army.mil | 2011-09-14T17:02:59 | Fire Sprinkler | 2CC4 | M_Sprinkler - Pendent - Hosted:15 mm Pendent:15 mm Pendent:1038271 | Autodesk Revit MEP 2011 | IfcFlowTerminal | 0vAowQGl9FogObs2zQZGML | n/a | n/a | n/a | n/a | n/a | n/a
FireSprinkler-340 | danielle.r.love@usace.army.mil | 2011-09-14T17:02:59 | Fire Sprinkler | 2CC5 | M_Sprinkler - Pendent - Hosted:15 mm Pendent:15 mm Pendent:1038740 | Autodesk Revit MEP 2011 | IfcFlowTerminal | 0vAowQGl9FogObs2zQZGk_ | n/a | n/a | n/a | n/a | n/a | n/a
FireSprinkler-341 | danielle.r.love@usace.army.mil | 2011-09-14T17:02:59 | Fire Sprinkler | 2CC5 | M_Sprinkler - Pendent - Hosted:15 mm Pendent:15 mm Pendent:1038856 | Autodesk Revit MEP 2011 | IfcFlowTerminal | 0vAowQGl9FogObs2zQZGWY | n/a | n/a | n/a | n/a | n/a | n/a
FireSprinkler-342 | danielle.r.love@usace.army.mil | 2011-09-14T17:02:59 | Fire Sprinkler | 2D01 | M_Sprinkler - Pendent - Hosted:15 mm Pendent:15 mm Pendent:1045585 | Autodesk Revit MEP 2011 | IfcFlowTerminal | 0vAowQGl9FogObs2zQZIPx | n/a | n/a | n/a | n/a | n/a | n/a
FireSprinkler-343 | danielle.r.love@usace.army.mil | 2011-09-14T17:02:59 | Fire Sprinkler | 2D02 | M_Sprinkler - Pendent - Hosted:15 mm Pendent:15 mm Pendent:1046136 | Autodesk Revit MEP 2011 | IfcFlowTerminal | 0vAowQGl9FogObs2zQZIHI | n/a | n/a | n/a | n/a | n/a | n/a
FireSprinkler-344 | danielle.r.love@usace.army.mil | 2011-09-14T17:02:59 | Fire Sprinkler | 2D03 | M_Sprinkler - Pendent - Hosted:15 mm Pendent:15 mm Pendent:1047267 | Autodesk Revit MEP 2011 | IfcFlowTerminal | 0vAowQGl9FogObs2zQZIZ9 | n/a | n/a | n/a | n/a | n/a | n/a
FireSprinkler-345 | danielle.r.love@usace.army.mil | 2011-09-14T17:02:59 | Fire Sprinkler | 2D04 | M_Sprinkler - Pendent - Hosted:15 mm Pendent:15 mm Pendent:1046053 | Autodesk Revit MEP 2011 | IfcFlowTerminal | 0vAowQGl9FogObs2zQZIGF | n/a | n/a | n/a | n/a | n/a | n/a
FireSprinkler-346 | danielle.r.love@usace.army.mil | 2011-09-14T17:02:59 | Fire Sprinkler | 2D04 | M_Sprinkler - Pendent - Hosted:15 mm Pendent:15 mm Pendent:1047136 | Autodesk Revit MEP 2011 | IfcFlowTerminal | 0vAowQGl9FogObs2zQZIXA | n/a | n/a | n/a | n/a | n/a | n/a
FireSprinkler-347 | danielle.r.love@usace.army.mil | 2011-09-14T17:02:59 | Fire Sprinkler | 2D04A | M_Sprinkler - Pendent - Hosted:15 mm Pendent:15 mm Pendent:1045958 | Autodesk Revit MEP 2011 | IfcFlowTerminal | 0vAowQGl9FogObs2zQZIVi | n/a | n/a | n/a | n/a | n/a | n/a
FireSprinkler-348 | danielle.r.love@usace.army.mil | 2011-09-14T17:02:59 | Fire Sprinkler | 2D04A | M_Sprinkler - Pendent - Hosted:15 mm Pendent:15 mm Pendent:1047021 | Autodesk Revit MEP 2011 | IfcFlowTerminal | 0vAowQGl9FogObs2zQZIl7 | n/a | n/a | n/a | n/a | n/a | n/a
FireSprinkler-349 | danielle.r.love@usace.army.mil | 2011-09-14T17:02:59 | Fire Sprinkler | 2D05 | M_Sprinkler - Pendent - Hosted:15 mm Pendent:15 mm Pendent:1048436 | Autodesk Revit MEP 2011 | IfcFlowTerminal | 3XYL0aaz1Cef6xLsdUvYXM | n/a | n/a | n/a | n/a | n/a | n/a
FireSprinkler-350 | danielle.r.love@usace.army.mil | 2011-09-14T17:02:59 | Fire Sprinkler | 2D05 | M_Sprinkler - Pendent - Hosted:15 mm Pendent:15 mm Pendent:1048460 | Autodesk Revit MEP 2011 | IfcFlowTerminal | 3XYL0aaz1Cef6xLsdUvYYk | n/a | n/a | n/a | n/a | n/a | n/a
FireSprinkler-351 | danielle.r.love@usace.army.mil | 2011-09-14T17:02:59 | Fire Sprinkler | 2D05 | M_Sprinkler - Pendent - Hosted:15 mm Pendent:15 mm Pendent:1048468 | Autodesk Revit MEP 2011 | IfcFlowTerminal | 3XYL0aaz1Cef6xLsdUvYYs | n/a | n/a | n/a | n/a | n/a | n/a
FireSprinkler-352 | danielle.r.love@usace.army.mil | 2011-09-14T17:02:59 | Fire Sprinkler | 2D05 | M_Sprinkler - Pendent - Hosted:15 mm Pendent:15 mm Pendent:1048476 | Autodesk Revit MEP 2011 | IfcFlowTerminal | 3XYL0aaz1Cef6xLsdUvYY_ | n/a | n/a | n/a | n/a | n/a | n/a
FireSprinkler-353 | danielle.r.love@usace.army.mil | 2011-09-14T17:02:59 | Fire Sprinkler | 2D05 | M_Sprinkler - Pendent - Hosted:15 mm Pendent:15 mm Pendent:1048500 | Autodesk Revit MEP 2011 | IfcFlowTerminal | 3XYL0aaz1Cef6xLsdUvYYM | n/a | n/a | n/a | n/a | n/a | n/a
FireSprinkler-354 | danielle.r.love@usace.army.mil | 2011-09-14T17:02:59 | Fire Sprinkler | 2D05 | M_Sprinkler - Pendent - Hosted:15 mm Pendent:15 mm Pendent:1048512 | Autodesk Revit MEP 2011 | IfcFlowTerminal | 3XYL0aaz1Cef6xLsdUvYZY | n/a | n/a | n/a | n/a | n/a | n/a
FireSprinkler-355 | danielle.r.love@usace.army.mil | 2011-09-14T17:02:59 | Fire Sprinkler | 2D05 | M_Sprinkler - Pendent - Hosted:15 mm Pendent:15 mm Pendent:1048522 | Autodesk Revit MEP 2011 | IfcFlowTerminal | 3XYL0aaz1Cef6xLsdUvYZe | n/a | n/a | n/a | n/a | n/a | n/a
FireSprinkler-356 | danielle.r.love@usace.army.mil | 2011-09-14T17:02:59 | Fire Sprinkler | 2D05 | M_Sprinkler - Pendent - Hosted:15 mm Pendent:15 mm Pendent:1048530 | Autodesk Revit MEP 2011 | IfcFlowTerminal | 3XYL0aaz1Cef6xLsdUvYZm | n/a | n/a | n/a | n/a | n/a | n/a
FireSprinkler-357 | danielle.r.love@usace.army.mil | 2011-09-14T17:02:59 | Fire Sprinkler | 2D05 | M_Sprinkler - Pendent - Hosted:15 mm Pendent:15 mm Pendent:1048538 | Autodesk Revit MEP 2011 | IfcFlowTerminal | 3XYL0aaz1Cef6xLsdUvYZu | n/a | n/a | n/a | n/a | n/a | n/a
FireSprinkler-358 | danielle.r.love@usace.army.mil | 2011-09-14T17:02:59 | Fire Sprinkler | 2D05 | M_Sprinkler - Pendent - Hosted:15 mm Pendent:15 mm Pendent:1048546 | Autodesk Revit MEP 2011 | IfcFlowTerminal | 3XYL0aaz1Cef6xLsdUvYZ0 | n/a | n/a | n/a | n/a | n/a | n/a
FireSprinkler-359 | danielle.r.love@usace.army.mil | 2011-09-14T17:02:59 | Fire Sprinkler | 2D05 | M_Sprinkler - Pendent - Hosted:15 mm Pendent:15 mm Pendent:1048558 | Autodesk Revit MEP 2011 | IfcFlowTerminal | 3XYL0aaz1Cef6xLsdUvYZC | n/a | n/a | n/a | n/a | n/a | n/a
FireSprinkler-360 | danielle.r.love@usace.army.mil | 2011-09-14T17:02:59 | Fire Sprinkler | 2D05 | M_Sprinkler - Pendent - Hosted:15 mm Pendent:15 mm Pendent:1048566 | Autodesk Revit MEP 2011 | IfcFlowTerminal | 3XYL0aaz1Cef6xLsdUvYZK | n/a | n/a | n/a | n/a | n/a | n/a
FireSprinkler-361 | danielle.r.love@usace.army.mil | 2011-09-14T17:02:59 | Fire Sprinkler | 2D05 | M_Sprinkler - Pendent - Hosted:15 mm Pendent:15 mm Pendent:1048578 | Autodesk Revit MEP 2011 | IfcFlowTerminal | 3XYL0aaz1Cef6xLsdU_TSW | n/a | n/a | n/a | n/a | n/a | n/a
FireSprinkler-362 | danielle.r.love@usace.army.mil | 2011-09-14T17:02:59 | Fire Sprinkler | 2D05 | M_Sprinkler - Pendent - Hosted:15 mm Pendent:15 mm Pendent:1048588 | Autodesk Revit MEP 2011 | IfcFlowTerminal | 3XYL0aaz1Cef6xLsdU_TSk | n/a | n/a | n/a | n/a | n/a | n/a
FireSprinkler-363 | danielle.r.love@usace.army.mil | 2011-09-14T17:02:59 | Fire Sprinkler | 2D05 | M_Sprinkler - Pendent - Hosted:15 mm Pendent:15 mm Pendent:1048596 | Autodesk Revit MEP 2011 | IfcFlowTerminal | 3XYL0aaz1Cef6xLsdU_TSs | n/a | n/a | n/a | n/a | n/a | n/a
FireSprinkler-364 | danielle.r.love@usace.army.mil | 2011-09-14T17:02:59 | Fire Sprinkler | 2D05 | M_Sprinkler - Pendent - Hosted:15 mm Pendent:15 mm Pendent:1048604 | Autodesk Revit MEP 2011 | IfcFlowTerminal | 3XYL0aaz1Cef6xLsdU_TS_ | n/a | n/a | n/a | n/a | n/a | n/a
FireSprinkler-365 | danielle.r.love@usace.army.mil | 2011-09-14T17:02:59 | Fire Sprinkler | 2D05 | M_Sprinkler - Pendent - Hosted:15 mm Pendent:15 mm Pendent:1048616 | Autodesk Revit MEP 2011 | IfcFlowTerminal | 3XYL0aaz1Cef6xLsdU_TSA | n/a | n/a | n/a | n/a | n/a | n/a
FireSprinkler-366 | danielle.r.love@usace.army.mil | 2011-09-14T17:02:59 | Fire Sprinkler | 2D05 | M_Sprinkler - Pendent - Hosted:15 mm Pendent:15 mm Pendent:1048626 | Autodesk Revit MEP 2011 | IfcFlowTerminal | 3XYL0aaz1Cef6xLsdU_TSG | n/a | n/a | n/a | n/a | n/a | n/a
FireSprinkler-367 | danielle.r.love@usace.army.mil | 2011-09-14T17:02:59 | Fire Sprinkler | 2D05 | M_Sprinkler - Pendent - Hosted:15 mm Pendent:15 mm Pendent:1048634 | Autodesk Revit MEP 2011 | IfcFlowTerminal | 3XYL0aaz1Cef6xLsdU_TSO | n/a | n/a | n/a | n/a | n/a | n/a
FireSprinkler-368 | danielle.r.love@usace.army.mil | 2011-09-14T17:02:59 | Fire Sprinkler | 2D05 | M_Sprinkler - Pendent - Hosted:15 mm Pendent:15 mm Pendent:1048646 | Autodesk Revit MEP 2011 | IfcFlowTerminal | 3XYL0aaz1Cef6xLsdU_TTa | n/a | n/a | n/a | n/a | n/a | n/a
FireSprinkler-369 | danielle.r.love@usace.army.mil | 2011-09-14T17:02:59 | Fire Sprinkler | 2D05 | M_Sprinkler - Pendent - Hosted:15 mm Pendent:15 mm Pendent:1048656 | Autodesk Revit MEP 2011 | IfcFlowTerminal | 3XYL0aaz1Cef6xLsdU_TTo | n/a | n/a | n/a | n/a | n/a | n/a
FireSprinkler-370 | danielle.r.love@usace.army.mil | 2011-09-14T17:02:59 | Fire Sprinkler | 2D05 | M_Sprinkler - Pendent - Hosted:15 mm Pendent:15 mm Pendent:1048664 | Autodesk Revit MEP 2011 | IfcFlowTerminal | 3XYL0aaz1Cef6xLsdU_TTw | n/a | n/a | n/a | n/a | n/a | n/a
FireSprinkler-371 | danielle.r.love@usace.army.mil | 2011-09-14T17:02:59 | Fire Sprinkler | 2D05 | M_Sprinkler - Pendent - Hosted:15 mm Pendent:15 mm Pendent:1048672 | Autodesk Revit MEP 2011 | IfcFlowTerminal | 3XYL0aaz1Cef6xLsdU_TT2 | n/a | n/a | n/a | n/a | n/a | n/a
FireSprinkler-372 | danielle.r.love@usace.army.mil | 2011-09-14T17:02:59 | Fire Sprinkler | 2D05 | M_Sprinkler - Pendent - Hosted:15 mm Pendent:15 mm Pendent:1048684 | Autodesk Revit MEP 2011 | IfcFlowTerminal | 3XYL0aaz1Cef6xLsdU_TTE | n/a | n/a | n/a | n/a | n/a | n/a
FireSprinkler-373 | danielle.r.love@usace.army.mil | 2011-09-14T17:02:59 | Fire Sprinkler | 2D05 | M_Sprinkler - Pendent - Hosted:15 mm Pendent:15 mm Pendent:1048692 | Autodesk Revit MEP 2011 | IfcFlowTerminal | 3XYL0aaz1Cef6xLsdU_TTM | n/a | n/a | n/a | n/a | n/a | n/a
FireSprinkler-374 | danielle.r.love@usace.army.mil | 2011-09-14T17:02:59 | Fire Sprinkler | 2D05 | M_Sprinkler - Pendent - Hosted:15 mm Pendent:15 mm Pendent:1048700 | Autodesk Revit MEP 2011 | IfcFlowTerminal | 3XYL0aaz1Cef6xLsdU_TTU | n/a | n/a | n/a | n/a | n/a | n/a
FireSprinkler-375 | danielle.r.love@usace.army.mil | 2011-09-14T17:02:59 | Fire Sprinkler | 2D05 | M_Sprinkler - Pendent - Hosted:15 mm Pendent:15 mm Pendent:1048708 | Autodesk Revit MEP 2011 | IfcFlowTerminal | 3XYL0aaz1Cef6xLsdU_TUc | n/a | n/a | n/a | n/a | n/a | n/a
FireSprinkler-376 | danielle.r.love@usace.army.mil | 2011-09-14T17:02:59 | Fire Sprinkler | 2D05 | M_Sprinkler - Pendent - Hosted:15 mm Pendent:15 mm Pendent:1048716 | Autodesk Revit MEP 2011 | IfcFlowTerminal | 3XYL0aaz1Cef6xLsdU_TUk | n/a | n/a | n/a | n/a | n/a | n/a
FireSprinkler-377 | danielle.r.love@usace.army.mil | 2011-09-14T17:02:59 | Fire Sprinkler | 2D06 | M_Sprinkler - Pendent - Hosted:15 mm Pendent:15 mm Pendent:1048726 | Autodesk Revit MEP 2011 | IfcFlowTerminal | 3XYL0aaz1Cef6xLsdU_TUq | n/a | n/a | n/a | n/a | n/a | n/a
FireSprinkler-378 | danielle.r.love@usace.army.mil | 2011-09-14T17:02:59 | Fire Sprinkler | 2D07 | M_Sprinkler - Pendent - Hosted:15 mm Pendent:15 mm Pendent:1041329 | Autodesk Revit MEP 2011 | IfcFlowTerminal | 0vAowQGl9FogObs2zQZJ6R | n/a | n/a | n/a | n/a | n/a | n/a
FireSprinkler-379 | danielle.r.love@usace.army.mil | 2011-09-14T17:02:59 | Fire Sprinkler | 2D08 | M_Sprinkler - Pendent - Hosted:15 mm Pendent:15 mm Pendent:1041502 | Autodesk Revit MEP 2011 | IfcFlowTerminal | 0vAowQGl9FogObs2zQZJPq | n/a | n/a | n/a | n/a | n/a | n/a
FireSprinkler-380 | danielle.r.love@usace.army.mil | 2011-09-14T17:02:59 | Fire Sprinkler | 2D09 | M_Sprinkler - Pendent - Hosted:15 mm Pendent:15 mm Pendent:1041615 | Autodesk Revit MEP 2011 | IfcFlowTerminal | 0vAowQGl9FogObs2zQZJRb | n/a | n/a | n/a | n/a | n/a | n/a
FireSprinkler-381 | danielle.r.love@usace.army.mil | 2011-09-14T17:02:59 | Fire Sprinkler | 2D10 | M_Sprinkler - Pendent - Hosted:15 mm Pendent:15 mm Pendent:1041800 | Autodesk Revit MEP 2011 | IfcFlowTerminal | 0vAowQGl9FogObs2zQZJUY | n/a | n/a | n/a | n/a | n/a | n/a
FireSprinkler-382 | danielle.r.love@usace.army.mil | 2011-09-14T17:02:59 | Fire Sprinkler | 2D10 | M_Sprinkler - Pendent - Hosted:15 mm Pendent:15 mm Pendent:1041944 | Autodesk Revit MEP 2011 | IfcFlowTerminal | 0vAowQGl9FogObs2zQZJGo | n/a | n/a | n/a | n/a | n/a | n/a
FireSprinkler-383 | danielle.r.love@usace.army.mil | 2011-09-14T17:02:59 | Fire Sprinkler | 2D11 | M_Sprinkler - Pendent - Hosted:15 mm Pendent:15 mm Pendent:1043339 | Autodesk Revit MEP 2011 | IfcFlowTerminal | 0vAowQGl9FogObs2zQZJcX | n/a | n/a | n/a | n/a | n/a | n/a
FireSprinkler-384 | danielle.r.love@usace.army.mil | 2011-09-14T17:02:59 | Fire Sprinkler | 2D13 | M_Sprinkler - Pendent - Hosted:15 mm Pendent:15 mm Pendent:1043375 | Autodesk Revit MEP 2011 | IfcFlowTerminal | 0vAowQGl9FogObs2zQZJc5 | n/a | n/a | n/a | n/a | n/a | n/a
FireSprinkler-385 | danielle.r.love@usace.army.mil | 2011-09-14T17:02:59 | Fire Sprinkler | 2D14 | M_Sprinkler - Pendent - Hosted:15 mm Pendent:15 mm Pendent:1043447 | Autodesk Revit MEP 2011 | IfcFlowTerminal | 0vAowQGl9FogObs2zQZJdT | n/a | n/a | n/a | n/a | n/a | n/a
FireSprinkler-386 | danielle.r.love@usace.army.mil | 2011-09-14T17:02:59 | Fire Sprinkler | 2D15 | M_Sprinkler - Pendent - Hosted:15 mm Pendent:15 mm Pendent:1043563 | Autodesk Revit MEP 2011 | IfcFlowTerminal | 0vAowQGl9FogObs2zQZJv1 | n/a | n/a | n/a | n/a | n/a | n/a
FireSprinkler-387 | danielle.r.love@usace.army.mil | 2011-09-14T17:02:59 | Fire Sprinkler | 2D16 | M_Sprinkler - Pendent - Hosted:15 mm Pendent:15 mm Pendent:1043426 | Autodesk Revit MEP 2011 | IfcFlowTerminal | 0vAowQGl9FogObs2zQZJd8 | n/a | n/a | n/a | n/a | n/a | n/a
FireSprinkler-388 | danielle.r.love@usace.army.mil | 2011-09-14T17:02:59 | Fire Sprinkler | 2D17 | M_Sprinkler - Pendent - Hosted:15 mm Pendent:15 mm Pendent:1043640 | Autodesk Revit MEP 2011 | IfcFlowTerminal | 0vAowQGl9FogObs2zQZJwI | n/a | n/a | n/a | n/a | n/a | n/a
FireSprinkler-389 | danielle.r.love@usace.army.mil | 2011-09-14T17:02:59 | Fire Sprinkler | 2D18 | M_Sprinkler - Pendent - Hosted:15 mm Pendent:15 mm Pendent:1041833 | Autodesk Revit MEP 2011 | IfcFlowTerminal | 0vAowQGl9FogObs2zQZJU3 | n/a | n/a | n/a | n/a | n/a | n/a
FireSprinkler-390 | danielle.r.love@usace.army.mil | 2011-09-14T17:02:59 | Fire Sprinkler | 2D18 | M_Sprinkler - Pendent - Hosted:15 mm Pendent:15 mm Pendent:1041909 | Autodesk Revit MEP 2011 | IfcFlowTerminal | 0vAowQGl9FogObs2zQZJVV | n/a | n/a | n/a | n/a | n/a | n/a
FireSprinkler-391 | danielle.r.love@usace.army.mil | 2011-09-14T17:02:59 | Fire Sprinkler | 2D18 | M_Sprinkler - Pendent - Hosted:15 mm Pendent:15 mm Pendent:1041971 | Autodesk Revit MEP 2011 | IfcFlowTerminal | 0vAowQGl9FogObs2zQZJGP | n/a | n/a | n/a | n/a | n/a | n/a
FireSprinkler-392 | danielle.r.love@usace.army.mil | 2011-09-14T17:02:59 | Fire Sprinkler | 2D18 | M_Sprinkler - Pendent - Hosted:15 mm Pendent:15 mm Pendent:1042119 | Autodesk Revit MEP 2011 | IfcFlowTerminal | 0vAowQGl9FogObs2zQZJJj | n/a | n/a | n/a | n/a | n/a | n/a
FireSprinkler-393 | danielle.r.love@usace.army.mil | 2011-09-14T17:02:59 | Fire Sprinkler | 2D18 | M_Sprinkler - Pendent - Hosted:15 mm Pendent:15 mm Pendent:1042193 | Autodesk Revit MEP 2011 | IfcFlowTerminal | 0vAowQGl9FogObs2zQZJKx | n/a | n/a | n/a | n/a | n/a | n/a
FireSprinkler-394 | danielle.r.love@usace.army.mil | 2011-09-14T17:02:59 | Fire Sprinkler | 2D18 | M_Sprinkler - Pendent - Hosted:15 mm Pendent:15 mm Pendent:1042350 | Autodesk Revit MEP 2011 | IfcFlowTerminal | 0vAowQGl9FogObs2zQZJM4 | n/a | n/a | n/a | n/a | n/a | n/a
FireSprinkler-395 | danielle.r.love@usace.army.mil | 2011-09-14T17:02:59 | Fire Sprinkler | 2D18 | M_Sprinkler - Pendent - Hosted:15 mm Pendent:15 mm Pendent:1042392 | Autodesk Revit MEP 2011 | IfcFlowTerminal | 0vAowQGl9FogObs2zQZJNo | n/a | n/a | n/a | n/a | n/a | n/a
FireSprinkler-396 | danielle.r.love@usace.army.mil | 2011-09-14T17:02:59 | Fire Sprinkler | 2D18 | M_Sprinkler - Pendent - Hosted:15 mm Pendent:15 mm Pendent:1042434 | Autodesk Revit MEP 2011 | IfcFlowTerminal | 0vAowQGl9FogObs2zQZJee | n/a | n/a | n/a | n/a | n/a | n/a
FireSprinkler-397 | danielle.r.love@usace.army.mil | 2011-09-14T17:02:59 | Fire Sprinkler | 2D18 | M_Sprinkler - Pendent - Hosted:15 mm Pendent:15 mm Pendent:1042472 | Autodesk Revit MEP 2011 | IfcFlowTerminal | 0vAowQGl9FogObs2zQZJe2 | n/a | n/a | n/a | n/a | n/a | n/a
FireSprinkler-398 | danielle.r.love@usace.army.mil | 2011-09-14T17:02:59 | Fire Sprinkler | 2D18 | M_Sprinkler - Pendent - Hosted:15 mm Pendent:15 mm Pendent:1042567 | Autodesk Revit MEP 2011 | IfcFlowTerminal | 0vAowQGl9FogObs2zQZJgj | n/a | n/a | n/a | n/a | n/a | n/a
FireSprinkler-399 | danielle.r.love@usace.army.mil | 2011-09-14T17:02:59 | Fire Sprinkler | 2D18 | M_Sprinkler - Pendent - Hosted:15 mm Pendent:15 mm Pendent:1042587 | Autodesk Revit MEP 2011 | IfcFlowTerminal | 0vAowQGl9FogObs2zQZJgn | n/a | n/a | n/a | n/a | n/a | n/a
FireSprinkler-400 | danielle.r.love@usace.army.mil | 2011-09-14T17:02:59 | Fire Sprinkler | 2D18 | M_Sprinkler - Pendent - Hosted:15 mm Pendent:15 mm Pendent:1042675 | Autodesk Revit MEP 2011 | IfcFlowTerminal | 0vAowQGl9FogObs2zQZJhP | n/a | n/a | n/a | n/a | n/a | n/a
FireSprinkler-401 | danielle.r.love@usace.army.mil | 2011-09-14T17:02:59 | Fire Sprinkler | 2D19 | M_Sprinkler - Pendent - Hosted:15 mm Pendent:15 mm Pendent:1043698 | Autodesk Revit MEP 2011 | IfcFlowTerminal | 0vAowQGl9FogObs2zQZJxO | n/a | n/a | n/a | n/a | n/a | n/a
FireSprinkler-402 | danielle.r.love@usace.army.mil | 2011-09-14T17:02:59 | Fire Sprinkler | 2D20 | M_Sprinkler - Pendent - Hosted:15 mm Pendent:15 mm Pendent:1043067 | Autodesk Revit MEP 2011 | IfcFlowTerminal | 0vAowQGl9FogObs2zQZJXH | n/a | n/a | n/a | n/a | n/a | n/a
FireSprinkler-403 | danielle.r.love@usace.army.mil | 2011-09-14T17:02:59 | Fire Sprinkler | 2D20 | M_Sprinkler - Pendent - Hosted:15 mm Pendent:15 mm Pendent:1043115 | Autodesk Revit MEP 2011 | IfcFlowTerminal | 0vAowQGl9FogObs2zQZJY1 | n/a | n/a | n/a | n/a | n/a | n/a
FireSprinkler-404 | danielle.r.love@usace.army.mil | 2011-09-14T17:02:59 | Fire Sprinkler | 2D21 | M_Sprinkler - Pendent - Hosted:15 mm Pendent:15 mm Pendent:1042727 | Autodesk Revit MEP 2011 | IfcFlowTerminal | 0vAowQGl9FogObs2zQZJiD | n/a | n/a | n/a | n/a | n/a | n/a
FireSprinkler-405 | danielle.r.love@usace.army.mil | 2011-09-14T17:02:59 | Fire Sprinkler | 2D21 | M_Sprinkler - Pendent - Hosted:15 mm Pendent:15 mm Pendent:1042792 | Autodesk Revit MEP 2011 | IfcFlowTerminal | 0vAowQGl9FogObs2zQZJj2 | n/a | n/a | n/a | n/a | n/a | n/a
FireSprinkler-406 | danielle.r.love@usace.army.mil | 2011-09-14T17:02:59 | Fire Sprinkler | 2D21 | M_Sprinkler - Pendent - Hosted:15 mm Pendent:15 mm Pendent:1042840 | Autodesk Revit MEP 2011 | IfcFlowTerminal | 0vAowQGl9FogObs2zQZJko | n/a | n/a | n/a | n/a | n/a | n/a
FireSprinkler-407 | danielle.r.love@usace.army.mil | 2011-09-14T17:02:59 | Fire Sprinkler | 2D21 | M_Sprinkler - Pendent - Hosted:15 mm Pendent:15 mm Pendent:1042926 | Autodesk Revit MEP 2011 | IfcFlowTerminal | 0vAowQGl9FogObs2zQZJl4 | n/a | n/a | n/a | n/a | n/a | n/a
FireSprinkler-408 | danielle.r.love@usace.army.mil | 2011-09-14T17:02:59 | Fire Sprinkler | 2DC1 | M_Sprinkler - Pendent - Hosted:15 mm Pendent:15 mm Pendent:1045552 | Autodesk Revit MEP 2011 | IfcFlowTerminal | 0vAowQGl9FogObs2zQZIOQ | n/a | n/a | n/a | n/a | n/a | n/a
FireSprinkler-409 | danielle.r.love@usace.army.mil | 2011-09-14T17:02:59 | Fire Sprinkler | 2DC1 | M_Sprinkler - Pendent - Hosted:15 mm Pendent:15 mm Pendent:1045670 | Autodesk Revit MEP 2011 | IfcFlowTerminal | 0vAowQGl9FogObs2zQZIQC | n/a | n/a | n/a | n/a | n/a | n/a
FireSprinkler-410 | danielle.r.love@usace.army.mil | 2011-09-14T17:02:59 | Fire Sprinkler | 2DC1 | M_Sprinkler - Pendent - Hosted:15 mm Pendent:15 mm Pendent:1045770 | Autodesk Revit MEP 2011 | IfcFlowTerminal | 0vAowQGl9FogObs2zQZISW | n/a | n/a | n/a | n/a | n/a | n/a
FireSprinkler-411 | danielle.r.love@usace.army.mil | 2011-09-14T17:02:59 | Fire Sprinkler | 2DC1 | M_Sprinkler - Pendent - Hosted:15 mm Pendent:15 mm Pendent:1045828 | Autodesk Revit MEP 2011 | IfcFlowTerminal | 0vAowQGl9FogObs2zQZITk | n/a | n/a | n/a | n/a | n/a | n/a
FireSprinkler-412 | danielle.r.love@usace.army.mil | 2011-09-14T17:02:59 | Fire Sprinkler | 2DC2 | M_Sprinkler - Pendent - Hosted:15 mm Pendent:15 mm Pendent:1036756 | Autodesk Revit MEP 2011 | IfcFlowTerminal | 0vAowQGl9FogObs2zQZGF_ | n/a | n/a | n/a | n/a | n/a | n/a
FireSprinkler-413 | danielle.r.love@usace.army.mil | 2011-09-14T17:02:59 | Fire Sprinkler | 2DC2 | M_Sprinkler - Pendent - Hosted:15 mm Pendent:15 mm Pendent:1036872 | Autodesk Revit MEP 2011 | IfcFlowTerminal | 0vAowQGl9FogObs2zQZG1Y | n/a | n/a | n/a | n/a | n/a | n/a
FireSprinkler-414 | danielle.r.love@usace.army.mil | 2011-09-14T17:02:59 | Fire Sprinkler | 2DC2 | M_Sprinkler - Pendent - Hosted:15 mm Pendent:15 mm Pendent:1037559 | Autodesk Revit MEP 2011 | IfcFlowTerminal | 0vAowQGl9FogObs2zQZGRT | n/a | n/a | n/a | n/a | n/a | n/a
FireSprinkler-415 | danielle.r.love@usace.army.mil | 2011-09-14T17:02:59 | Fire Sprinkler | 2DC2 | M_Sprinkler - Pendent - Hosted:15 mm Pendent:15 mm Pendent:1037654 | Autodesk Revit MEP 2011 | IfcFlowTerminal | 0vAowQGl9FogObs2zQZGTy | n/a | n/a | n/a | n/a | n/a | n/a
FireSprinkler-416 | danielle.r.love@usace.army.mil | 2011-09-14T17:02:59 | Fire Sprinkler | 2DC2 | M_Sprinkler - Pendent - Hosted:15 mm Pendent:15 mm Pendent:1041023 | Autodesk Revit MEP 2011 | IfcFlowTerminal | 0vAowQGl9FogObs2zQZJ1L | n/a | n/a | n/a | n/a | n/a | n/a
FireSprinkler-417 | danielle.r.love@usace.army.mil | 2011-09-14T17:02:59 | Fire Sprinkler | 2DC2 | M_Sprinkler - Pendent - Hosted:15 mm Pendent:15 mm Pendent:1041115 | Autodesk Revit MEP 2011 | IfcFlowTerminal | 0vAowQGl9FogObs2zQZJ3n | n/a | n/a | n/a | n/a | n/a | n/a
FireSprinkler-418 | danielle.r.love@usace.army.mil | 2011-09-14T17:02:59 | Fire Sprinkler | E1 | M_Sprinkler - Pendent - Hosted:15 mm Pendent:15 mm Pendent:1051384 | Autodesk Revit MEP 2011 | IfcFlowTerminal | 1L$QLu1AD2LfKuC3VHSReF | n/a | n/a | n/a | n/a | n/a | n/a
FOUNTAIN-WATER-CRS-W/MNTD-2LVL-01 | bill.east@us.army.mil | 2013-02-28T01:01:01 | Equip-R2201 | 1AC1 | FOUNTAIN-WATER-CRS-W/MNTD-2LVL | n/a | n/a | n/a | n/a | n/a | n/a | n/a | n/a | n/a
FOUNTAIN-WATER-CRS-W/MNTD-2LVL-02 | bill.east@us.army.mil | 2013-02-28T01:01:01 | Equip-R2201 | 2AC1 | FOUNTAIN-WATER-CRS-W/MNTD-2LVL | n/a | n/a | n/a | n/a | n/a | n/a | n/a | n/a | n/a
FRAME-APRON-DR-140 x 915 x 560-01 | bill.east@us.army.mil | 2013-02-28T01:01:01 | Equip-C0045 | 2B17 | FRAME-APRON-DR-140 x 915 x 560 | n/a | n/a | n/a | n/a | n/a | n/a | n/a | n/a | n/a
Grab Bars:8370-001300:8370-001300:430296 | mariangelica.carrasquillo@usace.army.mil | 2011-09-14T16:57:53 | Grab Bar Type A | 1A09 | M_Grab Bars:8370-001300:8370-001300:430296 | Autodesk Revit Architecture 2011 | IfcFlowTerminal | 348KPNAQj6j9Mw1vBTeOz8 | n/a | n/a | n/a | n/a | n/a | n/a
Grab Bars:8370-001300:8370-001300:430358 | mariangelica.carrasquillo@usace.army.mil | 2011-09-14T16:57:53 | Grab Bar Type A | 1A12 | M_Grab Bars:8370-001300:8370-001300:430358 | Autodesk Revit Architecture 2011 | IfcFlowTerminal | 2pPEn8O4PC1ONxy12aUhrG | n/a | n/a | n/a | n/a | n/a | n/a
Grab Bars:8370-001300:8370-001300:430429 | mariangelica.carrasquillo@usace.army.mil | 2011-09-14T16:57:53 | Grab Bar Type A | 1A13 | M_Grab Bars:8370-001300:8370-001300:430429 | Autodesk Revit Architecture 2011 | IfcFlowTerminal | 3Ftw9Fm$X4cRgPiOBJfyZP | n/a | n/a | n/a | n/a | n/a | n/a
Grab Bars:8370-001300:8370-001300:430518 | mariangelica.carrasquillo@usace.army.mil | 2011-09-14T16:57:53 | Grab Bar Type A | 1D04 | M_Grab Bars:8370-001300:8370-001300:430518 | Autodesk Revit Architecture 2011 | IfcFlowTerminal | 3Ftw9Fm$X4cRgPiOBJfyWo | n/a | n/a | n/a | n/a | n/a | n/a
Grab Bars:8370-001300:8370-001300:430800 | mariangelica.carrasquillo@usace.army.mil | 2011-09-14T16:57:53 | Grab Bar Type A | 1D18 | M_Grab Bars:8370-001300:8370-001300:430800 | Autodesk Revit Architecture 2011 | IfcFlowTerminal | 3Ftw9Fm$X4cRgPiOBJfyjK | n/a | n/a | n/a | n/a | n/a | n/a
Grab Bars:8370-001300:8370-001300:430827 | mariangelica.carrasquillo@usace.army.mil | 2011-09-14T16:57:53 | Grab Bar Type A | 1D14 | M_Grab Bars:8370-001300:8370-001300:430827 | Autodesk Revit Architecture 2011 | IfcFlowTerminal | 3Ftw9Fm$X4cRgPiOBJfyjl | n/a | n/a | n/a | n/a | n/a | n/a
Grab Bars:8370-001300:8370-001300:431006 | mariangelica.carrasquillo@usace.army.mil | 2011-09-14T16:57:53 | Grab Bar Type A | 1C12 | M_Grab Bars:8370-001300:8370-001300:431006 | Autodesk Revit Architecture 2011 | IfcFlowTerminal | 3Ftw9Fm$X4cRgPiOBJfyeQ | n/a | n/a | n/a | n/a | n/a | n/a
Grab Bars:8370-001300:8370-001300:431863 | mariangelica.carrasquillo@usace.army.mil | 2011-09-14T16:57:53 | Grab Bar Type A | 1D26 | M_Grab Bars:8370-001300:8370-001300:431863 | Autodesk Revit Architecture 2011 | IfcFlowTerminal | 3Ftw9Fm$X4cRgPiOBJfyzp | n/a | n/a | n/a | n/a | n/a | n/a
Grab Bars:8370-001300:8370-001300:431907 | mariangelica.carrasquillo@usace.army.mil | 2011-09-14T16:57:53 | Grab Bar Type A | 1E12 | M_Grab Bars:8370-001300:8370-001300:431907 | Autodesk Revit Architecture 2011 | IfcFlowTerminal | 3Ftw9Fm$X4cRgPiOBJfywd | n/a | n/a | n/a | n/a | n/a | n/a
Grab Bars:8370-001300:8370-001300:432784 | mariangelica.carrasquillo@usace.army.mil | 2011-09-14T16:57:53 | Grab Bar Type A | 1E10 | M_Grab Bars:8370-001300:8370-001300:432784 | Autodesk Revit Architecture 2011 | IfcFlowTerminal | 3Ftw9Fm$X4cRgPiOBJfyCK | n/a | n/a | n/a | n/a | n/a | n/a
Grab Bars:8370-001300:8370-001300:432803 | mariangelica.carrasquillo@usace.army.mil | 2011-09-14T16:57:53 | Grab Bar Type A | 1E09 | M_Grab Bars:8370-001300:8370-001300:432803 | Autodesk Revit Architecture 2011 | IfcFlowTerminal | 3Ftw9Fm$X4cRgPiOBJfyCd | n/a | n/a | n/a | n/a | n/a | n/a
Grab Bars:8370-001300:8370-001300:432918 | mariangelica.carrasquillo@usace.army.mil | 2011-09-14T16:57:53 | Grab Bar Type A | 1B11 | M_Grab Bars:8370-001300:8370-001300:432918 | Autodesk Revit Architecture 2011 | IfcFlowTerminal | 3Ftw9Fm$X4cRgPiOBJfyAI | n/a | n/a | n/a | n/a | n/a | n/a
Grab Bars:8370-001300:8370-001300:432957 | mariangelica.carrasquillo@usace.army.mil | 2011-09-14T16:57:53 | Grab Bar Type A | 1B05 | M_Grab Bars:8370-001300:8370-001300:432957 | Autodesk Revit Architecture 2011 | IfcFlowTerminal | 3Ftw9Fm$X4cRgPiOBJfyAv | n/a | n/a | n/a | n/a | n/a | n/a
Grab Bars:8370-001300:8370-001300:433165 | mariangelica.carrasquillo@usace.army.mil | 2011-09-14T16:57:53 | Grab Bar Type A | 1B02 | M_Grab Bars:8370-001300:8370-001300:433165 | Autodesk Revit Architecture 2011 | IfcFlowTerminal | 3Ftw9Fm$X4cRgPiOBJfyM9 | n/a | n/a | n/a | n/a | n/a | n/a
Grab Bars:8370-001300:8370-001300:433925 | mariangelica.carrasquillo@usace.army.mil | 2011-09-14T16:57:53 | Grab Bar Type A | 2B22 | M_Grab Bars:8370-001300:8370-001300:433925 | Autodesk Revit Architecture 2011 | IfcFlowTerminal | 3Ftw9Fm$X4cRgPiOBJfyQ1 | n/a | n/a | n/a | n/a | n/a | n/a
Grab Bars:8370-001300:8370-001300:433960 | mariangelica.carrasquillo@usace.army.mil | 2011-09-14T16:57:53 | Grab Bar Type A | 2B05 | M_Grab Bars:8370-001300:8370-001300:433960 | Autodesk Revit Architecture 2011 | IfcFlowTerminal | 3Ftw9Fm$X4cRgPiOBJfyQi | n/a | n/a | n/a | n/a | n/a | n/a
Grab Bars:8370-001300:8370-001300:434154 | mariangelica.carrasquillo@usace.army.mil | 2011-09-14T16:57:53 | Grab Bar Type A | 2B06 | M_Grab Bars:8370-001300:8370-001300:434154 | Autodesk Revit Architecture 2011 | IfcFlowTerminal | 3Ftw9Fm$X4cRgPiOBJfyPk | n/a | n/a | n/a | n/a | n/a | n/a
Grab Bars:8370-001300:8370-001300:434939 | mariangelica.carrasquillo@usace.army.mil | 2011-09-14T16:57:53 | Grab Bar Type A | 2D13 | M_Grab Bars:8370-001300:8370-001300:434939 | Autodesk Revit Architecture 2011 | IfcFlowTerminal | 3Ftw9Fm$X4cRgPiOBJf$j$ | n/a | n/a | n/a | n/a | n/a | n/a
Grab Bars:8370-001300:8370-001300:434977 | mariangelica.carrasquillo@usace.army.mil | 2011-09-14T16:57:53 | Grab Bar Type A | 2C08 | M_Grab Bars:8370-001300:8370-001300:434977 | Autodesk Revit Architecture 2011 | IfcFlowTerminal | 3Ftw9Fm$X4cRgPiOBJf$gb | n/a | n/a | n/a | n/a | n/a | n/a
Grab Bars:8370-001300:8370-001300:435555 | mariangelica.carrasquillo@usace.army.mil | 2011-09-14T16:57:53 | Grab Bar Type A | 2C07 | M_Grab Bars:8370-001300:8370-001300:435555 | Autodesk Revit Architecture 2011 | IfcFlowTerminal | 3Ftw9Fm$X4cRgPiOBJf$pd | n/a | n/a | n/a | n/a | n/a | n/a
Grab Bars:8370-001300:8370-001300:436616 | mariangelica.carrasquillo@usace.army.mil | 2011-09-14T16:57:53 | Grab Bar Type A | 2C24 | M_Grab Bars:8370-001300:8370-001300:436616 | Autodesk Revit Architecture 2011 | IfcFlowTerminal | 3Ftw9Fm$X4cRgPiOBJf$0C | n/a | n/a | n/a | n/a | n/a | n/a
Grab Bars:8370-001300:8370-001300:436634 | mariangelica.carrasquillo@usace.army.mil | 2011-09-14T16:57:53 | Grab Bar Type A | 2C23 | M_Grab Bars:8370-001300:8370-001300:436634 | Autodesk Revit Architecture 2011 | IfcFlowTerminal | 3Ftw9Fm$X4cRgPiOBJf$0U | n/a | n/a | n/a | n/a | n/a | n/a
Grab Bars:8370-001420:8370-001420:430186 | mariangelica.carrasquillo@usace.army.mil | 2011-09-14T16:57:53 | Grab Bar Type B | 1A09 | M_Grab Bars:8370-001420:8370-001420:430186 | Autodesk Revit Architecture 2011 | IfcFlowTerminal | 3oW9gJq9r2lAqJ5$UC5OEe | n/a | n/a | n/a | n/a | n/a | n/a
Grab Bars:8370-001420:8370-001420:430356 | mariangelica.carrasquillo@usace.army.mil | 2011-09-14T16:57:53 | Grab Bar Type B | 1A12 | M_Grab Bars:8370-001420:8370-001420:430356 | Autodesk Revit Architecture 2011 | IfcFlowTerminal | 3hFASGLp16R9rTEID60JMl | n/a | n/a | n/a | n/a | n/a | n/a
Grab Bars:8370-001420:8370-001420:430428 | mariangelica.carrasquillo@usace.army.mil | 2011-09-14T16:57:53 | Grab Bar Type B | 1A13 | M_Grab Bars:8370-001420:8370-001420:430428 | Autodesk Revit Architecture 2011 | IfcFlowTerminal | 3Ftw9Fm$X4cRgPiOBJfyZO | n/a | n/a | n/a | n/a | n/a | n/a
Grab Bars:8370-001420:8370-001420:430573 | mariangelica.carrasquillo@usace.army.mil | 2011-09-14T16:57:53 | Grab Bar Type B | 1D04 | M_Grab Bars:8370-001420:8370-001420:430573 | Autodesk Revit Architecture 2011 | IfcFlowTerminal | 3Ftw9Fm$X4cRgPiOBJfyXf | n/a | n/a | n/a | n/a | n/a | n/a
Grab Bars:8370-001420:8370-001420:430606 | mariangelica.carrasquillo@usace.army.mil | 2011-09-14T16:57:53 | Grab Bar Type B | 1D18 | M_Grab Bars:8370-001420:8370-001420:430606 | Autodesk Revit Architecture 2011 | IfcFlowTerminal | 3Ftw9Fm$X4cRgPiOBJfykA | n/a | n/a | n/a | n/a | n/a | n/a
Grab Bars:8370-001420:8370-001420:430635 | mariangelica.carrasquillo@usace.army.mil | 2011-09-14T16:57:53 | Grab Bar Type B | 1D14 | M_Grab Bars:8370-001420:8370-001420:430635 | Autodesk Revit Architecture 2011 | IfcFlowTerminal | 3Ftw9Fm$X4cRgPiOBJfykl | n/a | n/a | n/a | n/a | n/a | n/a
Grab Bars:8370-001420:8370-001420:431453 | mariangelica.carrasquillo@usace.army.mil | 2011-09-14T16:57:53 | Grab Bar Type B | 1C12 | M_Grab Bars:8370-001420:8370-001420:431453 | Autodesk Revit Architecture 2011 | IfcFlowTerminal | 3Ftw9Fm$X4cRgPiOBJfypP | n/a | n/a | n/a | n/a | n/a | n/a
Grab Bars:8370-001420:8370-001420:431750 | mariangelica.carrasquillo@usace.army.mil | 2011-09-14T16:57:53 | Grab Bar Type B | 1D26 | M_Grab Bars:8370-001420:8370-001420:431750 | Autodesk Revit Architecture 2011 | IfcFlowTerminal | 3Ftw9Fm$X4cRgPiOBJfyy2 | n/a | n/a | n/a | n/a | n/a | n/a
Grab Bars:8370-001420:8370-001420:432204 | mariangelica.carrasquillo@usace.army.mil | 2011-09-14T16:57:53 | Grab Bar Type B | 1E12 | M_Grab Bars:8370-001420:8370-001420:432204 | Autodesk Revit Architecture 2011 | IfcFlowTerminal | 3Ftw9Fm$X4cRgPiOBJfy78 | n/a | n/a | n/a | n/a | n/a | n/a
Grab Bars:8370-001420:8370-001420:432255 | mariangelica.carrasquillo@usace.army.mil | 2011-09-14T16:57:53 | Grab Bar Type B | 1E10 | M_Grab Bars:8370-001420:8370-001420:432255 | Autodesk Revit Architecture 2011 | IfcFlowTerminal | 3Ftw9Fm$X4cRgPiOBJfy7x | n/a | n/a | n/a | n/a | n/a | n/a
Grab Bars:8370-001420:8370-001420:432601 | mariangelica.carrasquillo@usace.army.mil | 2011-09-14T16:57:53 | Grab Bar Type B | 1E09 | M_Grab Bars:8370-001420:8370-001420:432601 | Autodesk Revit Architecture 2011 | IfcFlowTerminal | 3Ftw9Fm$X4cRgPiOBJfy1T | n/a | n/a | n/a | n/a | n/a | n/a
Grab Bars:8370-001420:8370-001420:433384 | mariangelica.carrasquillo@usace.army.mil | 2011-09-14T16:57:53 | Grab Bar Type B | 1B02 | M_Grab Bars:8370-001420:8370-001420:433384 | Autodesk Revit Architecture 2011 | IfcFlowTerminal | 3Ftw9Fm$X4cRgPiOBJfyLi | n/a | n/a | n/a | n/a | n/a | n/a
Grab Bars:8370-001420:8370-001420:433434 | mariangelica.carrasquillo@usace.army.mil | 2011-09-14T16:57:53 | Grab Bar Type B | 1B05 | M_Grab Bars:8370-001420:8370-001420:433434 | Autodesk Revit Architecture 2011 | IfcFlowTerminal | 3Ftw9Fm$X4cRgPiOBJfyIU | n/a | n/a | n/a | n/a | n/a | n/a
Grab Bars:8370-001420:8370-001420:433622 | mariangelica.carrasquillo@usace.army.mil | 2011-09-14T16:57:53 | Grab Bar Type B | 1B11 | M_Grab Bars:8370-001420:8370-001420:433622 | Autodesk Revit Architecture 2011 | IfcFlowTerminal | 3Ftw9Fm$X4cRgPiOBJfyHI | n/a | n/a | n/a | n/a | n/a | n/a
Grab Bars:8370-001420:8370-001420:433844 | mariangelica.carrasquillo@usace.army.mil | 2011-09-14T16:57:53 | Grab Bar Type B | 2B22 | M_Grab Bars:8370-001420:8370-001420:433844 | Autodesk Revit Architecture 2011 | IfcFlowTerminal | 3Ftw9Fm$X4cRgPiOBJfySm | n/a | n/a | n/a | n/a | n/a | n/a
Grab Bars:8370-001420:8370-001420:434363 | mariangelica.carrasquillo@usace.army.mil | 2011-09-14T16:57:53 | Grab Bar Type B | 2B06 | M_Grab Bars:8370-001420:8370-001420:434363 | Autodesk Revit Architecture 2011 | IfcFlowTerminal | 3Ftw9Fm$X4cRgPiOBJf$a$ | n/a | n/a | n/a | n/a | n/a | n/a
Grab Bars:8370-001420:8370-001420:434392 | mariangelica.carrasquillo@usace.army.mil | 2011-09-14T16:57:53 | Grab Bar Type B | 2B05 | M_Grab Bars:8370-001420:8370-001420:434392 | Autodesk Revit Architecture 2011 | IfcFlowTerminal | 3Ftw9Fm$X4cRgPiOBJf$bS | n/a | n/a | n/a | n/a | n/a | n/a
Grab Bars:8370-001420:8370-001420:434582 | mariangelica.carrasquillo@usace.army.mil | 2011-09-14T16:57:53 | Grab Bar Type B | 2D13 | M_Grab Bars:8370-001420:8370-001420:434582 | Autodesk Revit Architecture 2011 | IfcFlowTerminal | 3Ftw9Fm$X4cRgPiOBJf$WI | n/a | n/a | n/a | n/a | n/a | n/a
Grab Bars:8370-001420:8370-001420:435755 | mariangelica.carrasquillo@usace.army.mil | 2011-09-14T16:57:53 | Grab Bar Type B | 2C08 | M_Grab Bars:8370-001420:8370-001420:435755 | Autodesk Revit Architecture 2011 | IfcFlowTerminal | 3Ftw9Fm$X4cRgPiOBJf$_l | n/a | n/a | n/a | n/a | n/a | n/a
Grab Bars:8370-001420:8370-001420:435792 | mariangelica.carrasquillo@usace.army.mil | 2011-09-14T16:57:53 | Grab Bar Type B | 2C07 | M_Grab Bars:8370-001420:8370-001420:435792 | Autodesk Revit Architecture 2011 | IfcFlowTerminal | 3Ftw9Fm$X4cRgPiOBJf$$K | n/a | n/a | n/a | n/a | n/a | n/a
Grab Bars:8370-001420:8370-001420:435940 | mariangelica.carrasquillo@usace.army.mil | 2011-09-14T16:57:53 | Grab Bar Type B | 2C23 | M_Grab Bars:8370-001420:8370-001420:435940 | Autodesk Revit Architecture 2011 | IfcFlowTerminal | 3Ftw9Fm$X4cRgPiOBJf$zW | n/a | n/a | n/a | n/a | n/a | n/a
Grab Bars:8370-001420:8370-001420:436370 | mariangelica.carrasquillo@usace.army.mil | 2011-09-14T16:57:53 | Grab Bar Type B | 2C24 | M_Grab Bars:8370-001420:8370-001420:436370 | Autodesk Revit Architecture 2011 | IfcFlowTerminal | 3Ftw9Fm$X4cRgPiOBJf$4M | n/a | n/a | n/a | n/a | n/a | n/a
GRAB BAR-SS-31.8 DIA. 1065 STRAIGHT-01 | bill.east@us.army.mil | 2013-02-28T01:01:01 | Equip-A5112 | 1D04 | GRAB BAR-SS-31.8 DIA. 1065 STRAIGHT | n/a | n/a | n/a | n/a | n/a | n/a | n/a | n/a | n/a
GRAB BAR-SS-31.8 DIA. 1065 STRAIGHT-02 | bill.east@us.army.mil | 2013-02-28T01:01:01 | Equip-A5112 | 1D14 | GRAB BAR-SS-31.8 DIA. 1065 STRAIGHT | n/a | n/a | n/a | n/a | n/a | n/a | n/a | n/a | n/a
GRAB BAR-SS-31.8 DIA. 1065 STRAIGHT-03 | bill.east@us.army.mil | 2013-02-28T01:01:01 | Equip-A5112 | 1D26 | GRAB BAR-SS-31.8 DIA. 1065 STRAIGHT | n/a | n/a | n/a | n/a | n/a | n/a | n/a | n/a | n/a
GRAB BAR-SS-31.8 DIA. 915-01 | bill.east@us.army.mil | 2013-02-28T01:01:01 | Equip-A5109 | 1D04 | GRAB BAR-SS-31.8 DIA. 915 | n/a | n/a | n/a | n/a | n/a | n/a | n/a | n/a | n/a
GRAB BAR-SS-31.8 DIA. 915-02 | bill.east@us.army.mil | 2013-02-28T01:01:01 | Equip-A5109 | 1D14 | GRAB BAR-SS-31.8 DIA. 915 | n/a | n/a | n/a | n/a | n/a | n/a | n/a | n/a | n/a
GRAB BAR-SS-31.8 DIA. 915-03 | bill.east@us.army.mil | 2013-02-28T01:01:01 | Equip-A5109 | 1D26 | GRAB BAR-SS-31.8 DIA. 915 | n/a | n/a | n/a | n/a | n/a | n/a | n/a | n/a | n/a
HOLDER,CHART-PATIENT-WALL MNTED-M1620-01 | bill.east@us.army.mil | 2013-02-28T01:01:01 | Equip-M1620 | 1CC1 | HOLDER,CHART-PATIENT-WALL MNTED | n/a | n/a | n/a | n/a | n/a | n/a | n/a | n/a | n/a
HOLDER,CHART-PATIENT-WALL MNTED-M1620-02 | bill.east@us.army.mil | 2013-02-28T01:01:01 | Equip-M1620 | 1CC1 | HOLDER,CHART-PATIENT-WALL MNTED | n/a | n/a | n/a | n/a | n/a | n/a | n/a | n/a | n/a
HOLDER,CHART-PATIENT-WALL MNTED-M1620-03 | bill.east@us.army.mil | 2013-02-28T01:01:01 | Equip-M1620 | 1CC1 | HOLDER,CHART-PATIENT-WALL MNTED | n/a | n/a | n/a | n/a | n/a | n/a | n/a | n/a | n/a
HOLDER,CHART-PATIENT-WALL MNTED-M1620-04 | bill.east@us.army.mil | 2013-02-28T01:01:01 | Equip-M1620 | 1CC2 | HOLDER,CHART-PATIENT-WALL MNTED | n/a | n/a | n/a | n/a | n/a | n/a | n/a | n/a | n/a
HOLDER,CHART-PATIENT-WALL MNTED-M1620-05 | bill.east@us.army.mil | 2013-02-28T01:01:01 | Equip-M1620 | 1CC2 | HOLDER,CHART-PATIENT-WALL MNTED | n/a | n/a | n/a | n/a | n/a | n/a | n/a | n/a | n/a
HOLDER,CHART-PATIENT-WALL MNTED-M1620-06 | bill.east@us.army.mil | 2013-02-28T01:01:01 | Equip-M1620 | 1CC2 | HOLDER,CHART-PATIENT-WALL MNTED | n/a | n/a | n/a | n/a | n/a | n/a | n/a | n/a | n/a
HOLDER,CHART-PATIENT-WALL MNTED-M1620-07 | bill.east@us.army.mil | 2013-02-28T01:01:01 | Equip-M1620 | 1C18 | HOLDER,CHART-PATIENT-WALL MNTED | n/a | n/a | n/a | n/a | n/a | n/a | n/a | n/a | n/a
HOLDER,CHART-PATIENT-WALL MNTED-M1620-08 | bill.east@us.army.mil | 2013-02-28T01:01:01 | Equip-M1620 | 1C18 | HOLDER,CHART-PATIENT-WALL MNTED | n/a | n/a | n/a | n/a | n/a | n/a | n/a | n/a | n/a
HOLDER,CHART-PATIENT-WALL MNTED-M1620-09 | bill.east@us.army.mil | 2013-02-28T01:01:01 | Equip-M1620 | 1C18 | HOLDER,CHART-PATIENT-WALL MNTED | n/a | n/a | n/a | n/a | n/a | n/a | n/a | n/a | n/a
HOLDER,CHART-PATIENT-WALL MNTED-M1620-10 | bill.east@us.army.mil | 2013-02-28T01:01:01 | Equip-M1620 | 1DC3 | HOLDER,CHART-PATIENT-WALL MNTED | n/a | n/a | n/a | n/a | n/a | n/a | n/a | n/a | n/a
HOLDER,CHART-PATIENT-WALL MNTED-M1620-11 | bill.east@us.army.mil | 2013-02-28T01:01:01 | Equip-M1620 | 1DC3 | HOLDER,CHART-PATIENT-WALL MNTED | n/a | n/a | n/a | n/a | n/a | n/a | n/a | n/a | n/a
HOLDER,CHART-PATIENT-WALL MNTED-M1620-12 | bill.east@us.army.mil | 2013-02-28T01:01:01 | Equip-M1620 | 1DC3 | HOLDER,CHART-PATIENT-WALL MNTED | n/a | n/a | n/a | n/a | n/a | n/a | n/a | n/a | n/a
HOLDER,CHART-PATIENT-WALL MNTED-M1620-13 | bill.east@us.army.mil | 2013-02-28T01:01:01 | Equip-M1620 | 1DC3 | HOLDER,CHART-PATIENT-WALL MNTED | n/a | n/a | n/a | n/a | n/a | n/a | n/a | n/a | n/a
HOLDER,CHART-PATIENT-WALL MNTED-M1620-14 | bill.east@us.army.mil | 2013-02-28T01:01:01 | Equip-M1620 | 1DC3 | HOLDER,CHART-PATIENT-WALL MNTED | n/a | n/a | n/a | n/a | n/a | n/a | n/a | n/a | n/a
HOLDER,CHART-PATIENT-WALL MNTED-M1620-15 | bill.east@us.army.mil | 2013-02-28T01:01:01 | Equip-M1620 | 1DC3 | HOLDER,CHART-PATIENT-WALL MNTED | n/a | n/a | n/a | n/a | n/a | n/a | n/a | n/a | n/a
HOLDER,CHART-PATIENT-WALL MNTED-M1620-16 | bill.east@us.army.mil | 2013-02-28T01:01:01 | Equip-M1620 | 1DC3 | HOLDER,CHART-PATIENT-WALL MNTED | n/a | n/a | n/a | n/a | n/a | n/a | n/a | n/a | n/a
HOLDER,CHART-PATIENT-WALL MNTED-M1620-17 | bill.east@us.army.mil | 2013-02-28T01:01:01 | Equip-M1620 | 1DC3 | HOLDER,CHART-PATIENT-WALL MNTED | n/a | n/a | n/a | n/a | n/a | n/a | n/a | n/a | n/a
HOLDER,CHART-PATIENT-WALL MNTED-M1620-18 | bill.east@us.army.mil | 2013-02-28T01:01:01 | Equip-M1620 | 1DC8 | HOLDER,CHART-PATIENT-WALL MNTED | n/a | n/a | n/a | n/a | n/a | n/a | n/a | n/a | n/a
HOLDER,CHART-PATIENT-WALL MNTED-M1620-19 | bill.east@us.army.mil | 2013-02-28T01:01:01 | Equip-M1620 | 1EC3 | HOLDER,CHART-PATIENT-WALL MNTED | n/a | n/a | n/a | n/a | n/a | n/a | n/a | n/a | n/a
HOLDER,CHART-PATIENT-WALL MNTED-M1625-01 | bill.east@us.army.mil | 2013-02-28T01:01:01 | Equip-M1625 | 1DC7 | HOLDER,CHART-PATIENT-WALL MNTED | n/a | n/a | n/a | n/a | n/a | n/a | n/a | n/a | n/a
HOLDER,CHART-PATIENT-WALL MNTED-M1625-02 | bill.east@us.army.mil | 2013-02-28T01:01:01 | Equip-M1625 | 1DC7 | HOLDER,CHART-PATIENT-WALL MNTED | n/a | n/a | n/a | n/a | n/a | n/a | n/a | n/a | n/a
HOLDER,CHART-PATIENT-WALL MNTED-M1625-03 | bill.east@us.army.mil | 2013-02-28T01:01:01 | Equip-M1625 | 1DC7 | HOLDER,CHART-PATIENT-WALL MNTED | n/a | n/a | n/a | n/a | n/a | n/a | n/a | n/a | n/a
HOLDER,CHART-PATIENT-WALL MNTED-M1625-04 | bill.east@us.army.mil | 2013-02-28T01:01:01 | Equip-M1625 | 1DC7 | HOLDER,CHART-PATIENT-WALL MNTED | n/a | n/a | n/a | n/a | n/a | n/a | n/a | n/a | n/a
HOLDER,CHART-PATIENT-WALL MNTED-M1625-05 | bill.east@us.army.mil | 2013-02-28T01:01:01 | Equip-M1625 | 1DC7 | HOLDER,CHART-PATIENT-WALL MNTED | n/a | n/a | n/a | n/a | n/a | n/a | n/a | n/a | n/a
HOLDER,CHART-PATIENT-WALL MNTED-M1625-06 | bill.east@us.army.mil | 2013-02-28T01:01:01 | Equip-M1625 | 1DC7 | HOLDER,CHART-PATIENT-WALL MNTED | n/a | n/a | n/a | n/a | n/a | n/a | n/a | n/a | n/a
HOLDER,CHART-PATIENT-WALL MNTED-M1625-07 | bill.east@us.army.mil | 2013-02-28T01:01:01 | Equip-M1625 | 1DC7 | HOLDER,CHART-PATIENT-WALL MNTED | n/a | n/a | n/a | n/a | n/a | n/a | n/a | n/a | n/a
HOLDER-TOILETPAPER-SURFACE-1ROLL-01 | bill.east@us.army.mil | 2013-02-28T01:01:01 | Equip-A5195 | 1D04 | HOLDER-TOILETPAPER-SURFACE-1ROLL | n/a | n/a | n/a | n/a | n/a | n/a | n/a | n/a | n/a
HOLDER-TOILETPAPER-SURFACE-1ROLL-02 | bill.east@us.army.mil | 2013-02-28T01:01:01 | Equip-A5195 | 1D14 | HOLDER-TOILETPAPER-SURFACE-1ROLL | n/a | n/a | n/a | n/a | n/a | n/a | n/a | n/a | n/a
HOLDER-TOILETPAPER-SURFACE-1ROLL-03 | bill.east@us.army.mil | 2013-02-28T01:01:01 | Equip-A5195 | 1D26 | HOLDER-TOILETPAPER-SURFACE-1ROLL | n/a | n/a | n/a | n/a | n/a | n/a | n/a | n/a | n/a
HOOD-LAMINAR FLOW-HORIZONTAL-BENCH-01 | bill.east@us.army.mil | 2013-02-28T01:01:01 | Equip-L2290 | 1B04 | HOOD-LAMINAR FLOW-HORIZONTAL-BENCH | n/a | n/a | n/a | n/a | n/a | n/a | n/a | n/a | n/a
HOOK-ROBE-2 PRONG-01 | bill.east@us.army.mil | 2013-02-28T01:01:01 | Equip-A5145 | 1A03 | HOOK-ROBE-2 PRONG | n/a | n/a | n/a | n/a | n/a | n/a | n/a | n/a | n/a
HOOK-ROBE-2 PRONG-02 | bill.east@us.army.mil | 2013-02-28T01:01:01 | Equip-A5145 | 1A04 | HOOK-ROBE-2 PRONG | n/a | n/a | n/a | n/a | n/a | n/a | n/a | n/a | n/a
HOOK-ROBE-2 PRONG-03 | bill.east@us.army.mil | 2013-02-28T01:01:01 | Equip-A5145 | 1A05 | HOOK-ROBE-2 PRONG | n/a | n/a | n/a | n/a | n/a | n/a | n/a | n/a | n/a
HOOK-ROBE-2 PRONG-04 | bill.east@us.army.mil | 2013-02-28T01:01:01 | Equip-A5145 | 1A06 | HOOK-ROBE-2 PRONG | n/a | n/a | n/a | n/a | n/a | n/a | n/a | n/a | n/a
HOOK-ROBE-2 PRONG-05 | bill.east@us.army.mil | 2013-02-28T01:01:01 | Equip-A5145 | 1A07 | HOOK-ROBE-2 PRONG | n/a | n/a | n/a | n/a | n/a | n/a | n/a | n/a | n/a
HOOK-ROBE-2 PRONG-06 | bill.east@us.army.mil | 2013-02-28T01:01:01 | Equip-A5145 | 1A08 | HOOK-ROBE-2 PRONG | n/a | n/a | n/a | n/a | n/a | n/a | n/a | n/a | n/a
HOOK-ROBE-2 PRONG-07 | bill.east@us.army.mil | 2013-02-28T01:01:01 | Equip-A5145 | 1A14 | HOOK-ROBE-2 PRONG | n/a | n/a | n/a | n/a | n/a | n/a | n/a | n/a | n/a
HOOK-ROBE-2 PRONG-08 | bill.east@us.army.mil | 2013-02-28T01:01:01 | Equip-A5145 | 1A15 | HOOK-ROBE-2 PRONG | n/a | n/a | n/a | n/a | n/a | n/a | n/a | n/a | n/a
HOOK-ROBE-2 PRONG-09 | bill.east@us.army.mil | 2013-02-28T01:01:01 | Equip-A5145 | 1B06 | HOOK-ROBE-2 PRONG | n/a | n/a | n/a | n/a | n/a | n/a | n/a | n/a | n/a
HOOK-ROBE-2 PRONG-10 | bill.east@us.army.mil | 2013-02-28T01:01:01 | Equip-A5145 | 1B03 | HOOK-ROBE-2 PRONG | n/a | n/a | n/a | n/a | n/a | n/a | n/a | n/a | n/a
HOOK-ROBE-2 PRONG-11 | bill.east@us.army.mil | 2013-02-28T01:01:01 | Equip-A5145 | 1B07 | HOOK-ROBE-2 PRONG | n/a | n/a | n/a | n/a | n/a | n/a | n/a | n/a | n/a
HOOK-ROBE-2 PRONG-12 | bill.east@us.army.mil | 2013-02-28T01:01:01 | Equip-A5145 | 1B09 | HOOK-ROBE-2 PRONG | n/a | n/a | n/a | n/a | n/a | n/a | n/a | n/a | n/a
HOOK-ROBE-2 PRONG-13 | bill.east@us.army.mil | 2013-02-28T01:01:01 | Equip-A5145 | 1C10 | HOOK-ROBE-2 PRONG | n/a | n/a | n/a | n/a | n/a | n/a | n/a | n/a | n/a
HOOK-ROBE-2 PRONG-14 | bill.east@us.army.mil | 2013-02-28T01:01:01 | Equip-A5145 | 1C07 | HOOK-ROBE-2 PRONG | n/a | n/a | n/a | n/a | n/a | n/a | n/a | n/a | n/a
HOOK-ROBE-2 PRONG-15 | bill.east@us.army.mil | 2013-02-28T01:01:01 | Equip-A5145 | 1C09 | HOOK-ROBE-2 PRONG | n/a | n/a | n/a | n/a | n/a | n/a | n/a | n/a | n/a
HOOK-ROBE-2 PRONG-16 | bill.east@us.army.mil | 2013-02-28T01:01:01 | Equip-A5145 | 1C16 | HOOK-ROBE-2 PRONG | n/a | n/a | n/a | n/a | n/a | n/a | n/a | n/a | n/a
HOOK-ROBE-2 PRONG-17 | bill.east@us.army.mil | 2013-02-28T01:01:01 | Equip-A5145 | 1C19 | HOOK-ROBE-2 PRONG | n/a | n/a | n/a | n/a | n/a | n/a | n/a | n/a | n/a
HOOK-ROBE-2 PRONG-18 | bill.east@us.army.mil | 2013-02-28T01:01:01 | Equip-A5145 | 1C17 | HOOK-ROBE-2 PRONG | n/a | n/a | n/a | n/a | n/a | n/a | n/a | n/a | n/a
HOOK-ROBE-2 PRONG-19 | bill.east@us.army.mil | 2013-02-28T01:01:01 | Equip-A5145 | 1C15 | HOOK-ROBE-2 PRONG | n/a | n/a | n/a | n/a | n/a | n/a | n/a | n/a | n/a
HOOK-ROBE-2 PRONG-20 | bill.east@us.army.mil | 2013-02-28T01:01:01 | Equip-A5145 | 1D04 | HOOK-ROBE-2 PRONG | n/a | n/a | n/a | n/a | n/a | n/a | n/a | n/a | n/a
HOOK-ROBE-2 PRONG-21 | bill.east@us.army.mil | 2013-02-28T01:01:01 | Equip-A5145 | 1D05 | HOOK-ROBE-2 PRONG | n/a | n/a | n/a | n/a | n/a | n/a | n/a | n/a | n/a
HOOK-ROBE-2 PRONG-22 | bill.east@us.army.mil | 2013-02-28T01:01:01 | Equip-A5145 | 1D14 | HOOK-ROBE-2 PRONG | n/a | n/a | n/a | n/a | n/a | n/a | n/a | n/a | n/a
HOOK-ROBE-2 PRONG-23 | bill.east@us.army.mil | 2013-02-28T01:01:01 | Equip-A5145 | 1D20 | HOOK-ROBE-2 PRONG | n/a | n/a | n/a | n/a | n/a | n/a | n/a | n/a | n/a
HOOK-ROBE-2 PRONG-24 | bill.east@us.army.mil | 2013-02-28T01:01:01 | Equip-A5145 | 1D15 | HOOK-ROBE-2 PRONG | n/a | n/a | n/a | n/a | n/a | n/a | n/a | n/a | n/a
HOOK-ROBE-2 PRONG-25 | bill.east@us.army.mil | 2013-02-28T01:01:01 | Equip-A5145 | 1D26 | HOOK-ROBE-2 PRONG | n/a | n/a | n/a | n/a | n/a | n/a | n/a | n/a | n/a
HOOK-ROBE-2 PRONG-26 | bill.east@us.army.mil | 2013-02-28T01:01:01 | Equip-A5145 | 1D30 | HOOK-ROBE-2 PRONG | n/a | n/a | n/a | n/a | n/a | n/a | n/a | n/a | n/a
HOOK-ROBE-2 PRONG-27 | bill.east@us.army.mil | 2013-02-28T01:01:01 | Equip-A5145 | 1D31 | HOOK-ROBE-2 PRONG | n/a | n/a | n/a | n/a | n/a | n/a | n/a | n/a | n/a
HOOK-ROBE-2 PRONG-28 | bill.east@us.army.mil | 2013-02-28T01:01:01 | Equip-A5145 | 1D38 | HOOK-ROBE-2 PRONG | n/a | n/a | n/a | n/a | n/a | n/a | n/a | n/a | n/a
HOOK-ROBE-2 PRONG-29 | bill.east@us.army.mil | 2013-02-28T01:01:01 | Equip-A5145 | 1D38 | HOOK-ROBE-2 PRONG | n/a | n/a | n/a | n/a | n/a | n/a | n/a | n/a | n/a
HOOK-ROBE-2 PRONG-30 | bill.east@us.army.mil | 2013-02-28T01:01:01 | Equip-A5145 | 1D40 | HOOK-ROBE-2 PRONG | n/a | n/a | n/a | n/a | n/a | n/a | n/a | n/a | n/a
HOOK-ROBE-2 PRONG-31 | bill.east@us.army.mil | 2013-02-28T01:01:01 | Equip-A5145 | 1E05 | HOOK-ROBE-2 PRONG | n/a | n/a | n/a | n/a | n/a | n/a | n/a | n/a | n/a
HOOK-ROBE-2 PRONG-32 | bill.east@us.army.mil | 2013-02-28T01:01:01 | Equip-A5145 | 1E08 | HOOK-ROBE-2 PRONG | n/a | n/a | n/a | n/a | n/a | n/a | n/a | n/a | n/a
HOOK-ROBE-2 PRONG-33 | bill.east@us.army.mil | 2013-02-28T01:01:01 | Equip-A5145 | 1E33 | HOOK-ROBE-2 PRONG | n/a | n/a | n/a | n/a | n/a | n/a | n/a | n/a | n/a
HOOK-ROBE-2 PRONG-34 | bill.east@us.army.mil | 2013-02-28T01:01:01 | Equip-A5145 | 1E18 | HOOK-ROBE-2 PRONG | n/a | n/a | n/a | n/a | n/a | n/a | n/a | n/a | n/a
HOOK-ROBE-2 PRONG-35 | bill.east@us.army.mil | 2013-02-28T01:01:01 | Equip-A5145 | 1E28 | HOOK-ROBE-2 PRONG | n/a | n/a | n/a | n/a | n/a | n/a | n/a | n/a | n/a
HOOK-ROBE-2 PRONG-36 | bill.east@us.army.mil | 2013-02-28T01:01:01 | Equip-A5145 | 1E29 | HOOK-ROBE-2 PRONG | n/a | n/a | n/a | n/a | n/a | n/a | n/a | n/a | n/a
HOOK-ROBE-2 PRONG-37 | bill.east@us.army.mil | 2013-02-28T01:01:01 | Equip-A5145 | 2A02 | HOOK-ROBE-2 PRONG | n/a | n/a | n/a | n/a | n/a | n/a | n/a | n/a | n/a
HOOK-ROBE-2 PRONG-38 | bill.east@us.army.mil | 2013-02-28T01:01:01 | Equip-A5145 | 2A04 | HOOK-ROBE-2 PRONG | n/a | n/a | n/a | n/a | n/a | n/a | n/a | n/a | n/a
HOOK-ROBE-2 PRONG-39 | bill.east@us.army.mil | 2013-02-28T01:01:01 | Equip-A5145 | 2A03 | HOOK-ROBE-2 PRONG | n/a | n/a | n/a | n/a | n/a | n/a | n/a | n/a | n/a
HOOK-ROBE-2 PRONG-40 | bill.east@us.army.mil | 2013-02-28T01:01:01 | Equip-A5145 | 2A05 | HOOK-ROBE-2 PRONG | n/a | n/a | n/a | n/a | n/a | n/a | n/a | n/a | n/a
HOOK-ROBE-2 PRONG-41 | bill.east@us.army.mil | 2013-02-28T01:01:01 | Equip-A5145 | 2A06 | HOOK-ROBE-2 PRONG | n/a | n/a | n/a | n/a | n/a | n/a | n/a | n/a | n/a
HOOK-ROBE-2 PRONG-42 | bill.east@us.army.mil | 2013-02-28T01:01:01 | Equip-A5145 | 2A07 | HOOK-ROBE-2 PRONG | n/a | n/a | n/a | n/a | n/a | n/a | n/a | n/a | n/a
HOOK-ROBE-2 PRONG-43 | bill.east@us.army.mil | 2013-02-28T01:01:01 | Equip-A5145 | 2A09 | HOOK-ROBE-2 PRONG | n/a | n/a | n/a | n/a | n/a | n/a | n/a | n/a | n/a
HOOK-ROBE-2 PRONG-44 | bill.east@us.army.mil | 2013-02-28T01:01:01 | Equip-A5145 | 2A08 | HOOK-ROBE-2 PRONG | n/a | n/a | n/a | n/a | n/a | n/a | n/a | n/a | n/a
HOOK-ROBE-2 PRONG-45 | bill.east@us.army.mil | 2013-02-28T01:01:01 | Equip-A5145 | 2A12 | HOOK-ROBE-2 PRONG | n/a | n/a | n/a | n/a | n/a | n/a | n/a | n/a | n/a
HOOK-ROBE-2 PRONG-46 | bill.east@us.army.mil | 2013-02-28T01:01:01 | Equip-A5145 | 2A14 | HOOK-ROBE-2 PRONG | n/a | n/a | n/a | n/a | n/a | n/a | n/a | n/a | n/a
HOOK-ROBE-2 PRONG-47 | bill.east@us.army.mil | 2013-02-28T01:01:01 | Equip-A5145 | 2A14 | HOOK-ROBE-2 PRONG | n/a | n/a | n/a | n/a | n/a | n/a | n/a | n/a | n/a
HOOK-ROBE-2 PRONG-48 | bill.east@us.army.mil | 2013-02-28T01:01:01 | Equip-A5145 | 2B01 | HOOK-ROBE-2 PRONG | n/a | n/a | n/a | n/a | n/a | n/a | n/a | n/a | n/a
HOOK-ROBE-2 PRONG-49 | bill.east@us.army.mil | 2013-02-28T01:01:01 | Equip-A5145 | 2B16 | HOOK-ROBE-2 PRONG | n/a | n/a | n/a | n/a | n/a | n/a | n/a | n/a | n/a
HOOK-ROBE-2 PRONG-50 | bill.east@us.army.mil | 2013-02-28T01:01:01 | Equip-A5145 | 2B17 | HOOK-ROBE-2 PRONG | n/a | n/a | n/a | n/a | n/a | n/a | n/a | n/a | n/a
HOOK-ROBE-2 PRONG-51 | bill.east@us.army.mil | 2013-02-28T01:01:01 | Equip-A5145 | 2B18 | HOOK-ROBE-2 PRONG | n/a | n/a | n/a | n/a | n/a | n/a | n/a | n/a | n/a
HOOK-ROBE-2 PRONG-52 | bill.east@us.army.mil | 2013-02-28T01:01:01 | Equip-A5145 | 2B19 | HOOK-ROBE-2 PRONG | n/a | n/a | n/a | n/a | n/a | n/a | n/a | n/a | n/a
HOOK-ROBE-2 PRONG-53 | bill.east@us.army.mil | 2013-02-28T01:01:01 | Equip-A5145 | 2B21 | HOOK-ROBE-2 PRONG | n/a | n/a | n/a | n/a | n/a | n/a | n/a | n/a | n/a
HOOK-ROBE-2 PRONG-54 | bill.east@us.army.mil | 2013-02-28T01:01:01 | Equip-A5145 | 2B23 | HOOK-ROBE-2 PRONG | n/a | n/a | n/a | n/a | n/a | n/a | n/a | n/a | n/a
HOOK-ROBE-2 PRONG-55 | bill.east@us.army.mil | 2013-02-28T01:01:01 | Equip-A5145 | 2B24 | HOOK-ROBE-2 PRONG | n/a | n/a | n/a | n/a | n/a | n/a | n/a | n/a | n/a
HOOK-ROBE-2 PRONG-56 | bill.east@us.army.mil | 2013-02-28T01:01:01 | Equip-A5145 | 2C02 | HOOK-ROBE-2 PRONG | n/a | n/a | n/a | n/a | n/a | n/a | n/a | n/a | n/a
HOOK-ROBE-2 PRONG-57 | bill.east@us.army.mil | 2013-02-28T01:01:01 | Equip-A5145 | 2C04 | HOOK-ROBE-2 PRONG | n/a | n/a | n/a | n/a | n/a | n/a | n/a | n/a | n/a
HOOK-ROBE-2 PRONG-58 | bill.east@us.army.mil | 2013-02-28T01:01:01 | Equip-A5145 | 2C04 | HOOK-ROBE-2 PRONG | n/a | n/a | n/a | n/a | n/a | n/a | n/a | n/a | n/a
HOOK-ROBE-2 PRONG-59 | bill.east@us.army.mil | 2013-02-28T01:01:01 | Equip-A5145 | 2C04 | HOOK-ROBE-2 PRONG | n/a | n/a | n/a | n/a | n/a | n/a | n/a | n/a | n/a
HOOK-ROBE-2 PRONG-60 | bill.east@us.army.mil | 2013-02-28T01:01:01 | Equip-A5145 | 2C04 | HOOK-ROBE-2 PRONG | n/a | n/a | n/a | n/a | n/a | n/a | n/a | n/a | n/a
HOOK-ROBE-2 PRONG-61 | bill.east@us.army.mil | 2013-02-28T01:01:01 | Equip-A5145 | 2C09 | HOOK-ROBE-2 PRONG | n/a | n/a | n/a | n/a | n/a | n/a | n/a | n/a | n/a
HOOK-ROBE-2 PRONG-62 | bill.east@us.army.mil | 2013-02-28T01:01:01 | Equip-A5145 | 2C06 | HOOK-ROBE-2 PRONG | n/a | n/a | n/a | n/a | n/a | n/a | n/a | n/a | n/a
HOOK-ROBE-2 PRONG-63 | bill.east@us.army.mil | 2013-02-28T01:01:01 | Equip-A5145 | 2C10 | HOOK-ROBE-2 PRONG | n/a | n/a | n/a | n/a | n/a | n/a | n/a | n/a | n/a
HOOK-ROBE-2 PRONG-64 | bill.east@us.army.mil | 2013-02-28T01:01:01 | Equip-A5145 | 2C12 | HOOK-ROBE-2 PRONG | n/a | n/a | n/a | n/a | n/a | n/a | n/a | n/a | n/a
HOOK-ROBE-2 PRONG-65 | bill.east@us.army.mil | 2013-02-28T01:01:01 | Equip-A5145 | 2C14 | HOOK-ROBE-2 PRONG | n/a | n/a | n/a | n/a | n/a | n/a | n/a | n/a | n/a
HOOK-ROBE-2 PRONG-66 | bill.east@us.army.mil | 2013-02-28T01:01:01 | Equip-A5145 | 2C16 | HOOK-ROBE-2 PRONG | n/a | n/a | n/a | n/a | n/a | n/a | n/a | n/a | n/a
HOOK-ROBE-2 PRONG-67 | bill.east@us.army.mil | 2013-02-28T01:01:01 | Equip-A5145 | 2C19 | HOOK-ROBE-2 PRONG | n/a | n/a | n/a | n/a | n/a | n/a | n/a | n/a | n/a
HOOK-ROBE-2 PRONG-68 | bill.east@us.army.mil | 2013-02-28T01:01:01 | Equip-A5145 | 2D04 | HOOK-ROBE-2 PRONG | n/a | n/a | n/a | n/a | n/a | n/a | n/a | n/a | n/a
HOOK-ROBE-2 PRONG-69 | bill.east@us.army.mil | 2013-02-28T01:01:01 | Equip-A5145 | 2D07 | HOOK-ROBE-2 PRONG | n/a | n/a | n/a | n/a | n/a | n/a | n/a | n/a | n/a
HOOK-ROBE-2 PRONG-70 | bill.east@us.army.mil | 2013-02-28T01:01:01 | Equip-A5145 | 2D08 | HOOK-ROBE-2 PRONG | n/a | n/a | n/a | n/a | n/a | n/a | n/a | n/a | n/a
HOOK-ROBE-2 PRONG-71 | bill.east@us.army.mil | 2013-02-28T01:01:01 | Equip-A5145 | 2D09 | HOOK-ROBE-2 PRONG | n/a | n/a | n/a | n/a | n/a | n/a | n/a | n/a | n/a
HOOK-ROBE-2 PRONG-72 | bill.east@us.army.mil | 2013-02-28T01:01:01 | Equip-A5145 | 2D10 | HOOK-ROBE-2 PRONG | n/a | n/a | n/a | n/a | n/a | n/a | n/a | n/a | n/a
HOOK-ROBE-2 PRONG-73 | bill.east@us.army.mil | 2013-02-28T01:01:01 | Equip-A5145 | 2D12 | HOOK-ROBE-2 PRONG | n/a | n/a | n/a | n/a | n/a | n/a | n/a | n/a | n/a
HOOK-ROBE-2 PRONG-74 | bill.east@us.army.mil | 2013-02-28T01:01:01 | Equip-A5145 | 2D16 | HOOK-ROBE-2 PRONG | n/a | n/a | n/a | n/a | n/a | n/a | n/a | n/a | n/a
HOOK-ROBE-2 PRONG-75 | bill.east@us.army.mil | 2013-02-28T01:01:01 | Equip-A5145 | 2D14 | HOOK-ROBE-2 PRONG | n/a | n/a | n/a | n/a | n/a | n/a | n/a | n/a | n/a
HOOK-ROBE-2 PRONG-76 | bill.east@us.army.mil | 2013-02-28T01:01:01 | Equip-A5145 | 2D15 | HOOK-ROBE-2 PRONG | n/a | n/a | n/a | n/a | n/a | n/a | n/a | n/a | n/a
HOOK-ROBE-2 PRONG-77 | bill.east@us.army.mil | 2013-02-28T01:01:01 | Equip-A5145 | 2D17 | HOOK-ROBE-2 PRONG | n/a | n/a | n/a | n/a | n/a | n/a | n/a | n/a | n/a
HOOK-ROBE-2 PRONG-78 | bill.east@us.army.mil | 2013-02-28T01:01:01 | Equip-A5145 | 2D19 | HOOK-ROBE-2 PRONG | n/a | n/a | n/a | n/a | n/a | n/a | n/a | n/a | n/a
HOOK-ROBE-2 PRONG-79 | bill.east@us.army.mil | 2013-02-28T01:01:01 | Equip-A5145 | 2D20 | HOOK-ROBE-2 PRONG | n/a | n/a | n/a | n/a | n/a | n/a | n/a | n/a | n/a
HOOK-ROBE-2 PRONG-80 | bill.east@us.army.mil | 2013-02-28T01:01:01 | Equip-A5145 | 2D18 | HOOK-ROBE-2 PRONG | n/a | n/a | n/a | n/a | n/a | n/a | n/a | n/a | n/a
HOOK-ROBE-2 PRONG-81 | bill.east@us.army.mil | 2013-02-28T01:01:01 | Equip-A5145 | 2D18 | HOOK-ROBE-2 PRONG | n/a | n/a | n/a | n/a | n/a | n/a | n/a | n/a | n/a
HOOK-ROBE-3 PRONG-01 | bill.east@us.army.mil | 2013-02-28T01:01:01 | Equip-A5150 | 2D20 | HOOK-ROBE-3 PRONG | n/a | n/a | n/a | n/a | n/a | n/a | n/a | n/a | n/a
HOOK-ROBE-3 PRONG-02 | bill.east@us.army.mil | 2013-02-28T01:01:01 | Equip-A5150 | 2D20 | HOOK-ROBE-3 PRONG | n/a | n/a | n/a | n/a | n/a | n/a | n/a | n/a | n/a
ILLUMINATOR-FILM-4 PANELS-W/MNTD-01 | bill.east@us.army.mil | 2013-02-28T01:01:01 | Equip-X3990 | 1B17 | ILLUMINATOR-FILM-4 PANELS-W/MNTD | n/a | n/a | n/a | n/a | n/a | n/a | n/a | n/a | n/a
ILLUMINATOR-FILM-4 PANELS-W/MNTD-02 | bill.east@us.army.mil | 2013-02-28T01:01:01 | Equip-X3990 | 1D05 | ILLUMINATOR-FILM-4 PANELS-W/MNTD | n/a | n/a | n/a | n/a | n/a | n/a | n/a | n/a | n/a
ILLUMINATOR-FILM-4 PANELS-W/MNTD-03 | bill.east@us.army.mil | 2013-02-28T01:01:01 | Equip-X3990 | 1D05 | ILLUMINATOR-FILM-4 PANELS-W/MNTD | n/a | n/a | n/a | n/a | n/a | n/a | n/a | n/a | n/a
ILLUMINATOR-FILM-4 PANELS-W/MNTD-04 | bill.east@us.army.mil | 2013-02-28T01:01:01 | Equip-X3990 | 1D05 | ILLUMINATOR-FILM-4 PANELS-W/MNTD | n/a | n/a | n/a | n/a | n/a | n/a | n/a | n/a | n/a
ILLUMINATOR-FILM-4 PANELS-W/MNTD-05 | bill.east@us.army.mil | 2013-02-28T01:01:01 | Equip-X3990 | 1D05 | ILLUMINATOR-FILM-4 PANELS-W/MNTD | n/a | n/a | n/a | n/a | n/a | n/a | n/a | n/a | n/a
ILLUMINATOR-FILM-DBL-W/MNTD-508 x 735 x 150-01 | bill.east@us.army.mil | 2013-02-28T01:01:01 | Equip-X3930 | 1D38 | ILLUMINATOR-FILM-DBL-W/MNTD-508 x 735 x 150 | n/a | n/a | n/a | n/a | n/a | n/a | n/a | n/a | n/a
ILLUMINATOR-FILM-DBL-W/MNTD-508 x 735 x 150-02 | bill.east@us.army.mil | 2013-02-28T01:01:01 | Equip-X3930 | 1D38 | ILLUMINATOR-FILM-DBL-W/MNTD-508 x 735 x 150 | n/a | n/a | n/a | n/a | n/a | n/a | n/a | n/a | n/a
ILLUMINATOR-mM-DENTAL-PORTABLE-01 | bill.east@us.army.mil | 2013-02-28T01:01:01 | Equip-X8800 | 2A05 | ILLUMINATOR-mM-DENTAL-PORTABLE | n/a | n/a | n/a | n/a | n/a | n/a | n/a | n/a | n/a
ILLUMINATOR-mM-DENTAL-PORTABLE-02 | bill.east@us.army.mil | 2013-02-28T01:01:01 | Equip-X8800 | 2A06 | ILLUMINATOR-mM-DENTAL-PORTABLE | n/a | n/a | n/a | n/a | n/a | n/a | n/a | n/a | n/a
ILLUMINATOR-mM-DENTAL-PORTABLE-03 | bill.east@us.army.mil | 2013-02-28T01:01:01 | Equip-X8800 | 2A07 | ILLUMINATOR-mM-DENTAL-PORTABLE | n/a | n/a | n/a | n/a | n/a | n/a | n/a | n/a | n/a
ILLUMINATOR-mM-DENTAL-PORTABLE-04 | bill.east@us.army.mil | 2013-02-28T01:01:01 | Equip-X8800 | 2A09 | ILLUMINATOR-mM-DENTAL-PORTABLE | n/a | n/a | n/a | n/a | n/a | n/a | n/a | n/a | n/a
ILLUMINATOR-mM-DENTAL-PORTABLE-05 | bill.east@us.army.mil | 2013-02-28T01:01:01 | Equip-X8800 | 2A08 | ILLUMINATOR-mM-DENTAL-PORTABLE | n/a | n/a | n/a | n/a | n/a | n/a | n/a | n/a | n/a
ILLUMINATOR-mM-DENTAL-PORTABLE-06 | bill.east@us.army.mil | 2013-02-28T01:01:01 | Equip-X8800 | 2C02 | ILLUMINATOR-mM-DENTAL-PORTABLE | n/a | n/a | n/a | n/a | n/a | n/a | n/a | n/a | n/a
ILLUMINATOR-mM-DENTAL-PORTABLE-07 | bill.east@us.army.mil | 2013-02-28T01:01:01 | Equip-X8800 | 2C09 | ILLUMINATOR-mM-DENTAL-PORTABLE | n/a | n/a | n/a | n/a | n/a | n/a | n/a | n/a | n/a
ILLUMINATOR-mM-DENTAL-PORTABLE-08 | bill.east@us.army.mil | 2013-02-28T01:01:01 | Equip-X8800 | 2C06 | ILLUMINATOR-mM-DENTAL-PORTABLE | n/a | n/a | n/a | n/a | n/a | n/a | n/a | n/a | n/a
ILLUMINATOR-mM-DENTAL-PORTABLE-09 | bill.east@us.army.mil | 2013-02-28T01:01:01 | Equip-X8800 | 2C14 | ILLUMINATOR-mM-DENTAL-PORTABLE | n/a | n/a | n/a | n/a | n/a | n/a | n/a | n/a | n/a
INSERT-TRAY-TREATMENT-380 x 355-01 | bill.east@us.army.mil | 2013-02-28T01:01:01 | Equip-D9622 | 2A05 | INSERT-TRAY-TREATMENT-380 x 355 | n/a | n/a | n/a | n/a | n/a | n/a | n/a | n/a | n/a
INSERT-TRAY-TREATMENT-380 x 355-02 | bill.east@us.army.mil | 2013-02-28T01:01:01 | Equip-D9622 | 2A06 | INSERT-TRAY-TREATMENT-380 x 355 | n/a | n/a | n/a | n/a | n/a | n/a | n/a | n/a | n/a
INSERT-TRAY-TREATMENT-380 x 355-03 | bill.east@us.army.mil | 2013-02-28T01:01:01 | Equip-D9622 | 2A07 | INSERT-TRAY-TREATMENT-380 x 355 | n/a | n/a | n/a | n/a | n/a | n/a | n/a | n/a | n/a
INSERT-TRAY-TREATMENT-380 x 355-04 | bill.east@us.army.mil | 2013-02-28T01:01:01 | Equip-D9622 | 2A09 | INSERT-TRAY-TREATMENT-380 x 355 | n/a | n/a | n/a | n/a | n/a | n/a | n/a | n/a | n/a
INSERT-TRAY-TREATMENT-380 x 355-05 | bill.east@us.army.mil | 2013-02-28T01:01:01 | Equip-D9622 | 2A08 | INSERT-TRAY-TREATMENT-380 x 355 | n/a | n/a | n/a | n/a | n/a | n/a | n/a | n/a | n/a
INSERT-TRAY-TREATMENT-380 x 355-06 | bill.east@us.army.mil | 2013-02-28T01:01:01 | Equip-D9622 | 2C02 | INSERT-TRAY-TREATMENT-380 x 355 | n/a | n/a | n/a | n/a | n/a | n/a | n/a | n/a | n/a
INSERT-TRAY-TREATMENT-380 x 355-07 | bill.east@us.army.mil | 2013-02-28T01:01:01 | Equip-D9622 | 2C04 | INSERT-TRAY-TREATMENT-380 x 355 | n/a | n/a | n/a | n/a | n/a | n/a | n/a | n/a | n/a
INSERT-TRAY-TREATMENT-380 x 355-08 | bill.east@us.army.mil | 2013-02-28T01:01:01 | Equip-D9622 | 2C09 | INSERT-TRAY-TREATMENT-380 x 355 | n/a | n/a | n/a | n/a | n/a | n/a | n/a | n/a | n/a
INSERT-TRAY-TREATMENT-380 x 355-09 | bill.east@us.army.mil | 2013-02-28T01:01:01 | Equip-D9622 | 2C06 | INSERT-TRAY-TREATMENT-380 x 355 | n/a | n/a | n/a | n/a | n/a | n/a | n/a | n/a | n/a
INSERT-TRAY-TREATMENT-380 x 355-10 | bill.east@us.army.mil | 2013-02-28T01:01:01 | Equip-D9622 | 2C14 | INSERT-TRAY-TREATMENT-380 x 355 | n/a | n/a | n/a | n/a | n/a | n/a | n/a | n/a | n/a
INSERT-TREATMENT-TRAY-01 | bill.east@us.army.mil | 2013-02-28T01:01:01 | Equip-D9890 | 2A05 | INSERT-TREATMENT-TRAY | n/a | n/a | n/a | n/a | n/a | n/a | n/a | n/a | n/a
INSERT-TREATMENT-TRAY-02 | bill.east@us.army.mil | 2013-02-28T01:01:01 | Equip-D9890 | 2A06 | INSERT-TREATMENT-TRAY | n/a | n/a | n/a | n/a | n/a | n/a | n/a | n/a | n/a
INSERT-TREATMENT-TRAY-03 | bill.east@us.army.mil | 2013-02-28T01:01:01 | Equip-D9890 | 2A07 | INSERT-TREATMENT-TRAY | n/a | n/a | n/a | n/a | n/a | n/a | n/a | n/a | n/a
INSERT-TREATMENT-TRAY-04 | bill.east@us.army.mil | 2013-02-28T01:01:01 | Equip-D9890 | 2A09 | INSERT-TREATMENT-TRAY | n/a | n/a | n/a | n/a | n/a | n/a | n/a | n/a | n/a
INSERT-TREATMENT-TRAY-05 | bill.east@us.army.mil | 2013-02-28T01:01:01 | Equip-D9890 | 2A08 | INSERT-TREATMENT-TRAY | n/a | n/a | n/a | n/a | n/a | n/a | n/a | n/a | n/a
INSERT-TREATMENT-TRAY-06 | bill.east@us.army.mil | 2013-02-28T01:01:01 | Equip-D9890 | 2C02 | INSERT-TREATMENT-TRAY | n/a | n/a | n/a | n/a | n/a | n/a | n/a | n/a | n/a
INSERT-TREATMENT-TRAY-07 | bill.east@us.army.mil | 2013-02-28T01:01:01 | Equip-D9890 | 2C04 | INSERT-TREATMENT-TRAY | n/a | n/a | n/a | n/a | n/a | n/a | n/a | n/a | n/a
INSERT-TREATMENT-TRAY-08 | bill.east@us.army.mil | 2013-02-28T01:01:01 | Equip-D9890 | 2C09 | INSERT-TREATMENT-TRAY | n/a | n/a | n/a | n/a | n/a | n/a | n/a | n/a | n/a
INSERT-TREATMENT-TRAY-09 | bill.east@us.army.mil | 2013-02-28T01:01:01 | Equip-D9890 | 2C06 | INSERT-TREATMENT-TRAY | n/a | n/a | n/a | n/a | n/a | n/a | n/a | n/a | n/a
INSERT-TREATMENT-TRAY-10 | bill.east@us.army.mil | 2013-02-28T01:01:01 | Equip-D9890 | 2C14 | INSERT-TREATMENT-TRAY | n/a | n/a | n/a | n/a | n/a | n/a | n/a | n/a | n/a
JUKE BOX-OPTICAL DISK-PACS-01 | bill.east@us.army.mil | 2013-02-28T01:01:01 | Equip-X5325 | 1B17 | JUKE BOX-OPTICAL DISK-PACS | n/a | n/a | n/a | n/a | n/a | n/a | n/a | n/a | n/a
LAMP-SUT-PHOTOGRAPHIC W/TONOMETER-01 | bill.east@us.army.mil | 2013-02-28T01:01:01 | Equip-M5531 | 1C10 | LAMP-SUT-PHOTOGRAPHIC W/TONOMETER | n/a | n/a | n/a | n/a | n/a | n/a | n/a | n/a | n/a
LAMP-SUT-PHOTOGRAPHIC W/TONOMETER-02 | bill.east@us.army.mil | 2013-02-28T01:01:01 | Equip-M5531 | 1C07 | LAMP-SUT-PHOTOGRAPHIC W/TONOMETER | n/a | n/a | n/a | n/a | n/a | n/a | n/a | n/a | n/a
LAMP-TABLE-W/SHADE-01 | bill.east@us.army.mil | 2013-02-28T01:01:01 | Equip-F2420 | 2A04 | LAMP-TABLE-W/SHADE | n/a | n/a | n/a | n/a | n/a | n/a | n/a | n/a | n/a
LAMP-TABLE-W/SHADE-02 | bill.east@us.army.mil | 2013-02-28T01:01:01 | Equip-F2420 | 2A10 | LAMP-TABLE-W/SHADE | n/a | n/a | n/a | n/a | n/a | n/a | n/a | n/a | n/a
LAMP-TABLE-W/SHADE-03 | bill.east@us.army.mil | 2013-02-28T01:01:01 | Equip-F2420 | 2A11 | LAMP-TABLE-W/SHADE | n/a | n/a | n/a | n/a | n/a | n/a | n/a | n/a | n/a
Lavatory P-3070-01 | danielle.r.love@usace.army.mil | 2011-09-14T17:02:59 | Lavatory P-3070 | 1A09 | M_Lavatory - Oval:535 mmx485 mm - Public:535 mmx485 mm - Public:621504 | Autodesk Revit MEP 2011 | IfcFlowTerminal | 32xCMlMsb8h8u4rXrjrSFC | n/a | n/a | n/a | n/a | n/a | n/a
Lavatory P-3070-02 | danielle.r.love@usace.army.mil | 2011-09-14T17:02:59 | Lavatory P-3070 | 1A12 | M_Lavatory - Oval:535 mmx485 mm - Public:535 mmx485 mm - Public:621460 | Autodesk Revit MEP 2011 | IfcFlowTerminal | 32xCMlMsb8h8u4rXrjrSEO | n/a | n/a | n/a | n/a | n/a | n/a
Lavatory P-3070-03 | danielle.r.love@usace.army.mil | 2011-09-14T17:02:59 | Lavatory P-3070 | 2C23 | M_Lavatory - Oval:535 mmx485 mm - Public:535 mmx485 mm - Public:651709 | Autodesk Revit MEP 2011 | IfcFlowTerminal | 0Rj85J29L55uI7dAt1JRDk | n/a | n/a | n/a | n/a | n/a | n/a
Lavatory P-3070-04 | danielle.r.love@usace.army.mil | 2011-09-14T17:02:59 | Lavatory P-3070 | 2C24 | M_Lavatory - Oval:535 mmx485 mm - Public:535 mmx485 mm - Public:652235 | Autodesk Revit MEP 2011 | IfcFlowTerminal | 0Rj85J29L55uI7dAt1JR4O | n/a | n/a | n/a | n/a | n/a | n/a
Lavatory P-3100-01 | danielle.r.love@usace.army.mil | 2011-09-14T17:02:59 | Lavatory P-3100 | 1E09 | M_Lavatory - Oval:535 mmx485 mm - Public:535 mmx485 mm - Public:608175 | Autodesk Revit MEP 2011 | IfcFlowTerminal | 32xCMlMsb8h8u4rXrjrV_Z | n/a | n/a | n/a | n/a | n/a | n/a
Lavatory P-3100-02 | danielle.r.love@usace.army.mil | 2011-09-14T17:02:59 | Lavatory P-3100 | 1E10 | M_Lavatory - Oval:535 mmx485 mm - Public:535 mmx485 mm - Public:608287 | Autodesk Revit MEP 2011 | IfcFlowTerminal | 32xCMlMsb8h8u4rXrjrV0J | n/a | n/a | n/a | n/a | n/a | n/a
Lavatory P-3100-03 | danielle.r.love@usace.army.mil | 2011-09-14T17:02:59 | Lavatory P-3100 | 1E12 | M_Lavatory - Oval:535 mmx485 mm - Public:535 mmx485 mm - Public:609286 | Autodesk Revit MEP 2011 | IfcFlowTerminal | 32xCMlMsb8h8u4rXrjrVGA | n/a | n/a | n/a | n/a | n/a | n/a
Lavatory P-3100-04 | danielle.r.love@usace.army.mil | 2011-09-14T17:02:59 | Lavatory P-3100 | 1E24 | M_Lavatory - Oval:535 mmx485 mm - Public:535 mmx485 mm - Public:608745 | Autodesk Revit MEP 2011 | IfcFlowTerminal | 32xCMlMsb8h8u4rXrjrV7b | n/a | n/a | n/a | n/a | n/a | n/a
Lavatory P-3100-05 | danielle.r.love@usace.army.mil | 2011-09-14T17:02:59 | Lavatory P-3100 | 1A13 | M_Lavatory - Oval:535 mmx485 mm - Public:535 mmx485 mm - Public:622232 | Autodesk Revit MEP 2011 | IfcFlowTerminal | 32xCMlMsb8h8u4rXrjrSQK | n/a | n/a | n/a | n/a | n/a | n/a
Lavatory P-3100-06 | danielle.r.love@usace.army.mil | 2011-09-14T17:02:59 | Lavatory P-3100 | 1B02 | M_Lavatory - Oval:535 mmx485 mm - Public:535 mmx485 mm - Public:612255 | Autodesk Revit MEP 2011 | IfcFlowTerminal | 32xCMlMsb8h8u4rXrjrU_J | n/a | n/a | n/a | n/a | n/a | n/a
Lavatory P-3100-07 | danielle.r.love@usace.army.mil | 2011-09-14T17:02:59 | Lavatory P-3100 | 1B03 | M_Lavatory - Oval:535 mmx485 mm - Public:535 mmx485 mm - Public:612784 | Autodesk Revit MEP 2011 | IfcFlowTerminal | 32xCMlMsb8h8u4rXrjrU6y | n/a | n/a | n/a | n/a | n/a | n/a
Lavatory P-3100-08 | danielle.r.love@usace.army.mil | 2011-09-14T17:02:59 | Lavatory P-3100 | 1B05 | M_Lavatory - Oval:535 mmx485 mm - Public:535 mmx485 mm - Public:612872 | Autodesk Revit MEP 2011 | IfcFlowTerminal | 32xCMlMsb8h8u4rXrjrU84 | n/a | n/a | n/a | n/a | n/a | n/a
Lavatory P-3100-09 | danielle.r.love@usace.army.mil | 2011-09-14T17:02:59 | Lavatory P-3100 | 1B11 | M_Lavatory - Oval:535 mmx485 mm - Public:535 mmx485 mm - Public:610875 | Autodesk Revit MEP 2011 | IfcFlowTerminal | 32xCMlMsb8h8u4rXrjrUet | n/a | n/a | n/a | n/a | n/a | n/a
Lavatory P-3100-10 | danielle.r.love@usace.army.mil | 2011-09-14T17:02:59 | Lavatory P-3100 | 1B19 | M_Lavatory - Oval:535 mmx485 mm - Public:535 mmx485 mm - Public:643128 | Autodesk Revit MEP 2011 | IfcFlowTerminal | 0Jzn6t_8v2DhC9kNhL9lSV | n/a | n/a | n/a | n/a | n/a | n/a
Lavatory P-3100-11 | danielle.r.love@usace.army.mil | 2011-09-14T17:02:59 | Lavatory P-3100 | 1C04 | M_Lavatory - Oval:535 mmx485 mm - Public:535 mmx485 mm - Public:614010 | Autodesk Revit MEP 2011 | IfcFlowTerminal | 32xCMlMsb8h8u4rXrjrUPs | n/a | n/a | n/a | n/a | n/a | n/a
Lavatory P-3100-12 | danielle.r.love@usace.army.mil | 2011-09-14T17:02:59 | Lavatory P-3100 | 1C07 | M_Lavatory - Oval:535 mmx485 mm - Public:535 mmx485 mm - Public:615041 | Autodesk Revit MEP 2011 | IfcFlowTerminal | 32xCMlMsb8h8u4rXrjrTgD | n/a | n/a | n/a | n/a | n/a | n/a
Lavatory P-3100-13 | danielle.r.love@usace.army.mil | 2011-09-14T17:02:59 | Lavatory P-3100 | 1C10 | M_Lavatory - Oval:535 mmx485 mm - Public:535 mmx485 mm - Public:614626 | Autodesk Revit MEP 2011 | IfcFlowTerminal | 32xCMlMsb8h8u4rXrjrTZk | n/a | n/a | n/a | n/a | n/a | n/a
Lavatory P-3100-14 | danielle.r.love@usace.army.mil | 2011-09-14T17:02:59 | Lavatory P-3100 | 1C12 | M_Lavatory - Oval:535 mmx485 mm - Public:535 mmx485 mm - Public:613677 | Autodesk Revit MEP 2011 | IfcFlowTerminal | 32xCMlMsb8h8u4rXrjrUKX | n/a | n/a | n/a | n/a | n/a | n/a
Lavatory P-3100-15 | danielle.r.love@usace.army.mil | 2011-09-14T17:02:59 | Lavatory P-3100 | 1C16 | M_Lavatory - Oval:535 mmx485 mm - Public:535 mmx485 mm - Public:613486 | Autodesk Revit MEP 2011 | IfcFlowTerminal | 32xCMlMsb8h8u4rXrjrUHY | n/a | n/a | n/a | n/a | n/a | n/a
Lavatory P-3100-16 | danielle.r.love@usace.army.mil | 2011-09-14T17:02:59 | Lavatory P-3100 | 1D04 | M_Lavatory - Oval:535 mmx485 mm - Public:535 mmx485 mm - Public:617247 | Autodesk Revit MEP 2011 | IfcFlowTerminal | 32xCMlMsb8h8u4rXrjrTCJ | n/a | n/a | n/a | n/a | n/a | n/a
Lavatory P-3100-17 | danielle.r.love@usace.army.mil | 2011-09-14T17:02:59 | Lavatory P-3100 | 1D14 | M_Lavatory - Oval:535 mmx485 mm - Public:535 mmx485 mm - Public:618296 | Autodesk Revit MEP 2011 | IfcFlowTerminal | 32xCMlMsb8h8u4rXrjrTSq | n/a | n/a | n/a | n/a | n/a | n/a
Lavatory P-3100-18 | danielle.r.love@usace.army.mil | 2011-09-14T17:02:59 | Lavatory P-3100 | 1D18 | M_Lavatory - Oval:535 mmx485 mm - Public:535 mmx485 mm - Public:619429 | Autodesk Revit MEP 2011 | IfcFlowTerminal | 32xCMlMsb8h8u4rXrjrSkf | n/a | n/a | n/a | n/a | n/a | n/a
Lavatory P-3100-19 | danielle.r.love@usace.army.mil | 2011-09-14T17:02:59 | Lavatory P-3100 | 1D26 | M_Lavatory - Oval:535 mmx485 mm - Public:535 mmx485 mm - Public:683407 | Autodesk Revit MEP 2011 | IfcFlowTerminal | 3Eb1Tc81fCY8Bpa$iWdbK_ | n/a | n/a | n/a | n/a | n/a | n/a
Lavatory P-3100-20 | danielle.r.love@usace.army.mil | 2011-09-14T17:02:59 | Lavatory P-3100 | 1D40 | M_Lavatory - Oval:535 mmx485 mm - Public:535 mmx485 mm - Public:624609 | Autodesk Revit MEP 2011 | IfcFlowTerminal | 32xCMlMsb8h8u4rXrjrJ$j | n/a | n/a | n/a | n/a | n/a | n/a
Lavatory P-3100-21 | danielle.r.love@usace.army.mil | 2011-09-14T17:02:59 | Lavatory P-3100 | 2B05 | M_Lavatory - Oval:535 mmx485 mm - Public:535 mmx485 mm - Public:653399 | Autodesk Revit MEP 2011 | IfcFlowTerminal | 0Rj85J29L55uI7dAt1JRg4 | n/a | n/a | n/a | n/a | n/a | n/a
Lavatory P-3100-22 | danielle.r.love@usace.army.mil | 2011-09-14T17:02:59 | Lavatory P-3100 | 2B06 | M_Lavatory - Oval:535 mmx485 mm - Public:535 mmx485 mm - Public:653370 | Autodesk Revit MEP 2011 | IfcFlowTerminal | 0Rj85J29L55uI7dAt1JRhf | n/a | n/a | n/a | n/a | n/a | n/a
Lavatory P-3100-23 | danielle.r.love@usace.army.mil | 2011-09-14T17:02:59 | Lavatory P-3100 | 2B22 | M_Lavatory - Oval:535 mmx485 mm - Public:535 mmx485 mm - Public:649233 | Autodesk Revit MEP 2011 | IfcFlowTerminal | 0Rj85J29L55uI7dAt1JQh2 | n/a | n/a | n/a | n/a | n/a | n/a
Lavatory P-3100-24 | danielle.r.love@usace.army.mil | 2011-09-14T17:02:59 | Lavatory P-3100 | 2C07 | M_Lavatory - Oval:535 mmx485 mm - Public:535 mmx485 mm - Public:698631 | Autodesk Revit MEP 2011 | IfcFlowTerminal | 12YtnfBhn16eH6_7erGtb0 | n/a | n/a | n/a | n/a | n/a | n/a
Lavatory P-3100-25 | danielle.r.love@usace.army.mil | 2011-09-14T17:02:59 | Lavatory P-3100 | 2C08 | M_Lavatory - Oval:535 mmx485 mm - Public:535 mmx485 mm - Public:652493 | Autodesk Revit MEP 2011 | IfcFlowTerminal | 0Rj85J29L55uI7dAt1JROU | n/a | n/a | n/a | n/a | n/a | n/a
Lavatory P-3100-26 | danielle.r.love@usace.army.mil | 2011-09-14T17:02:59 | Lavatory P-3100 | 2D13 | M_Lavatory - Oval:535 mmx485 mm - Public:535 mmx485 mm - Public:655837 | Autodesk Revit MEP 2011 | IfcFlowTerminal | 056u0K$KrA9e3tG0hHe1MF | n/a | n/a | n/a | n/a | n/a | n/a
LAVATORY-CLINIC CHINA-150 x 508 x 455-01 | bill.east@us.army.mil | 2013-02-28T01:01:01 | Equip-P3100 | 1B03 | LAVATORY-CLINIC CHINA-150 x 508 x 455 | n/a | n/a | n/a | n/a | n/a | n/a | n/a | n/a | n/a
LAVATORY-CLINIC CHINA-150 x 508 x 455-02 | bill.east@us.army.mil | 2013-02-28T01:01:01 | Equip-P3100 | 1B19 | LAVATORY-CLINIC CHINA-150 x 508 x 455 | n/a | n/a | n/a | n/a | n/a | n/a | n/a | n/a | n/a
LAVATORY-CLINIC CHINA-150 x 508 x 455-03 | bill.east@us.army.mil | 2013-02-28T01:01:01 | Equip-P3100 | 1C10 | LAVATORY-CLINIC CHINA-150 x 508 x 455 | n/a | n/a | n/a | n/a | n/a | n/a | n/a | n/a | n/a
LAVATORY-CLINIC CHINA-150 x 508 x 455-04 | bill.east@us.army.mil | 2013-02-28T01:01:01 | Equip-P3100 | 1C07 | LAVATORY-CLINIC CHINA-150 x 508 x 455 | n/a | n/a | n/a | n/a | n/a | n/a | n/a | n/a | n/a
LAVATORY-CLINIC CHINA-150 x 508 x 455-05 | bill.east@us.army.mil | 2013-02-28T01:01:01 | Equip-P3100 | 1C04 | LAVATORY-CLINIC CHINA-150 x 508 x 455 | n/a | n/a | n/a | n/a | n/a | n/a | n/a | n/a | n/a
LAVATORY-CLINIC CHINA-150 x 508 x 455-06 | bill.east@us.army.mil | 2013-02-28T01:01:01 | Equip-P3100 | 1C16 | LAVATORY-CLINIC CHINA-150 x 508 x 455 | n/a | n/a | n/a | n/a | n/a | n/a | n/a | n/a | n/a
LAVATORY-CLINIC CHINA-150 x 508 x 455-07 | bill.east@us.army.mil | 2013-02-28T01:01:01 | Equip-P3100 | 1D04 | LAVATORY-CLINIC CHINA-150 x 508 x 455 | n/a | n/a | n/a | n/a | n/a | n/a | n/a | n/a | n/a
LAVATORY-CLINIC CHINA-150 x 508 x 455-08 | bill.east@us.army.mil | 2013-02-28T01:01:01 | Equip-P3100 | 1D14 | LAVATORY-CLINIC CHINA-150 x 508 x 455 | n/a | n/a | n/a | n/a | n/a | n/a | n/a | n/a | n/a
LAVATORY-CLINIC CHINA-150 x 508 x 455-09 | bill.east@us.army.mil | 2013-02-28T01:01:01 | Equip-P3100 | 1D26 | LAVATORY-CLINIC CHINA-150 x 508 x 455 | n/a | n/a | n/a | n/a | n/a | n/a | n/a | n/a | n/a
LAVATORY-CLINIC CHINA-150 x 508 x 455-10 | bill.east@us.army.mil | 2013-02-28T01:01:01 | Equip-P3100 | 1D40 | LAVATORY-CLINIC CHINA-150 x 508 x 455 | n/a | n/a | n/a | n/a | n/a | n/a | n/a | n/a | n/a
LAVATORY-CLINIC CHINA-150 x 508 x 455-11 | bill.east@us.army.mil | 2013-02-28T01:01:01 | Equip-P3100 | 1E24 | LAVATORY-CLINIC CHINA-150 x 508 x 455 | n/a | n/a | n/a | n/a | n/a | n/a | n/a | n/a | n/a
Light Fixture A2-01 | danielle.r.love@usace.army.mil | 2011-09-14T17:02:59 | Light Fixture A2 | 1A01 | M_Troffer Light - Parabolic Rectangular:0600x1200mm(2 Lamp) - 120V:0600x1200mm(2 Lamp) - 120V:740742 | Autodesk Revit MEP 2011 | IfcFlowTerminal | 2ikEQjpcTDnxUN0yGA3WNG | n/a | n/a | n/a | n/a | n/a | n/a
Light Fixture A2-02 | danielle.r.love@usace.army.mil | 2011-09-14T17:02:59 | Light Fixture A2 | 1A01 | M_Troffer Light - Parabolic Rectangular:0600x1200mm(2 Lamp) - 120V:0600x1200mm(2 Lamp) - 120V:740750 | Autodesk Revit MEP 2011 | IfcFlowTerminal | 2ikEQjpcTDnxUN0yGA3WNO | n/a | n/a | n/a | n/a | n/a | n/a
Light Fixture A2-03 | danielle.r.love@usace.army.mil | 2011-09-14T17:02:59 | Light Fixture A2 | 1A02 | M_Troffer Light - Parabolic Rectangular:0600x1200mm(2 Lamp) - 120V:0600x1200mm(2 Lamp) - 120V:740572 | Autodesk Revit MEP 2011 | IfcFlowTerminal | 2ikEQjpcTDnxUN0yGA3WIA | n/a | n/a | n/a | n/a | n/a | n/a
Light Fixture A2-04 | danielle.r.love@usace.army.mil | 2011-09-14T17:02:59 | Light Fixture A2 | 1A02 | M_Troffer Light - Parabolic Rectangular:0600x1200mm(2 Lamp) - 120V:0600x1200mm(2 Lamp) - 120V:740706 | Autodesk Revit MEP 2011 | IfcFlowTerminal | 2ikEQjpcTDnxUN0yGA3WKq | n/a | n/a | n/a | n/a | n/a | n/a
Light Fixture A2-05 | danielle.r.love@usace.army.mil | 2011-09-14T17:02:59 | Light Fixture A2 | 1A02 | M_Troffer Light - Parabolic Rectangular:0600x1200mm(2 Lamp) - 120V:0600x1200mm(2 Lamp) - 120V:740724 | Autodesk Revit MEP 2011 | IfcFlowTerminal | 2ikEQjpcTDnxUN0yGA3WKY | n/a | n/a | n/a | n/a | n/a | n/a
Light Fixture A2-06 | danielle.r.love@usace.army.mil | 2011-09-14T17:02:59 | Light Fixture A2 | 1A14 | M_Troffer Light - Parabolic Rectangular:0600x1200mm(2 Lamp) - 120V:0600x1200mm(2 Lamp) - 120V:739841 | Autodesk Revit MEP 2011 | IfcFlowTerminal | 1Ew_8oRPr27vHUxllyBcRH | n/a | n/a | n/a | n/a | n/a | n/a
Light Fixture A2-07 | danielle.r.love@usace.army.mil | 2011-09-14T17:02:59 | Light Fixture A2 | 1A16 | M_Troffer Light - Parabolic Rectangular:0600x1200mm(2 Lamp) - 120V:0600x1200mm(2 Lamp) - 120V:739735 | Autodesk Revit MEP 2011 | IfcFlowTerminal | 1Ew_8oRPr27vHUxllyBcL7 | n/a | n/a | n/a | n/a | n/a | n/a
Light Fixture A2-08 | danielle.r.love@usace.army.mil | 2011-09-14T17:02:59 | Light Fixture A2 | 1A16 | M_Troffer Light - Parabolic Rectangular:0600x1200mm(2 Lamp) - 120V:0600x1200mm(2 Lamp) - 120V:739751 | Autodesk Revit MEP 2011 | IfcFlowTerminal | 1Ew_8oRPr27vHUxllyBcLt | n/a | n/a | n/a | n/a | n/a | n/a
Light Fixture A2-09 | danielle.r.love@usace.army.mil | 2011-09-14T17:02:59 | Light Fixture A2 | 1A16 | M_Troffer Light - Parabolic Rectangular:0600x1200mm(2 Lamp) - 120V:0600x1200mm(2 Lamp) - 120V:739777 | Autodesk Revit MEP 2011 | IfcFlowTerminal | 1Ew_8oRPr27vHUxllyBcKH | n/a | n/a | n/a | n/a | n/a | n/a
Light Fixture A2-10 | danielle.r.love@usace.army.mil | 2011-09-14T17:02:59 | Light Fixture A2 | 1A16 | M_Troffer Light - Parabolic Rectangular:0600x1200mm(2 Lamp) - 120V:0600x1200mm(2 Lamp) - 120V:739783 | Autodesk Revit MEP 2011 | IfcFlowTerminal | 1Ew_8oRPr27vHUxllyBcKN | n/a | n/a | n/a | n/a | n/a | n/a
Light Fixture A2-11 | danielle.r.love@usace.army.mil | 2011-09-14T17:02:59 | Light Fixture A2 | 1A16 | M_Troffer Light - Parabolic Rectangular:0600x1200mm(2 Lamp) - 120V:0600x1200mm(2 Lamp) - 120V:739791 | Autodesk Revit MEP 2011 | IfcFlowTerminal | 1Ew_8oRPr27vHUxllyBcKV | n/a | n/a | n/a | n/a | n/a | n/a
Light Fixture A2-12 | danielle.r.love@usace.army.mil | 2011-09-14T17:02:59 | Light Fixture A2 | 1A16 | M_Troffer Light - Parabolic Rectangular:0600x1200mm(2 Lamp) - 120V:0600x1200mm(2 Lamp) - 120V:739797 | Autodesk Revit MEP 2011 | IfcFlowTerminal | 1Ew_8oRPr27vHUxllyBcK5 | n/a | n/a | n/a | n/a | n/a | n/a
Light Fixture A2-13 | danielle.r.love@usace.army.mil | 2011-09-14T17:02:59 | Light Fixture A2 | 1A16 | M_Troffer Light - Parabolic Rectangular:0600x1200mm(2 Lamp) - 120V:0600x1200mm(2 Lamp) - 120V:739813 | Autodesk Revit MEP 2011 | IfcFlowTerminal | 1Ew_8oRPr27vHUxllyBcKr | n/a | n/a | n/a | n/a | n/a | n/a
Light Fixture A2-14 | danielle.r.love@usace.army.mil | 2011-09-14T17:02:59 | Light Fixture A2 | 1A16 | M_Troffer Light - Parabolic Rectangular:0600x1200mm(2 Lamp) - 120V:0600x1200mm(2 Lamp) - 120V:739823 | Autodesk Revit MEP 2011 | IfcFlowTerminal | 1Ew_8oRPr27vHUxllyBcK$ | n/a | n/a | n/a | n/a | n/a | n/a
Light Fixture A2-15 | danielle.r.love@usace.army.mil | 2011-09-14T17:02:59 | Light Fixture A2 | 1A16 | M_Troffer Light - Parabolic Rectangular:0600x1200mm(2 Lamp) - 120V:0600x1200mm(2 Lamp) - 120V:739831 | Autodesk Revit MEP 2011 | IfcFlowTerminal | 1Ew_8oRPr27vHUxllyBcKd | n/a | n/a | n/a | n/a | n/a | n/a
Light Fixture A2-16 | danielle.r.love@usace.army.mil | 2011-09-14T17:02:59 | Light Fixture A2 | 1A16 | M_Troffer Light - Parabolic Rectangular:0600x1200mm(2 Lamp) - 120V:0600x1200mm(2 Lamp) - 120V:740062 | Autodesk Revit MEP 2011 | IfcFlowTerminal | 0jQ9LiL9v909pyRa4VVtM2 | n/a | n/a | n/a | n/a | n/a | n/a
Light Fixture A2-17 | danielle.r.love@usace.army.mil | 2011-09-14T17:02:59 | Light Fixture A2 | 1AC4 | M_Troffer Light - Parabolic Rectangular:0600x1200mm(2 Lamp) - 120V:0600x1200mm(2 Lamp) - 120V:739769 | Autodesk Revit MEP 2011 | IfcFlowTerminal | 1Ew_8oRPr27vHUxllyBcLf | n/a | n/a | n/a | n/a | n/a | n/a
Light Fixture A2-18 | danielle.r.love@usace.army.mil | 2011-09-14T17:02:59 | Light Fixture A2 | 1AC5 | M_Troffer Light - Parabolic Rectangular:0600x1200mm(2 Lamp) - 120V:0600x1200mm(2 Lamp) - 120V:740696 | Autodesk Revit MEP 2011 | IfcFlowTerminal | 2ikEQjpcTDnxUN0yGA3WKE | n/a | n/a | n/a | n/a | n/a | n/a
Light Fixture A2-19 | danielle.r.love@usace.army.mil | 2011-09-14T17:02:59 | Light Fixture A2 | 1AC5 | M_Troffer Light - Parabolic Rectangular:0600x1200mm(2 Lamp) - 120V:0600x1200mm(2 Lamp) - 120V:740714 | Autodesk Revit MEP 2011 | IfcFlowTerminal | 2ikEQjpcTDnxUN0yGA3WKy | n/a | n/a | n/a | n/a | n/a | n/a
Light Fixture A2-20 | danielle.r.love@usace.army.mil | 2011-09-14T17:02:59 | Light Fixture A2 | 2A12 | M_Troffer Light - Parabolic Rectangular:0600x1200mm(2 Lamp) - 120V:0600x1200mm(2 Lamp) - 120V:760938 | Autodesk Revit MEP 2011 | IfcFlowTerminal | 3nfyjyjOf1zQfCeH8h9i$a | n/a | n/a | n/a | n/a | n/a | n/a
Light Fixture A2-21 | danielle.r.love@usace.army.mil | 2011-09-14T17:02:59 | Light Fixture A2 | 2A12 | M_Troffer Light - Parabolic Rectangular:0600x1200mm(2 Lamp) - 120V:0600x1200mm(2 Lamp) - 120V:761127 | Autodesk Revit MEP 2011 | IfcFlowTerminal | 3nfyjyjOf1zQfCeH8h9iwf | n/a | n/a | n/a | n/a | n/a | n/a
Light Fixture A2-22 | danielle.r.love@usace.army.mil | 2011-09-14T17:02:59 | Light Fixture A2 | 2C10 | M_Troffer Light - Parabolic Rectangular:0600x1200mm(2 Lamp) - 120V:0600x1200mm(2 Lamp) - 120V:763429 | Autodesk Revit MEP 2011 | IfcFlowTerminal | 3nfyjyjOf1zQfCeH8h9lMh | n/a | n/a | n/a | n/a | n/a | n/a
Light Fixture A2-23 | danielle.r.love@usace.army.mil | 2011-09-14T17:02:59 | Light Fixture A2 | 2C10 | M_Troffer Light - Parabolic Rectangular:0600x1200mm(2 Lamp) - 120V:0600x1200mm(2 Lamp) - 120V:763552 | Autodesk Revit MEP 2011 | IfcFlowTerminal | 3nfyjyjOf1zQfCeH8h9lKk | n/a | n/a | n/a | n/a | n/a | n/a
Light Fixture A2-24 | danielle.r.love@usace.army.mil | 2011-09-14T17:02:59 | Light Fixture A2 | 2C12 | M_Troffer Light - Parabolic Rectangular:0600x1200mm(2 Lamp) - 120V:0600x1200mm(2 Lamp) - 120V:764970 | Autodesk Revit MEP 2011 | IfcFlowTerminal | 3nfyjyjOf1zQfCeH8h9l_a | n/a | n/a | n/a | n/a | n/a | n/a
Light Fixture A2-25 | danielle.r.love@usace.army.mil | 2011-09-14T17:02:59 | Light Fixture A2 | 2C12 | M_Troffer Light - Parabolic Rectangular:0600x1200mm(2 Lamp) - 120V:0600x1200mm(2 Lamp) - 120V:765029 | Autodesk Revit MEP 2011 | IfcFlowTerminal | 3nfyjyjOf1zQfCeH8h9l$h | n/a | n/a | n/a | n/a | n/a | n/a
Light Fixture A2-26 | danielle.r.love@usace.army.mil | 2011-09-14T17:02:59 | Light Fixture A2 | 2C12 | M_Troffer Light - Parabolic Rectangular:0600x1200mm(2 Lamp) - 120V:0600x1200mm(2 Lamp) - 120V:765075 | Autodesk Revit MEP 2011 | IfcFlowTerminal | 3nfyjyjOf1zQfCeH8h9lyT | n/a | n/a | n/a | n/a | n/a | n/a
Light Fixture A28-01 | danielle.r.love@usace.army.mil | 2011-09-14T17:02:59 | Light Fixture A28 | 1D40 | M_Troffer Light - Parabolic Rectangular:0600x1200mm(2 Lamp) - 120V:0600x1200mm(2 Lamp) - 120V:740844 | Autodesk Revit MEP 2011 | IfcFlowTerminal | 2ikEQjpcTDnxUN0yGA3WMw | n/a | n/a | n/a | n/a | n/a | n/a
Light Fixture A28-02 | danielle.r.love@usace.army.mil | 2011-09-14T17:02:59 | Light Fixture A28 | 1D40 | M_Troffer Light - Parabolic Rectangular:0600x1200mm(2 Lamp) - 120V:0600x1200mm(2 Lamp) - 120V:740852 | Autodesk Revit MEP 2011 | IfcFlowTerminal | 2ikEQjpcTDnxUN0yGA3WMY | n/a | n/a | n/a | n/a | n/a | n/a
Light Fixture A28-03 | danielle.r.love@usace.army.mil | 2011-09-14T17:02:59 | Light Fixture A28 | 1D40 | M_Troffer Light - Parabolic Rectangular:0600x1200mm(2 Lamp) - 120V:0600x1200mm(2 Lamp) - 120V:740860 | Autodesk Revit MEP 2011 | IfcFlowTerminal | 2ikEQjpcTDnxUN0yGA3WMg | n/a | n/a | n/a | n/a | n/a | n/a
Light Fixture A28-04 | danielle.r.love@usace.army.mil | 2011-09-14T17:02:59 | Light Fixture A28 | 2C16 | M_Troffer Light - Parabolic Rectangular:0600x1200mm(2 Lamp) - 120V:0600x1200mm(2 Lamp) - 120V:756865 | Autodesk Revit MEP 2011 | IfcFlowTerminal | 3nfyjyjOf1zQfCeH8h9jyF | n/a | n/a | n/a | n/a | n/a | n/a
Light Fixture A28-05 | danielle.r.love@usace.army.mil | 2011-09-14T17:02:59 | Light Fixture A28 | 2C16 | M_Troffer Light - Parabolic Rectangular:0600x1200mm(2 Lamp) - 120V:0600x1200mm(2 Lamp) - 120V:756954 | Autodesk Revit MEP 2011 | IfcFlowTerminal | 3nfyjyjOf1zQfCeH8h9jzK | n/a | n/a | n/a | n/a | n/a | n/a
Light Fixture A28-06 | danielle.r.love@usace.army.mil | 2011-09-14T17:02:59 | Light Fixture A2B | 1A16 | M_Troffer Light - Parabolic Rectangular:0600x1200mm(2 Lamp) - 120V:0600x1200mm(2 Lamp) - 120V:739743 | Autodesk Revit MEP 2011 | IfcFlowTerminal | 1Ew_8oRPr27vHUxllyBcLF | n/a | n/a | n/a | n/a | n/a | n/a
Light Fixture A28-07 | danielle.r.love@usace.army.mil | 2011-09-14T17:02:59 | Light Fixture A2B | 1A16 | M_Troffer Light - Parabolic Rectangular:0600x1200mm(2 Lamp) - 120V:0600x1200mm(2 Lamp) - 120V:739761 | Autodesk Revit MEP 2011 | IfcFlowTerminal | 1Ew_8oRPr27vHUxllyBcLX | n/a | n/a | n/a | n/a | n/a | n/a
Light Fixture A28-08 | danielle.r.love@usace.army.mil | 2011-09-14T17:02:59 | Light Fixture A2B | 1A16 | M_Troffer Light - Parabolic Rectangular:0600x1200mm(2 Lamp) - 120V:0600x1200mm(2 Lamp) - 120V:739805 | Autodesk Revit MEP 2011 | IfcFlowTerminal | 1Ew_8oRPr27vHUxllyBcKD | n/a | n/a | n/a | n/a | n/a | n/a
Light Fixture A28-09 | danielle.r.love@usace.army.mil | 2011-09-14T17:02:59 | Light Fixture A2B | 1AC5 | M_Troffer Light - Parabolic Rectangular:0600x1200mm(2 Lamp) - 120V:0600x1200mm(2 Lamp) - 120V:740732 | Autodesk Revit MEP 2011 | IfcFlowTerminal | 2ikEQjpcTDnxUN0yGA3WKg | n/a | n/a | n/a | n/a | n/a | n/a
Light Fixture A28-10 | danielle.r.love@usace.army.mil | 2011-09-14T17:02:59 | Light Fixture A2B | 2A12 | M_Troffer Light - Parabolic Rectangular:0600x1200mm(2 Lamp) - 120V:0600x1200mm(2 Lamp) - 120V:761042 | Autodesk Revit MEP 2011 | IfcFlowTerminal | 3nfyjyjOf1zQfCeH8h9izS | n/a | n/a | n/a | n/a | n/a | n/a
Light Fixture A3-01 | danielle.r.love@usace.army.mil | 2011-09-14T17:02:59 | Light Fixture A3 | 2A05 | M_Troffer Light - Parabolic Rectangular:0600x1200mm(2 Lamp) - 120V:0600x1200mm(2 Lamp) - 120V:759666 | Autodesk Revit MEP 2011 | IfcFlowTerminal | 3nfyjyjOf1zQfCeH8h9iJy | n/a | n/a | n/a | n/a | n/a | n/a
Light Fixture A3-02 | danielle.r.love@usace.army.mil | 2011-09-14T17:02:59 | Light Fixture A3 | 2A05 | M_Troffer Light - Parabolic Rectangular:0600x1200mm(2 Lamp) - 120V:0600x1200mm(2 Lamp) - 120V:759747 | Autodesk Revit MEP 2011 | IfcFlowTerminal | 3nfyjyjOf1zQfCeH8h9iHD | n/a | n/a | n/a | n/a | n/a | n/a
Light Fixture A3-03 | danielle.r.love@usace.army.mil | 2011-09-14T17:02:59 | Light Fixture A3 | 2A05 | M_Troffer Light - Parabolic Rectangular:0600x1200mm(2 Lamp) - 120V:0600x1200mm(2 Lamp) - 120V:759797 | Autodesk Revit MEP 2011 | IfcFlowTerminal | 3nfyjyjOf1zQfCeH8h9iHx | n/a | n/a | n/a | n/a | n/a | n/a
Light Fixture A3-04 | danielle.r.love@usace.army.mil | 2011-09-14T17:02:59 | Light Fixture A3 | 2A05 | M_Troffer Light - Parabolic Rectangular:0600x1200mm(2 Lamp) - 120V:0600x1200mm(2 Lamp) - 120V:759855 | Autodesk Revit MEP 2011 | IfcFlowTerminal | 3nfyjyjOf1zQfCeH8h9ikX | n/a | n/a | n/a | n/a | n/a | n/a
Light Fixture A3-05 | danielle.r.love@usace.army.mil | 2011-09-14T17:02:59 | Light Fixture A3 | 2A06 | M_Troffer Light - Parabolic Rectangular:0600x1200mm(2 Lamp) - 120V:0600x1200mm(2 Lamp) - 120V:759356 | Autodesk Revit MEP 2011 | IfcFlowTerminal | 3nfyjyjOf1zQfCeH8h9iMo | n/a | n/a | n/a | n/a | n/a | n/a
Light Fixture A3-06 | danielle.r.love@usace.army.mil | 2011-09-14T17:02:59 | Light Fixture A3 | 2A06 | M_Troffer Light - Parabolic Rectangular:0600x1200mm(2 Lamp) - 120V:0600x1200mm(2 Lamp) - 120V:759447 | Autodesk Revit MEP 2011 | IfcFlowTerminal | 3nfyjyjOf1zQfCeH8h9iKP | n/a | n/a | n/a | n/a | n/a | n/a
Light Fixture A3-07 | danielle.r.love@usace.army.mil | 2011-09-14T17:02:59 | Light Fixture A3 | 2A06 | M_Troffer Light - Parabolic Rectangular:0600x1200mm(2 Lamp) - 120V:0600x1200mm(2 Lamp) - 120V:759535 | Autodesk Revit MEP 2011 | IfcFlowTerminal | 3nfyjyjOf1zQfCeH8h9iLX | n/a | n/a | n/a | n/a | n/a | n/a
Light Fixture A3-08 | danielle.r.love@usace.army.mil | 2011-09-14T17:02:59 | Light Fixture A3 | 2A06 | M_Troffer Light - Parabolic Rectangular:0600x1200mm(2 Lamp) - 120V:0600x1200mm(2 Lamp) - 120V:759607 | Autodesk Revit MEP 2011 | IfcFlowTerminal | 3nfyjyjOf1zQfCeH8h9iIv | n/a | n/a | n/a | n/a | n/a | n/a
Light Fixture A3-09 | danielle.r.love@usace.army.mil | 2011-09-14T17:02:59 | Light Fixture A3 | 2A07 | M_Troffer Light - Parabolic Rectangular:0600x1200mm(2 Lamp) - 120V:0600x1200mm(2 Lamp) - 120V:759156 | Autodesk Revit MEP 2011 | IfcFlowTerminal | 3nfyjyjOf1zQfCeH8h9iRw | n/a | n/a | n/a | n/a | n/a | n/a
Light Fixture A3-10 | danielle.r.love@usace.army.mil | 2011-09-14T17:02:59 | Light Fixture A3 | 2A07 | M_Troffer Light - Parabolic Rectangular:0600x1200mm(2 Lamp) - 120V:0600x1200mm(2 Lamp) - 120V:759199 | Autodesk Revit MEP 2011 | IfcFlowTerminal | 3nfyjyjOf1zQfCeH8h9iOH | n/a | n/a | n/a | n/a | n/a | n/a
Light Fixture A3-11 | danielle.r.love@usace.army.mil | 2011-09-14T17:02:59 | Light Fixture A3 | 2A07 | M_Troffer Light - Parabolic Rectangular:0600x1200mm(2 Lamp) - 120V:0600x1200mm(2 Lamp) - 120V:759249 | Autodesk Revit MEP 2011 | IfcFlowTerminal | 3nfyjyjOf1zQfCeH8h9iPV | n/a | n/a | n/a | n/a | n/a | n/a
Light Fixture A3-12 | danielle.r.love@usace.army.mil | 2011-09-14T17:02:59 | Light Fixture A3 | 2A07 | M_Troffer Light - Parabolic Rectangular:0600x1200mm(2 Lamp) - 120V:0600x1200mm(2 Lamp) - 120V:759301 | Autodesk Revit MEP 2011 | IfcFlowTerminal | 3nfyjyjOf1zQfCeH8h9iMB | n/a | n/a | n/a | n/a | n/a | n/a
Light Fixture A3-13 | danielle.r.love@usace.army.mil | 2011-09-14T17:02:59 | Light Fixture A3 | 2A08 | M_Troffer Light - Parabolic Rectangular:0600x1200mm(2 Lamp) - 120V:0600x1200mm(2 Lamp) - 120V:758896 | Autodesk Revit MEP 2011 | IfcFlowTerminal | 3nfyjyjOf1zQfCeH8h9iV_ | n/a | n/a | n/a | n/a | n/a | n/a
Light Fixture A3-14 | danielle.r.love@usace.army.mil | 2011-09-14T17:02:59 | Light Fixture A3 | 2A08 | M_Troffer Light - Parabolic Rectangular:0600x1200mm(2 Lamp) - 120V:0600x1200mm(2 Lamp) - 120V:758959 | Autodesk Revit MEP 2011 | IfcFlowTerminal | 3nfyjyjOf1zQfCeH8h9iSX | n/a | n/a | n/a | n/a | n/a | n/a
Light Fixture A3-15 | danielle.r.love@usace.army.mil | 2011-09-14T17:02:59 | Light Fixture A3 | 2A08 | M_Troffer Light - Parabolic Rectangular:0600x1200mm(2 Lamp) - 120V:0600x1200mm(2 Lamp) - 120V:759007 | Autodesk Revit MEP 2011 | IfcFlowTerminal | 3nfyjyjOf1zQfCeH8h9iTH | n/a | n/a | n/a | n/a | n/a | n/a
Light Fixture A3-16 | danielle.r.love@usace.army.mil | 2011-09-14T17:02:59 | Light Fixture A3 | 2A08 | M_Troffer Light - Parabolic Rectangular:0600x1200mm(2 Lamp) - 120V:0600x1200mm(2 Lamp) - 120V:759055 | Autodesk Revit MEP 2011 | IfcFlowTerminal | 3nfyjyjOf1zQfCeH8h9iQ1 | n/a | n/a | n/a | n/a | n/a | n/a
Light Fixture A3-17 | danielle.r.love@usace.army.mil | 2011-09-14T17:02:59 | Light Fixture A3 | 2A09 | M_Troffer Light - Parabolic Rectangular:0600x1200mm(2 Lamp) - 120V:0600x1200mm(2 Lamp) - 120V:758733 | Autodesk Revit MEP 2011 | IfcFlowTerminal | 3nfyjyjOf1zQfCeH8h9i13 | n/a | n/a | n/a | n/a | n/a | n/a
Light Fixture A3-18 | danielle.r.love@usace.army.mil | 2011-09-14T17:02:59 | Light Fixture A3 | 2A09 | M_Troffer Light - Parabolic Rectangular:0600x1200mm(2 Lamp) - 120V:0600x1200mm(2 Lamp) - 120V:758776 | Autodesk Revit MEP 2011 | IfcFlowTerminal | 3nfyjyjOf1zQfCeH8h9i1s | n/a | n/a | n/a | n/a | n/a | n/a
Light Fixture A3-19 | danielle.r.love@usace.army.mil | 2011-09-14T17:02:59 | Light Fixture A3 | 2A09 | M_Troffer Light - Parabolic Rectangular:0600x1200mm(2 Lamp) - 120V:0600x1200mm(2 Lamp) - 120V:758823 | Autodesk Revit MEP 2011 | IfcFlowTerminal | 3nfyjyjOf1zQfCeH8h9iUf | n/a | n/a | n/a | n/a | n/a | n/a
Light Fixture A3-20 | danielle.r.love@usace.army.mil | 2011-09-14T17:02:59 | Light Fixture A3 | 2A09 | M_Troffer Light - Parabolic Rectangular:0600x1200mm(2 Lamp) - 120V:0600x1200mm(2 Lamp) - 120V:758854 | Autodesk Revit MEP 2011 | IfcFlowTerminal | 3nfyjyjOf1zQfCeH8h9iV8 | n/a | n/a | n/a | n/a | n/a | n/a
Light Fixture A3-21 | danielle.r.love@usace.army.mil | 2011-09-14T17:02:59 | Light Fixture A3 | 2C02 | M_Troffer Light - Parabolic Rectangular:0600x1200mm(2 Lamp) - 120V:0600x1200mm(2 Lamp) - 120V:758668 | Autodesk Revit MEP 2011 | IfcFlowTerminal | 3nfyjyjOf1zQfCeH8h9i02 | n/a | n/a | n/a | n/a | n/a | n/a
Light Fixture A3-22 | danielle.r.love@usace.army.mil | 2011-09-14T17:02:59 | Light Fixture A3 | 2C02 | M_Troffer Light - Parabolic Rectangular:0600x1200mm(2 Lamp) - 120V:0600x1200mm(2 Lamp) - 120V:758695 | Autodesk Revit MEP 2011 | IfcFlowTerminal | 3nfyjyjOf1zQfCeH8h9i0f | n/a | n/a | n/a | n/a | n/a | n/a
Light Fixture A3-23 | danielle.r.love@usace.army.mil | 2011-09-14T17:02:59 | Light Fixture A3 | 2C02 | M_Troffer Light - Parabolic Rectangular:0600x1200mm(2 Lamp) - 120V:0600x1200mm(2 Lamp) - 120V:758706 | Autodesk Revit MEP 2011 | IfcFlowTerminal | 3nfyjyjOf1zQfCeH8h9i0y | n/a | n/a | n/a | n/a | n/a | n/a
Light Fixture A3-24 | danielle.r.love@usace.army.mil | 2011-09-14T17:02:59 | Light Fixture A3 | 2C02 | M_Troffer Light - Parabolic Rectangular:0600x1200mm(2 Lamp) - 120V:0600x1200mm(2 Lamp) - 120V:758716 | Autodesk Revit MEP 2011 | IfcFlowTerminal | 3nfyjyjOf1zQfCeH8h9i0o | n/a | n/a | n/a | n/a | n/a | n/a
Light Fixture A3-25 | danielle.r.love@usace.army.mil | 2011-09-14T17:02:59 | Light Fixture A3 | 2C04 | M_Troffer Light - Parabolic Rectangular:0600x1200mm(2 Lamp) - 120V:0600x1200mm(2 Lamp) - 120V:758524 | Autodesk Revit MEP 2011 | IfcFlowTerminal | 3nfyjyjOf1zQfCeH8h9i5o | n/a | n/a | n/a | n/a | n/a | n/a
Light Fixture A3-26 | danielle.r.love@usace.army.mil | 2011-09-14T17:02:59 | Light Fixture A3 | 2C04 | M_Troffer Light - Parabolic Rectangular:0600x1200mm(2 Lamp) - 120V:0600x1200mm(2 Lamp) - 120V:758566 | Autodesk Revit MEP 2011 | IfcFlowTerminal | 3nfyjyjOf1zQfCeH8h9i2e | n/a | n/a | n/a | n/a | n/a | n/a
Light Fixture A3-27 | danielle.r.love@usace.army.mil | 2011-09-14T17:02:59 | Light Fixture A3 | 2C04 | M_Troffer Light - Parabolic Rectangular:0600x1200mm(2 Lamp) - 120V:0600x1200mm(2 Lamp) - 120V:758595 | Autodesk Revit MEP 2011 | IfcFlowTerminal | 3nfyjyjOf1zQfCeH8h9i3D | n/a | n/a | n/a | n/a | n/a | n/a
Light Fixture A3-28 | danielle.r.love@usace.army.mil | 2011-09-14T17:02:59 | Light Fixture A3 | 2C04 | M_Troffer Light - Parabolic Rectangular:0600x1200mm(2 Lamp) - 120V:0600x1200mm(2 Lamp) - 120V:758632 | Autodesk Revit MEP 2011 | IfcFlowTerminal | 3nfyjyjOf1zQfCeH8h9i3c | n/a | n/a | n/a | n/a | n/a | n/a
Light Fixture A3-29 | danielle.r.love@usace.army.mil | 2011-09-14T17:02:59 | Light Fixture A3 | 2C06 | M_Troffer Light - Parabolic Rectangular:0600x1200mm(2 Lamp) - 120V:0600x1200mm(2 Lamp) - 120V:758214 | Autodesk Revit MEP 2011 | IfcFlowTerminal | 3nfyjyjOf1zQfCeH8h9i98 | n/a | n/a | n/a | n/a | n/a | n/a
Light Fixture A3-30 | danielle.r.love@usace.army.mil | 2011-09-14T17:02:59 | Light Fixture A3 | 2C06 | M_Troffer Light - Parabolic Rectangular:0600x1200mm(2 Lamp) - 120V:0600x1200mm(2 Lamp) - 120V:758349 | Autodesk Revit MEP 2011 | IfcFlowTerminal | 3nfyjyjOf1zQfCeH8h9i73 | n/a | n/a | n/a | n/a | n/a | n/a
Light Fixture A3-31 | danielle.r.love@usace.army.mil | 2011-09-14T17:02:59 | Light Fixture A3 | 2C06 | M_Troffer Light - Parabolic Rectangular:0600x1200mm(2 Lamp) - 120V:0600x1200mm(2 Lamp) - 120V:758406 | Autodesk Revit MEP 2011 | IfcFlowTerminal | 3nfyjyjOf1zQfCeH8h9i48 | n/a | n/a | n/a | n/a | n/a | n/a
Light Fixture A3-32 | danielle.r.love@usace.army.mil | 2011-09-14T17:02:59 | Light Fixture A3 | 2C06 | M_Troffer Light - Parabolic Rectangular:0600x1200mm(2 Lamp) - 120V:0600x1200mm(2 Lamp) - 120V:758485 | Autodesk Revit MEP 2011 | IfcFlowTerminal | 3nfyjyjOf1zQfCeH8h9i5R | n/a | n/a | n/a | n/a | n/a | n/a
Light Fixture A3-33 | danielle.r.love@usace.army.mil | 2011-09-14T17:02:59 | Light Fixture A3 | 2C09 | M_Troffer Light - Parabolic Rectangular:0600x1200mm(2 Lamp) - 120V:0600x1200mm(2 Lamp) - 120V:757939 | Autodesk Revit MEP 2011 | IfcFlowTerminal | 3nfyjyjOf1zQfCeH8h9iCz | n/a | n/a | n/a | n/a | n/a | n/a
Light Fixture A3-34 | danielle.r.love@usace.army.mil | 2011-09-14T17:02:59 | Light Fixture A3 | 2C09 | M_Troffer Light - Parabolic Rectangular:0600x1200mm(2 Lamp) - 120V:0600x1200mm(2 Lamp) - 120V:758020 | Autodesk Revit MEP 2011 | IfcFlowTerminal | 3nfyjyjOf1zQfCeH8h9iAA | n/a | n/a | n/a | n/a | n/a | n/a
Light Fixture A3-35 | danielle.r.love@usace.army.mil | 2011-09-14T17:02:59 | Light Fixture A3 | 2C09 | M_Troffer Light - Parabolic Rectangular:0600x1200mm(2 Lamp) - 120V:0600x1200mm(2 Lamp) - 120V:758065 | Autodesk Revit MEP 2011 | IfcFlowTerminal | 3nfyjyjOf1zQfCeH8h9iA$ | n/a | n/a | n/a | n/a | n/a | n/a
Light Fixture A3-36 | danielle.r.love@usace.army.mil | 2011-09-14T17:02:59 | Light Fixture A3 | 2C09 | M_Troffer Light - Parabolic Rectangular:0600x1200mm(2 Lamp) - 120V:0600x1200mm(2 Lamp) - 120V:758137 | Autodesk Revit MEP 2011 | IfcFlowTerminal | 3nfyjyjOf1zQfCeH8h9iBt | n/a | n/a | n/a | n/a | n/a | n/a
Light Fixture A3-37 | danielle.r.love@usace.army.mil | 2011-09-14T17:02:59 | Light Fixture A3 | 2C14 | M_Troffer Light - Parabolic Rectangular:0600x1200mm(2 Lamp) - 120V:0600x1200mm(2 Lamp) - 120V:757047 | Autodesk Revit MEP 2011 | IfcFlowTerminal | 3nfyjyjOf1zQfCeH8h9jwv | n/a | n/a | n/a | n/a | n/a | n/a
Light Fixture A3-38 | danielle.r.love@usace.army.mil | 2011-09-14T17:02:59 | Light Fixture A3 | 2C14 | M_Troffer Light - Parabolic Rectangular:0600x1200mm(2 Lamp) - 120V:0600x1200mm(2 Lamp) - 120V:757176 | Autodesk Revit MEP 2011 | IfcFlowTerminal | 3nfyjyjOf1zQfCeH8h9jus | n/a | n/a | n/a | n/a | n/a | n/a
Light Fixture A3-39 | danielle.r.love@usace.army.mil | 2011-09-14T17:02:59 | Light Fixture A3 | 2C14 | M_Troffer Light - Parabolic Rectangular:0600x1200mm(2 Lamp) - 120V:0600x1200mm(2 Lamp) - 120V:757212 | Autodesk Revit MEP 2011 | IfcFlowTerminal | 3nfyjyjOf1zQfCeH8h9jvI | n/a | n/a | n/a | n/a | n/a | n/a
Light Fixture A3-40 | danielle.r.love@usace.army.mil | 2011-09-14T17:02:59 | Light Fixture A3 | 2C14 | M_Troffer Light - Parabolic Rectangular:0600x1200mm(2 Lamp) - 120V:0600x1200mm(2 Lamp) - 120V:757290 | Autodesk Revit MEP 2011 | IfcFlowTerminal | 3nfyjyjOf1zQfCeH8h9jsa | n/a | n/a | n/a | n/a | n/a | n/a
Light Fixture B1-001 | danielle.r.love@usace.army.mil | 2011-09-14T17:02:59 | Light Fixture B1 | 1E01 | M_Troffer Light - Parabolic Rectangular:0600x1200mm(2 Lamp) - 120V:0600x1200mm(2 Lamp) - 120V:740882 | Autodesk Revit MEP 2011 | IfcFlowTerminal | 2ikEQjpcTDnxUN0yGA3WP4 | n/a | n/a | n/a | n/a | n/a | n/a
Light Fixture B1-002 | danielle.r.love@usace.army.mil | 2011-09-14T17:02:59 | Light Fixture B1 | 1E04 | M_Troffer Light - Parabolic Rectangular:0600x1200mm(2 Lamp) - 120V:0600x1200mm(2 Lamp) - 120V:740922 | Autodesk Revit MEP 2011 | IfcFlowTerminal | 2ikEQjpcTDnxUN0yGA3WPi | n/a | n/a | n/a | n/a | n/a | n/a
Light Fixture B1-003 | danielle.r.love@usace.army.mil | 2011-09-14T17:02:59 | Light Fixture B1 | 1E05 | M_Troffer Light - Parabolic Rectangular:0600x1200mm(2 Lamp) - 120V:0600x1200mm(2 Lamp) - 120V:738419 | Autodesk Revit MEP 2011 | IfcFlowTerminal | 23zemjdlrEywu0vwSxM29U | n/a | n/a | n/a | n/a | n/a | n/a
Light Fixture B1-004 | danielle.r.love@usace.army.mil | 2011-09-14T17:02:59 | Light Fixture B1 | 1E05 | M_Troffer Light - Parabolic Rectangular:0600x1200mm(2 Lamp) - 120V:0600x1200mm(2 Lamp) - 120V:738483 | Autodesk Revit MEP 2011 | IfcFlowTerminal | 23zemjdlrEywu0vwSxM2AU | n/a | n/a | n/a | n/a | n/a | n/a
Light Fixture B1-005 | danielle.r.love@usace.army.mil | 2011-09-14T17:02:59 | Light Fixture B1 | 1E06 | M_Troffer Light - Parabolic Rectangular:0600x1200mm(2 Lamp) - 120V:0600x1200mm(2 Lamp) - 120V:738491 | Autodesk Revit MEP 2011 | IfcFlowTerminal | 23zemjdlrEywu0vwSxM2AM | n/a | n/a | n/a | n/a | n/a | n/a
Light Fixture B1-006 | danielle.r.love@usace.army.mil | 2011-09-14T17:02:59 | Light Fixture B1 | 1E06 | M_Troffer Light - Parabolic Rectangular:0600x1200mm(2 Lamp) - 120V:0600x1200mm(2 Lamp) - 120V:738499 | Autodesk Revit MEP 2011 | IfcFlowTerminal | 23zemjdlrEywu0vwSxM2Bk | n/a | n/a | n/a | n/a | n/a | n/a
Light Fixture B1-007 | danielle.r.love@usace.army.mil | 2011-09-14T17:02:59 | Light Fixture B1 | 1E06 | M_Troffer Light - Parabolic Rectangular:0600x1200mm(2 Lamp) - 120V:0600x1200mm(2 Lamp) - 120V:738507 | Autodesk Revit MEP 2011 | IfcFlowTerminal | 23zemjdlrEywu0vwSxM2Bc | n/a | n/a | n/a | n/a | n/a | n/a
Light Fixture B1-008 | danielle.r.love@usace.army.mil | 2011-09-14T17:02:59 | Light Fixture B1 | 1E06 | M_Troffer Light - Parabolic Rectangular:0600x1200mm(2 Lamp) - 120V:0600x1200mm(2 Lamp) - 120V:738515 | Autodesk Revit MEP 2011 | IfcFlowTerminal | 23zemjdlrEywu0vwSxM2B_ | n/a | n/a | n/a | n/a | n/a | n/a
Light Fixture B1-009 | danielle.r.love@usace.army.mil | 2011-09-14T17:02:59 | Light Fixture B1 | 1E06 | M_Troffer Light - Parabolic Rectangular:0600x1200mm(2 Lamp) - 120V:0600x1200mm(2 Lamp) - 120V:738523 | Autodesk Revit MEP 2011 | IfcFlowTerminal | 23zemjdlrEywu0vwSxM2Bs | n/a | n/a | n/a | n/a | n/a | n/a
Light Fixture B1-010 | danielle.r.love@usace.army.mil | 2011-09-14T17:02:59 | Light Fixture B1 | 1E07 | M_Troffer Light - Parabolic Rectangular:0600x1200mm(2 Lamp) - 120V:0600x1200mm(2 Lamp) - 120V:826140 | Autodesk Revit MEP 2011 | IfcFlowTerminal | 3dg6tDRA54OxNLWvKHl6Aj | n/a | n/a | n/a | n/a | n/a | n/a
Light Fixture B1-011 | danielle.r.love@usace.army.mil | 2011-09-14T17:02:59 | Light Fixture B1 | 1E07 | M_Troffer Light - Parabolic Rectangular:0600x1200mm(2 Lamp) - 120V:0600x1200mm(2 Lamp) - 120V:826172 | Autodesk Revit MEP 2011 | IfcFlowTerminal | 3dg6tDRA54OxNLWvKHl6AD | n/a | n/a | n/a | n/a | n/a | n/a
Light Fixture B1-012 | danielle.r.love@usace.army.mil | 2011-09-14T17:02:59 | Light Fixture B1 | 1E07 | M_Troffer Light - Parabolic Rectangular:0600x1200mm(2 Lamp) - 120V:0600x1200mm(2 Lamp) - 120V:826180 | Autodesk Revit MEP 2011 | IfcFlowTerminal | 3dg6tDRA54OxNLWvKHl6Br | n/a | n/a | n/a | n/a | n/a | n/a
Light Fixture B1-013 | danielle.r.love@usace.army.mil | 2011-09-14T17:02:59 | Light Fixture B1 | 1E07 | M_Troffer Light - Parabolic Rectangular:0600x1200mm(2 Lamp) - 120V:0600x1200mm(2 Lamp) - 120V:826190 | Autodesk Revit MEP 2011 | IfcFlowTerminal | 3dg6tDRA54OxNLWvKHl6B$ | n/a | n/a | n/a | n/a | n/a | n/a
Light Fixture B1-014 | danielle.r.love@usace.army.mil | 2011-09-14T17:02:59 | Light Fixture B1 | 1E08 | M_Troffer Light - Parabolic Rectangular:0600x1200mm(2 Lamp) - 120V:0600x1200mm(2 Lamp) - 120V:738539 | Autodesk Revit MEP 2011 | IfcFlowTerminal | 23zemjdlrEywu0vwSxM2B6 | n/a | n/a | n/a | n/a | n/a | n/a
Light Fixture B1-015 | danielle.r.love@usace.army.mil | 2011-09-14T17:02:59 | Light Fixture B1 | 1E08 | M_Troffer Light - Parabolic Rectangular:0600x1200mm(2 Lamp) - 120V:0600x1200mm(2 Lamp) - 120V:738547 | Autodesk Revit MEP 2011 | IfcFlowTerminal | 23zemjdlrEywu0vwSxM2BU | n/a | n/a | n/a | n/a | n/a | n/a
Light Fixture B1-016 | danielle.r.love@usace.army.mil | 2011-09-14T17:02:59 | Light Fixture B1 | 1E11 | M_Troffer Light - Parabolic Rectangular:0600x1200mm(2 Lamp) - 120V:0600x1200mm(2 Lamp) - 120V:738653 | Autodesk Revit MEP 2011 | IfcFlowTerminal | 1VtcqOrav5Tvkak81kVRpA | n/a | n/a | n/a | n/a | n/a | n/a
Light Fixture B1-017 | danielle.r.love@usace.army.mil | 2011-09-14T17:02:59 | Light Fixture B1 | 1E11 | M_Troffer Light - Parabolic Rectangular:0600x1200mm(2 Lamp) - 120V:0600x1200mm(2 Lamp) - 120V:738661 | Autodesk Revit MEP 2011 | IfcFlowTerminal | 1VtcqOrav5Tvkak81kVRpo | n/a | n/a | n/a | n/a | n/a | n/a
Light Fixture B1-018 | danielle.r.love@usace.army.mil | 2011-09-14T17:02:59 | Light Fixture B1 | 1E14 | M_Troffer Light - Parabolic Rectangular:0600x1200mm(2 Lamp) - 120V:0600x1200mm(2 Lamp) - 120V:738695 | Autodesk Revit MEP 2011 | IfcFlowTerminal | 1VtcqOrav5Tvkak81kVRmG | n/a | n/a | n/a | n/a | n/a | n/a
Light Fixture B1-019 | danielle.r.love@usace.army.mil | 2011-09-14T17:02:59 | Light Fixture B1 | 1E14 | M_Troffer Light - Parabolic Rectangular:0600x1200mm(2 Lamp) - 120V:0600x1200mm(2 Lamp) - 120V:738703 | Autodesk Revit MEP 2011 | IfcFlowTerminal | 1VtcqOrav5Tvkak81kVRmO | n/a | n/a | n/a | n/a | n/a | n/a
Light Fixture B1-020 | danielle.r.love@usace.army.mil | 2011-09-14T17:02:59 | Light Fixture B1 | 1E14 | M_Troffer Light - Parabolic Rectangular:0600x1200mm(2 Lamp) - 120V:0600x1200mm(2 Lamp) - 120V:738713 | Autodesk Revit MEP 2011 | IfcFlowTerminal | 1VtcqOrav5Tvkak81kVRmE | n/a | n/a | n/a | n/a | n/a | n/a
Light Fixture B1-021 | danielle.r.love@usace.army.mil | 2011-09-14T17:02:59 | Light Fixture B1 | 1E16 | M_Troffer Light - Parabolic Rectangular:0600x1200mm(2 Lamp) - 120V:0600x1200mm(2 Lamp) - 120V:740074 | Autodesk Revit MEP 2011 | IfcFlowTerminal | 0jQ9LiL9v909pyRa4VVtMs | n/a | n/a | n/a | n/a | n/a | n/a
Light Fixture B1-022 | danielle.r.love@usace.army.mil | 2011-09-14T17:02:59 | Light Fixture B1 | 1E16 | M_Troffer Light - Parabolic Rectangular:0600x1200mm(2 Lamp) - 120V:0600x1200mm(2 Lamp) - 120V:740090 | Autodesk Revit MEP 2011 | IfcFlowTerminal | 0jQ9LiL9v909pyRa4VVtMc | n/a | n/a | n/a | n/a | n/a | n/a
Light Fixture B1-023 | danielle.r.love@usace.army.mil | 2011-09-14T17:02:59 | Light Fixture B1 | 1E16 | M_Troffer Light - Parabolic Rectangular:0600x1200mm(2 Lamp) - 120V:0600x1200mm(2 Lamp) - 120V:740102 | Autodesk Revit MEP 2011 | IfcFlowTerminal | 0jQ9LiL9v909pyRa4VVtHQ | n/a | n/a | n/a | n/a | n/a | n/a
Light Fixture B1-024 | danielle.r.love@usace.army.mil | 2011-09-14T17:02:59 | Light Fixture B1 | 1E16 | M_Troffer Light - Parabolic Rectangular:0600x1200mm(2 Lamp) - 120V:0600x1200mm(2 Lamp) - 120V:740112 | Autodesk Revit MEP 2011 | IfcFlowTerminal | 0jQ9LiL9v909pyRa4VVtHC | n/a | n/a | n/a | n/a | n/a | n/a
Light Fixture B1-025 | danielle.r.love@usace.army.mil | 2011-09-14T17:02:59 | Light Fixture B1 | 1E16 | M_Troffer Light - Parabolic Rectangular:0600x1200mm(2 Lamp) - 120V:0600x1200mm(2 Lamp) - 120V:740120 | Autodesk Revit MEP 2011 | IfcFlowTerminal | 0jQ9LiL9v909pyRa4VVtH4 | n/a | n/a | n/a | n/a | n/a | n/a
Light Fixture B1-026 | danielle.r.love@usace.army.mil | 2011-09-14T17:02:59 | Light Fixture B1 | 1E16 | M_Troffer Light - Parabolic Rectangular:0600x1200mm(2 Lamp) - 120V:0600x1200mm(2 Lamp) - 120V:740128 | Autodesk Revit MEP 2011 | IfcFlowTerminal | 0jQ9LiL9v909pyRa4VVtHy | n/a | n/a | n/a | n/a | n/a | n/a
Light Fixture B1-027 | danielle.r.love@usace.army.mil | 2011-09-14T17:02:59 | Light Fixture B1 | 1E16 | M_Troffer Light - Parabolic Rectangular:0600x1200mm(2 Lamp) - 120V:0600x1200mm(2 Lamp) - 120V:740142 | Autodesk Revit MEP 2011 | IfcFlowTerminal | 0jQ9LiL9v909pyRa4VVtHo | n/a | n/a | n/a | n/a | n/a | n/a
Light Fixture B1-028 | danielle.r.love@usace.army.mil | 2011-09-14T17:02:59 | Light Fixture B1 | 1E16 | M_Troffer Light - Parabolic Rectangular:0600x1200mm(2 Lamp) - 120V:0600x1200mm(2 Lamp) - 120V:740152 | Autodesk Revit MEP 2011 | IfcFlowTerminal | 0jQ9LiL9v909pyRa4VVtHa | n/a | n/a | n/a | n/a | n/a | n/a
Light Fixture B1-029 | danielle.r.love@usace.army.mil | 2011-09-14T17:02:59 | Light Fixture B1 | 1E18 | M_Troffer Light - Parabolic Rectangular:0600x1200mm(2 Lamp) - 120V:0600x1200mm(2 Lamp) - 120V:740164 | Autodesk Revit MEP 2011 | IfcFlowTerminal | 0jQ9LiL9v909pyRa4VVtGO | n/a | n/a | n/a | n/a | n/a | n/a
Light Fixture B1-030 | danielle.r.love@usace.army.mil | 2011-09-14T17:02:59 | Light Fixture B1 | 1E18 | M_Troffer Light - Parabolic Rectangular:0600x1200mm(2 Lamp) - 120V:0600x1200mm(2 Lamp) - 120V:740172 | Autodesk Revit MEP 2011 | IfcFlowTerminal | 0jQ9LiL9v909pyRa4VVtGG | n/a | n/a | n/a | n/a | n/a | n/a
Light Fixture B1-031 | danielle.r.love@usace.army.mil | 2011-09-14T17:02:59 | Light Fixture B1 | 1E18 | M_Troffer Light - Parabolic Rectangular:0600x1200mm(2 Lamp) - 120V:0600x1200mm(2 Lamp) - 120V:740180 | Autodesk Revit MEP 2011 | IfcFlowTerminal | 0jQ9LiL9v909pyRa4VVtG8 | n/a | n/a | n/a | n/a | n/a | n/a
Light Fixture B1-032 | danielle.r.love@usace.army.mil | 2011-09-14T17:02:59 | Light Fixture B1 | 1E22 | M_Troffer Light - Parabolic Rectangular:0600x1200mm(2 Lamp) - 120V:0600x1200mm(2 Lamp) - 120V:740932 | Autodesk Revit MEP 2011 | IfcFlowTerminal | 2ikEQjpcTDnxUN0yGA3WOI | n/a | n/a | n/a | n/a | n/a | n/a
Light Fixture B1-033 | danielle.r.love@usace.army.mil | 2011-09-14T17:02:59 | Light Fixture B1 | 1E23 | M_Troffer Light - Parabolic Rectangular:0600x1200mm(2 Lamp) - 120V:0600x1200mm(2 Lamp) - 120V:740944 | Autodesk Revit MEP 2011 | IfcFlowTerminal | 2ikEQjpcTDnxUN0yGA3WO6 | n/a | n/a | n/a | n/a | n/a | n/a
Light Fixture B1-034 | danielle.r.love@usace.army.mil | 2011-09-14T17:02:59 | Light Fixture B1 | 1E23 | M_Troffer Light - Parabolic Rectangular:0600x1200mm(2 Lamp) - 120V:0600x1200mm(2 Lamp) - 120V:740952 | Autodesk Revit MEP 2011 | IfcFlowTerminal | 2ikEQjpcTDnxUN0yGA3WOE | n/a | n/a | n/a | n/a | n/a | n/a
Light Fixture B1-035 | danielle.r.love@usace.army.mil | 2011-09-14T17:02:59 | Light Fixture B1 | 1E24 | M_Troffer Light - Parabolic Rectangular:0600x1200mm(2 Lamp) - 120V:0600x1200mm(2 Lamp) - 120V:740198 | Autodesk Revit MEP 2011 | IfcFlowTerminal | 0jQ9LiL9v909pyRa4VVtGw | n/a | n/a | n/a | n/a | n/a | n/a
Light Fixture B1-036 | danielle.r.love@usace.army.mil | 2011-09-14T17:02:59 | Light Fixture B1 | 1E24 | M_Troffer Light - Parabolic Rectangular:0600x1200mm(2 Lamp) - 120V:0600x1200mm(2 Lamp) - 120V:740206 | Autodesk Revit MEP 2011 | IfcFlowTerminal | 0jQ9LiL9v909pyRa4VVtGo | n/a | n/a | n/a | n/a | n/a | n/a
Light Fixture B1-037 | danielle.r.love@usace.army.mil | 2011-09-14T17:02:59 | Light Fixture B1 | 1E24 | M_Troffer Light - Parabolic Rectangular:0600x1200mm(2 Lamp) - 120V:0600x1200mm(2 Lamp) - 120V:740222 | Autodesk Revit MEP 2011 | IfcFlowTerminal | 0jQ9LiL9v909pyRa4VVtGY | n/a | n/a | n/a | n/a | n/a | n/a
Light Fixture B1-038 | danielle.r.love@usace.army.mil | 2011-09-14T17:02:59 | Light Fixture B1 | 1E24 | M_Troffer Light - Parabolic Rectangular:0600x1200mm(2 Lamp) - 120V:0600x1200mm(2 Lamp) - 120V:740236 | Autodesk Revit MEP 2011 | IfcFlowTerminal | 0jQ9LiL9v909pyRa4VVtJG | n/a | n/a | n/a | n/a | n/a | n/a
Light Fixture B1-039 | danielle.r.love@usace.army.mil | 2011-09-14T17:02:59 | Light Fixture B1 | 1E24 | M_Troffer Light - Parabolic Rectangular:0600x1200mm(2 Lamp) - 120V:0600x1200mm(2 Lamp) - 120V:740244 | Autodesk Revit MEP 2011 | IfcFlowTerminal | 0jQ9LiL9v909pyRa4VVtJ8 | n/a | n/a | n/a | n/a | n/a | n/a
Light Fixture B1-040 | danielle.r.love@usace.army.mil | 2011-09-14T17:02:59 | Light Fixture B1 | 1E24 | M_Troffer Light - Parabolic Rectangular:0600x1200mm(2 Lamp) - 120V:0600x1200mm(2 Lamp) - 120V:740252 | Autodesk Revit MEP 2011 | IfcFlowTerminal | 0jQ9LiL9v909pyRa4VVtJ0 | n/a | n/a | n/a | n/a | n/a | n/a
Light Fixture B1-041 | danielle.r.love@usace.army.mil | 2011-09-14T17:02:59 | Light Fixture B1 | 1E24 | M_Troffer Light - Parabolic Rectangular:0600x1200mm(2 Lamp) - 120V:0600x1200mm(2 Lamp) - 120V:740264 | Autodesk Revit MEP 2011 | IfcFlowTerminal | 0jQ9LiL9v909pyRa4VVtJq | n/a | n/a | n/a | n/a | n/a | n/a
Light Fixture B1-042 | danielle.r.love@usace.army.mil | 2011-09-14T17:02:59 | Light Fixture B1 | 1E24 | M_Troffer Light - Parabolic Rectangular:0600x1200mm(2 Lamp) - 120V:0600x1200mm(2 Lamp) - 120V:740274 | Autodesk Revit MEP 2011 | IfcFlowTerminal | 0jQ9LiL9v909pyRa4VVtJk | n/a | n/a | n/a | n/a | n/a | n/a
Light Fixture B1-043 | danielle.r.love@usace.army.mil | 2011-09-14T17:02:59 | Light Fixture B1 | 1E24 | M_Troffer Light - Parabolic Rectangular:0600x1200mm(2 Lamp) - 120V:0600x1200mm(2 Lamp) - 120V:740282 | Autodesk Revit MEP 2011 | IfcFlowTerminal | 0jQ9LiL9v909pyRa4VVtJc | n/a | n/a | n/a | n/a | n/a | n/a
Light Fixture B1-044 | danielle.r.love@usace.army.mil | 2011-09-14T17:02:59 | Light Fixture B1 | 1E24 | M_Troffer Light - Parabolic Rectangular:0600x1200mm(2 Lamp) - 120V:0600x1200mm(2 Lamp) - 120V:740292 | Autodesk Revit MEP 2011 | IfcFlowTerminal | 0jQ9LiL9v909pyRa4VVtIO | n/a | n/a | n/a | n/a | n/a | n/a
Light Fixture B1-045 | danielle.r.love@usace.army.mil | 2011-09-14T17:02:59 | Light Fixture B1 | 1E24 | M_Troffer Light - Parabolic Rectangular:0600x1200mm(2 Lamp) - 120V:0600x1200mm(2 Lamp) - 120V:740300 | Autodesk Revit MEP 2011 | IfcFlowTerminal | 0jQ9LiL9v909pyRa4VVtIG | n/a | n/a | n/a | n/a | n/a | n/a
Light Fixture B1-046 | danielle.r.love@usace.army.mil | 2011-09-14T17:02:59 | Light Fixture B1 | 1E24 | M_Troffer Light - Parabolic Rectangular:0600x1200mm(2 Lamp) - 120V:0600x1200mm(2 Lamp) - 120V:740310 | Autodesk Revit MEP 2011 | IfcFlowTerminal | 0jQ9LiL9v909pyRa4VVtIA | n/a | n/a | n/a | n/a | n/a | n/a
Light Fixture B1-047 | danielle.r.love@usace.army.mil | 2011-09-14T17:02:59 | Light Fixture B1 | 1E24 | M_Troffer Light - Parabolic Rectangular:0600x1200mm(2 Lamp) - 120V:0600x1200mm(2 Lamp) - 120V:740318 | Autodesk Revit MEP 2011 | IfcFlowTerminal | 0jQ9LiL9v909pyRa4VVtI2 | n/a | n/a | n/a | n/a | n/a | n/a
Light Fixture B1-048 | danielle.r.love@usace.army.mil | 2011-09-14T17:02:59 | Light Fixture B1 | 1E24 | M_Troffer Light - Parabolic Rectangular:0600x1200mm(2 Lamp) - 120V:0600x1200mm(2 Lamp) - 120V:740326 | Autodesk Revit MEP 2011 | IfcFlowTerminal | 0jQ9LiL9v909pyRa4VVtIw | n/a | n/a | n/a | n/a | n/a | n/a
Light Fixture B1-049 | danielle.r.love@usace.army.mil | 2011-09-14T17:02:59 | Light Fixture B1 | 1E26 | M_Troffer Light - Parabolic Rectangular:0600x1200mm(2 Lamp) - 120V:0600x1200mm(2 Lamp) - 120V:740475 | Autodesk Revit MEP 2011 | IfcFlowTerminal | 0jQ9LiL9v909pyRa4VVtCd | n/a | n/a | n/a | n/a | n/a | n/a
Light Fixture B1-050 | danielle.r.love@usace.army.mil | 2011-09-14T17:02:59 | Light Fixture B1 | 1E26 | M_Troffer Light - Parabolic Rectangular:0600x1200mm(2 Lamp) - 120V:0600x1200mm(2 Lamp) - 120V:740485 | Autodesk Revit MEP 2011 | IfcFlowTerminal | 0jQ9LiL9v909pyRa4VVtFP | n/a | n/a | n/a | n/a | n/a | n/a
Light Fixture B1-051 | danielle.r.love@usace.army.mil | 2011-09-14T17:02:59 | Light Fixture B1 | 1E26 | M_Troffer Light - Parabolic Rectangular:0600x1200mm(2 Lamp) - 120V:0600x1200mm(2 Lamp) - 120V:740497 | Autodesk Revit MEP 2011 | IfcFlowTerminal | 0jQ9LiL9v909pyRa4VVtFD | n/a | n/a | n/a | n/a | n/a | n/a
Light Fixture B1-052 | danielle.r.love@usace.army.mil | 2011-09-14T17:02:59 | Light Fixture B1 | 1E27 | M_Troffer Light - Parabolic Rectangular:0600x1200mm(2 Lamp) - 120V:0600x1200mm(2 Lamp) - 120V:740505 | Autodesk Revit MEP 2011 | IfcFlowTerminal | 0jQ9LiL9v909pyRa4VVtF5 | n/a | n/a | n/a | n/a | n/a | n/a
Light Fixture B1-053 | danielle.r.love@usace.army.mil | 2011-09-14T17:02:59 | Light Fixture B1 | 1E28 | M_Troffer Light - Parabolic Rectangular:0600x1200mm(2 Lamp) - 120V:0600x1200mm(2 Lamp) - 120V:740515 | Autodesk Revit MEP 2011 | IfcFlowTerminal | 0jQ9LiL9v909pyRa4VVtF$ | n/a | n/a | n/a | n/a | n/a | n/a
Light Fixture B1-054 | danielle.r.love@usace.army.mil | 2011-09-14T17:02:59 | Light Fixture B1 | 1E28 | M_Troffer Light - Parabolic Rectangular:0600x1200mm(2 Lamp) - 120V:0600x1200mm(2 Lamp) - 120V:740523 | Autodesk Revit MEP 2011 | IfcFlowTerminal | 0jQ9LiL9v909pyRa4VVtFt | n/a | n/a | n/a | n/a | n/a | n/a
Light Fixture B1-055 | danielle.r.love@usace.army.mil | 2011-09-14T17:02:59 | Light Fixture B1 | 1E29 | M_Troffer Light - Parabolic Rectangular:0600x1200mm(2 Lamp) - 120V:0600x1200mm(2 Lamp) - 120V:740439 | Autodesk Revit MEP 2011 | IfcFlowTerminal | 0jQ9LiL9v909pyRa4VVtCB | n/a | n/a | n/a | n/a | n/a | n/a
Light Fixture B1-056 | danielle.r.love@usace.army.mil | 2011-09-14T17:02:59 | Light Fixture B1 | 1E29 | M_Troffer Light - Parabolic Rectangular:0600x1200mm(2 Lamp) - 120V:0600x1200mm(2 Lamp) - 120V:740440 | Autodesk Revit MEP 2011 | IfcFlowTerminal | 0jQ9LiL9v909pyRa4VVtC4 | n/a | n/a | n/a | n/a | n/a | n/a
Light Fixture B1-057 | danielle.r.love@usace.army.mil | 2011-09-14T17:02:59 | Light Fixture B1 | 1E30 | M_Troffer Light - Parabolic Rectangular:0600x1200mm(2 Lamp) - 120V:0600x1200mm(2 Lamp) - 120V:740188 | Autodesk Revit MEP 2011 | IfcFlowTerminal | 0jQ9LiL9v909pyRa4VVtG0 | n/a | n/a | n/a | n/a | n/a | n/a
Light Fixture B1-058 | danielle.r.love@usace.army.mil | 2011-09-14T17:02:59 | Light Fixture B1 | 1E33 | M_Troffer Light - Parabolic Rectangular:0600x1200mm(2 Lamp) - 120V:0600x1200mm(2 Lamp) - 120V:738675 | Autodesk Revit MEP 2011 | IfcFlowTerminal | 1VtcqOrav5Tvkak81kVRpa | n/a | n/a | n/a | n/a | n/a | n/a
Light Fixture B1-059 | danielle.r.love@usace.army.mil | 2011-09-14T17:02:59 | Light Fixture B1 | 1E33 | M_Troffer Light - Parabolic Rectangular:0600x1200mm(2 Lamp) - 120V:0600x1200mm(2 Lamp) - 120V:738685 | Autodesk Revit MEP 2011 | IfcFlowTerminal | 1VtcqOrav5Tvkak81kVRpg | n/a | n/a | n/a | n/a | n/a | n/a
Light Fixture B1-060 | danielle.r.love@usace.army.mil | 2011-09-14T17:02:59 | Light Fixture B1 | 1A03 | M_Troffer Light - Parabolic Rectangular:0600x1200mm(2 Lamp) - 120V:0600x1200mm(2 Lamp) - 120V:739871 | Autodesk Revit MEP 2011 | IfcFlowTerminal | 1Ew_8oRPr27vHUxllyBcRF | n/a | n/a | n/a | n/a | n/a | n/a
Light Fixture B1-061 | danielle.r.love@usace.army.mil | 2011-09-14T17:02:59 | Light Fixture B1 | 1A03 | M_Troffer Light - Parabolic Rectangular:0600x1200mm(2 Lamp) - 120V:0600x1200mm(2 Lamp) - 120V:739879 | Autodesk Revit MEP 2011 | IfcFlowTerminal | 1Ew_8oRPr27vHUxllyBcRt | n/a | n/a | n/a | n/a | n/a | n/a
Light Fixture B1-062 | danielle.r.love@usace.army.mil | 2011-09-14T17:02:59 | Light Fixture B1 | 1A04 | M_Troffer Light - Parabolic Rectangular:0600x1200mm(2 Lamp) - 120V:0600x1200mm(2 Lamp) - 120V:739911 | Autodesk Revit MEP 2011 | IfcFlowTerminal | 1Ew_8oRPr27vHUxllyBcQN | n/a | n/a | n/a | n/a | n/a | n/a
Light Fixture B1-063 | danielle.r.love@usace.army.mil | 2011-09-14T17:02:59 | Light Fixture B1 | 1A04 | M_Troffer Light - Parabolic Rectangular:0600x1200mm(2 Lamp) - 120V:0600x1200mm(2 Lamp) - 120V:739919 | Autodesk Revit MEP 2011 | IfcFlowTerminal | 1Ew_8oRPr27vHUxllyBcQV | n/a | n/a | n/a | n/a | n/a | n/a
Light Fixture B1-064 | danielle.r.love@usace.army.mil | 2011-09-14T17:02:59 | Light Fixture B1 | 1A05 | M_Troffer Light - Parabolic Rectangular:0600x1200mm(2 Lamp) - 120V:0600x1200mm(2 Lamp) - 120V:739891 | Autodesk Revit MEP 2011 | IfcFlowTerminal | 1Ew_8oRPr27vHUxllyBcRZ | n/a | n/a | n/a | n/a | n/a | n/a
Light Fixture B1-065 | danielle.r.love@usace.army.mil | 2011-09-14T17:02:59 | Light Fixture B1 | 1A05 | M_Troffer Light - Parabolic Rectangular:0600x1200mm(2 Lamp) - 120V:0600x1200mm(2 Lamp) - 120V:739901 | Autodesk Revit MEP 2011 | IfcFlowTerminal | 1Ew_8oRPr27vHUxllyBcRj | n/a | n/a | n/a | n/a | n/a | n/a
Light Fixture B1-066 | danielle.r.love@usace.army.mil | 2011-09-14T17:02:59 | Light Fixture B1 | 1A06 | M_Troffer Light - Parabolic Rectangular:0600x1200mm(2 Lamp) - 120V:0600x1200mm(2 Lamp) - 120V:740028 | Autodesk Revit MEP 2011 | IfcFlowTerminal | 0jQ9LiL9v909pyRa4VVtNW | n/a | n/a | n/a | n/a | n/a | n/a
Light Fixture B1-067 | danielle.r.love@usace.army.mil | 2011-09-14T17:02:59 | Light Fixture B1 | 1A06 | M_Troffer Light - Parabolic Rectangular:0600x1200mm(2 Lamp) - 120V:0600x1200mm(2 Lamp) - 120V:740036 | Autodesk Revit MEP 2011 | IfcFlowTerminal | 0jQ9LiL9v909pyRa4VVtMO | n/a | n/a | n/a | n/a | n/a | n/a
Light Fixture B1-068 | danielle.r.love@usace.army.mil | 2011-09-14T17:02:59 | Light Fixture B1 | 1A07 | M_Troffer Light - Parabolic Rectangular:0600x1200mm(2 Lamp) - 120V:0600x1200mm(2 Lamp) - 120V:740044 | Autodesk Revit MEP 2011 | IfcFlowTerminal | 0jQ9LiL9v909pyRa4VVtMG | n/a | n/a | n/a | n/a | n/a | n/a
Light Fixture B1-069 | danielle.r.love@usace.army.mil | 2011-09-14T17:02:59 | Light Fixture B1 | 1A07 | M_Troffer Light - Parabolic Rectangular:0600x1200mm(2 Lamp) - 120V:0600x1200mm(2 Lamp) - 120V:740052 | Autodesk Revit MEP 2011 | IfcFlowTerminal | 0jQ9LiL9v909pyRa4VVtM8 | n/a | n/a | n/a | n/a | n/a | n/a
Light Fixture B1-070 | danielle.r.love@usace.army.mil | 2011-09-14T17:02:59 | Light Fixture B1 | 1A08 | M_Troffer Light - Parabolic Rectangular:0600x1200mm(2 Lamp) - 120V:0600x1200mm(2 Lamp) - 120V:740762 | Autodesk Revit MEP 2011 | IfcFlowTerminal | 2ikEQjpcTDnxUN0yGA3WNC | n/a | n/a | n/a | n/a | n/a | n/a
Light Fixture B1-071 | danielle.r.love@usace.army.mil | 2011-09-14T17:02:59 | Light Fixture B1 | 1A08 | M_Troffer Light - Parabolic Rectangular:0600x1200mm(2 Lamp) - 120V:0600x1200mm(2 Lamp) - 120V:740770 | Autodesk Revit MEP 2011 | IfcFlowTerminal | 2ikEQjpcTDnxUN0yGA3WNq | n/a | n/a | n/a | n/a | n/a | n/a
Light Fixture B1-072 | danielle.r.love@usace.army.mil | 2011-09-14T17:02:59 | Light Fixture B1 | 1A09 | M_Troffer Light - Parabolic Rectangular:0600x1200mm(2 Lamp) - 120V:0600x1200mm(2 Lamp) - 120V:740780 | Autodesk Revit MEP 2011 | IfcFlowTerminal | 2ikEQjpcTDnxUN0yGA3WNw | n/a | n/a | n/a | n/a | n/a | n/a
Light Fixture B1-073 | danielle.r.love@usace.army.mil | 2011-09-14T17:02:59 | Light Fixture B1 | 1A10 | M_Troffer Light - Parabolic Rectangular:0600x1200mm(2 Lamp) - 120V:0600x1200mm(2 Lamp) - 120V:739715 | Autodesk Revit MEP 2011 | IfcFlowTerminal | 1Ew_8oRPr27vHUxllyBcLJ | n/a | n/a | n/a | n/a | n/a | n/a
Light Fixture B1-074 | danielle.r.love@usace.army.mil | 2011-09-14T17:02:59 | Light Fixture B1 | 1A10 | M_Troffer Light - Parabolic Rectangular:0600x1200mm(2 Lamp) - 120V:0600x1200mm(2 Lamp) - 120V:739725 | Autodesk Revit MEP 2011 | IfcFlowTerminal | 1Ew_8oRPr27vHUxllyBcLT | n/a | n/a | n/a | n/a | n/a | n/a
Light Fixture B1-075 | danielle.r.love@usace.army.mil | 2011-09-14T17:02:59 | Light Fixture B1 | 1A12 | M_Troffer Light - Parabolic Rectangular:0600x1200mm(2 Lamp) - 120V:0600x1200mm(2 Lamp) - 120V:740788 | Autodesk Revit MEP 2011 | IfcFlowTerminal | 2ikEQjpcTDnxUN0yGA3WNY | n/a | n/a | n/a | n/a | n/a | n/a
Light Fixture B1-076 | danielle.r.love@usace.army.mil | 2011-09-14T17:02:59 | Light Fixture B1 | 1A15 | M_Troffer Light - Parabolic Rectangular:0600x1200mm(2 Lamp) - 120V:0600x1200mm(2 Lamp) - 120V:739849 | Autodesk Revit MEP 2011 | IfcFlowTerminal | 1Ew_8oRPr27vHUxllyBcRP | n/a | n/a | n/a | n/a | n/a | n/a
Light Fixture B1-077 | danielle.r.love@usace.army.mil | 2011-09-14T17:02:59 | Light Fixture B1 | 1A15 | M_Troffer Light - Parabolic Rectangular:0600x1200mm(2 Lamp) - 120V:0600x1200mm(2 Lamp) - 120V:739861 | Autodesk Revit MEP 2011 | IfcFlowTerminal | 1Ew_8oRPr27vHUxllyBcR5 | n/a | n/a | n/a | n/a | n/a | n/a
Light Fixture B1-078 | danielle.r.love@usace.army.mil | 2011-09-14T17:02:59 | Light Fixture B1 | 1B01 | M_Troffer Light - Parabolic Rectangular:0600x1200mm(2 Lamp) - 120V:0600x1200mm(2 Lamp) - 120V:741068 | Autodesk Revit MEP 2011 | IfcFlowTerminal | 2ikEQjpcTDnxUN0yGA3WQQ | n/a | n/a | n/a | n/a | n/a | n/a
Light Fixture B1-079 | danielle.r.love@usace.army.mil | 2011-09-14T17:02:59 | Light Fixture B1 | 1B01 | M_Troffer Light - Parabolic Rectangular:0600x1200mm(2 Lamp) - 120V:0600x1200mm(2 Lamp) - 120V:741074 | Autodesk Revit MEP 2011 | IfcFlowTerminal | 2ikEQjpcTDnxUN0yGA3WQ4 | n/a | n/a | n/a | n/a | n/a | n/a
Light Fixture B1-080 | danielle.r.love@usace.army.mil | 2011-09-14T17:02:59 | Light Fixture B1 | 1B04 | M_Troffer Light - Parabolic Rectangular:0600x1200mm(2 Lamp) - 120V:0600x1200mm(2 Lamp) - 120V:738254 | Autodesk Revit MEP 2011 | IfcFlowTerminal | 17wj1NfVL9RPoveuB_LVg1 | n/a | n/a | n/a | n/a | n/a | n/a
Light Fixture B1-081 | danielle.r.love@usace.army.mil | 2011-09-14T17:02:59 | Light Fixture B1 | 1B04 | M_Troffer Light - Parabolic Rectangular:0600x1200mm(2 Lamp) - 120V:0600x1200mm(2 Lamp) - 120V:738255 | Autodesk Revit MEP 2011 | IfcFlowTerminal | 17wj1NfVL9RPoveuB_LVg0 | n/a | n/a | n/a | n/a | n/a | n/a
Light Fixture B1-082 | danielle.r.love@usace.army.mil | 2011-09-14T17:02:59 | Light Fixture B1 | 1B04 | M_Troffer Light - Parabolic Rectangular:0600x1200mm(2 Lamp) - 120V:0600x1200mm(2 Lamp) - 120V:738265 | Autodesk Revit MEP 2011 | IfcFlowTerminal | 17wj1NfVL9RPoveuB_LVgM | n/a | n/a | n/a | n/a | n/a | n/a
Light Fixture B1-083 | danielle.r.love@usace.army.mil | 2011-09-14T17:02:59 | Light Fixture B1 | 1B04 | M_Troffer Light - Parabolic Rectangular:0600x1200mm(2 Lamp) - 120V:0600x1200mm(2 Lamp) - 120V:738276 | Autodesk Revit MEP 2011 | IfcFlowTerminal | 17wj1NfVL9RPoveuB_LVgh | n/a | n/a | n/a | n/a | n/a | n/a
Light Fixture B1-084 | danielle.r.love@usace.army.mil | 2011-09-14T17:02:59 | Light Fixture B1 | 1B04 | M_Troffer Light - Parabolic Rectangular:0600x1200mm(2 Lamp) - 120V:0600x1200mm(2 Lamp) - 120V:738277 | Autodesk Revit MEP 2011 | IfcFlowTerminal | 17wj1NfVL9RPoveuB_LVgg | n/a | n/a | n/a | n/a | n/a | n/a
Light Fixture B1-085 | danielle.r.love@usace.army.mil | 2011-09-14T17:02:59 | Light Fixture B1 | 1B04 | M_Troffer Light - Parabolic Rectangular:0600x1200mm(2 Lamp) - 120V:0600x1200mm(2 Lamp) - 120V:738286 | Autodesk Revit MEP 2011 | IfcFlowTerminal | 17wj1NfVL9RPoveuB_LVgX | n/a | n/a | n/a | n/a | n/a | n/a
Light Fixture B1-086 | danielle.r.love@usace.army.mil | 2011-09-14T17:02:59 | Light Fixture B1 | 1B04 | M_Troffer Light - Parabolic Rectangular:0600x1200mm(2 Lamp) - 120V:0600x1200mm(2 Lamp) - 120V:738383 | Autodesk Revit MEP 2011 | IfcFlowTerminal | 23zemjdlrEywu0vwSxM29Y | n/a | n/a | n/a | n/a | n/a | n/a
Light Fixture B1-087 | danielle.r.love@usace.army.mil | 2011-09-14T17:02:59 | Light Fixture B1 | 1B06 | M_Troffer Light - Parabolic Rectangular:0600x1200mm(2 Lamp) - 120V:0600x1200mm(2 Lamp) - 120V:737660 | Autodesk Revit MEP 2011 | IfcFlowTerminal | 36gs2_li932QR3btkQ2GAo | n/a | n/a | n/a | n/a | n/a | n/a
Light Fixture B1-088 | danielle.r.love@usace.army.mil | 2011-09-14T17:02:59 | Light Fixture B1 | 1B06 | M_Troffer Light - Parabolic Rectangular:0600x1200mm(2 Lamp) - 120V:0600x1200mm(2 Lamp) - 120V:737678 | Autodesk Revit MEP 2011 | IfcFlowTerminal | 2FyTkPjK9BvRWrsrCGCvLK | n/a | n/a | n/a | n/a | n/a | n/a
Light Fixture B1-089 | danielle.r.love@usace.army.mil | 2011-09-14T17:02:59 | Light Fixture B1 | 1B08 | M_Troffer Light - Parabolic Rectangular:0600x1200mm(2 Lamp) - 120V:0600x1200mm(2 Lamp) - 120V:738197 | Autodesk Revit MEP 2011 | IfcFlowTerminal | 17wj1NfVL9RPoveuB_LVhQ | n/a | n/a | n/a | n/a | n/a | n/a
Light Fixture B1-090 | danielle.r.love@usace.army.mil | 2011-09-14T17:02:59 | Light Fixture B1 | 1B08 | M_Troffer Light - Parabolic Rectangular:0600x1200mm(2 Lamp) - 120V:0600x1200mm(2 Lamp) - 120V:738199 | Autodesk Revit MEP 2011 | IfcFlowTerminal | 17wj1NfVL9RPoveuB_LVhO | n/a | n/a | n/a | n/a | n/a | n/a
Light Fixture B1-091 | danielle.r.love@usace.army.mil | 2011-09-14T17:02:59 | Light Fixture B1 | 1B10 | M_Troffer Light - Parabolic Rectangular:0600x1200mm(2 Lamp) - 120V:0600x1200mm(2 Lamp) - 120V:738238 | Autodesk Revit MEP 2011 | IfcFlowTerminal | 17wj1NfVL9RPoveuB_LVhn | n/a | n/a | n/a | n/a | n/a | n/a
Light Fixture B1-092 | danielle.r.love@usace.army.mil | 2011-09-14T17:02:59 | Light Fixture B1 | 1B10 | M_Troffer Light - Parabolic Rectangular:0600x1200mm(2 Lamp) - 120V:0600x1200mm(2 Lamp) - 120V:738239 | Autodesk Revit MEP 2011 | IfcFlowTerminal | 17wj1NfVL9RPoveuB_LVhm | n/a | n/a | n/a | n/a | n/a | n/a
Light Fixture B1-093 | danielle.r.love@usace.army.mil | 2011-09-14T17:02:59 | Light Fixture B1 | 1B13 | M_Troffer Light - Parabolic Rectangular:0600x1200mm(2 Lamp) - 120V:0600x1200mm(2 Lamp) - 120V:740992 | Autodesk Revit MEP 2011 | IfcFlowTerminal | 2ikEQjpcTDnxUN0yGA3WRM | n/a | n/a | n/a | n/a | n/a | n/a
Light Fixture B1-094 | danielle.r.love@usace.army.mil | 2011-09-14T17:02:59 | Light Fixture B1 | 1B13 | M_Troffer Light - Parabolic Rectangular:0600x1200mm(2 Lamp) - 120V:0600x1200mm(2 Lamp) - 120V:741000 | Autodesk Revit MEP 2011 | IfcFlowTerminal | 2ikEQjpcTDnxUN0yGA3WRU | n/a | n/a | n/a | n/a | n/a | n/a
Light Fixture B1-095 | danielle.r.love@usace.army.mil | 2011-09-14T17:02:59 | Light Fixture B1 | 1B13 | M_Troffer Light - Parabolic Rectangular:0600x1200mm(2 Lamp) - 120V:0600x1200mm(2 Lamp) - 120V:741008 | Autodesk Revit MEP 2011 | IfcFlowTerminal | 2ikEQjpcTDnxUN0yGA3WR6 | n/a | n/a | n/a | n/a | n/a | n/a
Light Fixture B1-096 | danielle.r.love@usace.army.mil | 2011-09-14T17:02:59 | Light Fixture B1 | 1B13 | M_Troffer Light - Parabolic Rectangular:0600x1200mm(2 Lamp) - 120V:0600x1200mm(2 Lamp) - 120V:741014 | Autodesk Revit MEP 2011 | IfcFlowTerminal | 2ikEQjpcTDnxUN0yGA3WR0 | n/a | n/a | n/a | n/a | n/a | n/a
Light Fixture B1-097 | danielle.r.love@usace.army.mil | 2011-09-14T17:02:59 | Light Fixture B1 | 1B13 | M_Troffer Light - Parabolic Rectangular:0600x1200mm(2 Lamp) - 120V:0600x1200mm(2 Lamp) - 120V:741034 | Autodesk Revit MEP 2011 | IfcFlowTerminal | 2ikEQjpcTDnxUN0yGA3WRy | n/a | n/a | n/a | n/a | n/a | n/a
Light Fixture B1-098 | danielle.r.love@usace.army.mil | 2011-09-14T17:02:59 | Light Fixture B1 | 1B17 | M_Troffer Light - Parabolic Rectangular:0600x1200mm(2 Lamp) - 120V:0600x1200mm(2 Lamp) - 120V:740966 | Autodesk Revit MEP 2011 | IfcFlowTerminal | 2ikEQjpcTDnxUN0yGA3WOm | n/a | n/a | n/a | n/a | n/a | n/a
Light Fixture B1-099 | danielle.r.love@usace.army.mil | 2011-09-14T17:02:59 | Light Fixture B1 | 1B17 | M_Troffer Light - Parabolic Rectangular:0600x1200mm(2 Lamp) - 120V:0600x1200mm(2 Lamp) - 120V:740982 | Autodesk Revit MEP 2011 | IfcFlowTerminal | 2ikEQjpcTDnxUN0yGA3WOW | n/a | n/a | n/a | n/a | n/a | n/a
Light Fixture B1-100 | danielle.r.love@usace.army.mil | 2011-09-14T17:02:59 | Light Fixture B1 | 1C02 | M_Troffer Light - Parabolic Rectangular:0600x1200mm(2 Lamp) - 120V:0600x1200mm(2 Lamp) - 120V:740834 | Autodesk Revit MEP 2011 | IfcFlowTerminal | 2ikEQjpcTDnxUN0yGA3WMq | n/a | n/a | n/a | n/a | n/a | n/a
Light Fixture B1-101 | danielle.r.love@usace.army.mil | 2011-09-14T17:02:59 | Light Fixture B1 | 1C06 | M_Troffer Light - Parabolic Rectangular:0600x1200mm(2 Lamp) - 120V:0600x1200mm(2 Lamp) - 120V:739691 | Autodesk Revit MEP 2011 | IfcFlowTerminal | 1Ew_8oRPr27vHUxllyBcMx | n/a | n/a | n/a | n/a | n/a | n/a
Light Fixture B1-102 | danielle.r.love@usace.army.mil | 2011-09-14T17:02:59 | Light Fixture B1 | 1C14 | M_Troffer Light - Parabolic Rectangular:0600x1200mm(2 Lamp) - 120V:0600x1200mm(2 Lamp) - 120V:739639 | Autodesk Revit MEP 2011 | IfcFlowTerminal | 1Ew_8oRPr27vHUxllyBcNd | n/a | n/a | n/a | n/a | n/a | n/a
Light Fixture B1-103 | danielle.r.love@usace.army.mil | 2011-09-14T17:02:59 | Light Fixture B1 | 1C14 | M_Troffer Light - Parabolic Rectangular:0600x1200mm(2 Lamp) - 120V:0600x1200mm(2 Lamp) - 120V:739647 | Autodesk Revit MEP 2011 | IfcFlowTerminal | 1Ew_8oRPr27vHUxllyBcNl | n/a | n/a | n/a | n/a | n/a | n/a
Light Fixture B1-104 | danielle.r.love@usace.army.mil | 2011-09-14T17:02:59 | Light Fixture B1 | 1C17 | M_Troffer Light - Parabolic Rectangular:0600x1200mm(2 Lamp) - 120V:0600x1200mm(2 Lamp) - 120V:743971 | Autodesk Revit MEP 2011 | IfcFlowTerminal | 1MPejKGxvAxOPe64yBS3sZ | n/a | n/a | n/a | n/a | n/a | n/a
Light Fixture B1-105 | danielle.r.love@usace.army.mil | 2011-09-14T17:02:59 | Light Fixture B1 | 1C17 | M_Troffer Light - Parabolic Rectangular:0600x1200mm(2 Lamp) - 120V:0600x1200mm(2 Lamp) - 120V:744063 | Autodesk Revit MEP 2011 | IfcFlowTerminal | 1MPejKGxvAxOPe64yBS3t$ | n/a | n/a | n/a | n/a | n/a | n/a
Light Fixture B1-106 | danielle.r.love@usace.army.mil | 2011-09-14T17:02:59 | Light Fixture B1 | 1C18 | M_Troffer Light - Parabolic Rectangular:0600x1200mm(2 Lamp) - 120V:0600x1200mm(2 Lamp) - 120V:744088 | Autodesk Revit MEP 2011 | IfcFlowTerminal | 1MPejKGxvAxOPe64yBS3qO | n/a | n/a | n/a | n/a | n/a | n/a
Light Fixture B1-107 | danielle.r.love@usace.army.mil | 2011-09-14T17:02:59 | Light Fixture B1 | 1D15 | M_Troffer Light - Parabolic Rectangular:0600x1200mm(2 Lamp) - 120V:0600x1200mm(2 Lamp) - 120V:739192 | Autodesk Revit MEP 2011 | IfcFlowTerminal | 2K_rhNuRTE1el3fJWhkg0r | n/a | n/a | n/a | n/a | n/a | n/a
Light Fixture B1-108 | danielle.r.love@usace.army.mil | 2011-09-14T17:02:59 | Light Fixture B1 | 1D16 | M_Troffer Light - Parabolic Rectangular:0600x1200mm(2 Lamp) - 120V:0600x1200mm(2 Lamp) - 120V:739372 | Autodesk Revit MEP 2011 | IfcFlowTerminal | 2K_rhNuRTE1el3fJWhkgzX | n/a | n/a | n/a | n/a | n/a | n/a
Light Fixture B1-109 | danielle.r.love@usace.army.mil | 2011-09-14T17:02:59 | Light Fixture B1 | 1D16 | M_Troffer Light - Parabolic Rectangular:0600x1200mm(2 Lamp) - 120V:0600x1200mm(2 Lamp) - 120V:739380 | Autodesk Revit MEP 2011 | IfcFlowTerminal | 2K_rhNuRTE1el3fJWhkgzv | n/a | n/a | n/a | n/a | n/a | n/a
Light Fixture B1-110 | danielle.r.love@usace.army.mil | 2011-09-14T17:02:59 | Light Fixture B1 | 1D16 | M_Troffer Light - Parabolic Rectangular:0600x1200mm(2 Lamp) - 120V:0600x1200mm(2 Lamp) - 120V:739400 | Autodesk Revit MEP 2011 | IfcFlowTerminal | 2K_rhNuRTE1el3fJWhkgy5 | n/a | n/a | n/a | n/a | n/a | n/a
Light Fixture B1-111 | danielle.r.love@usace.army.mil | 2011-09-14T17:02:59 | Light Fixture B1 | 1D16 | M_Troffer Light - Parabolic Rectangular:0600x1200mm(2 Lamp) - 120V:0600x1200mm(2 Lamp) - 120V:739408 | Autodesk Revit MEP 2011 | IfcFlowTerminal | 2K_rhNuRTE1el3fJWhkgyT | n/a | n/a | n/a | n/a | n/a | n/a
Light Fixture B1-112 | danielle.r.love@usace.army.mil | 2011-09-14T17:02:59 | Light Fixture B1 | 1D16 | M_Troffer Light - Parabolic Rectangular:0600x1200mm(2 Lamp) - 120V:0600x1200mm(2 Lamp) - 120V:739428 | Autodesk Revit MEP 2011 | IfcFlowTerminal | 2K_rhNuRTE1el3fJWhkgyf | n/a | n/a | n/a | n/a | n/a | n/a
Light Fixture B1-113 | danielle.r.love@usace.army.mil | 2011-09-14T17:02:59 | Light Fixture B1 | 1D16 | M_Troffer Light - Parabolic Rectangular:0600x1200mm(2 Lamp) - 120V:0600x1200mm(2 Lamp) - 120V:739434 | Autodesk Revit MEP 2011 | IfcFlowTerminal | 2K_rhNuRTE1el3fJWhkgyd | n/a | n/a | n/a | n/a | n/a | n/a
Light Fixture B1-114 | danielle.r.love@usace.army.mil | 2011-09-14T17:02:59 | Light Fixture B1 | 1D16 | M_Troffer Light - Parabolic Rectangular:0600x1200mm(2 Lamp) - 120V:0600x1200mm(2 Lamp) - 120V:739442 | Autodesk Revit MEP 2011 | IfcFlowTerminal | 2K_rhNuRTE1el3fJWhkgy$ | n/a | n/a | n/a | n/a | n/a | n/a
Light Fixture B1-115 | danielle.r.love@usace.army.mil | 2011-09-14T17:02:59 | Light Fixture B1 | 1D16 | M_Troffer Light - Parabolic Rectangular:0600x1200mm(2 Lamp) - 120V:0600x1200mm(2 Lamp) - 120V:739460 | Autodesk Revit MEP 2011 | IfcFlowTerminal | 2K_rhNuRTE1el3fJWhkg$9 | n/a | n/a | n/a | n/a | n/a | n/a
Light Fixture B1-116 | danielle.r.love@usace.army.mil | 2011-09-14T17:02:59 | Light Fixture B1 | 1D16 | M_Troffer Light - Parabolic Rectangular:0600x1200mm(2 Lamp) - 120V:0600x1200mm(2 Lamp) - 120V:739468 | Autodesk Revit MEP 2011 | IfcFlowTerminal | 2K_rhNuRTE1el3fJWhkg$1 | n/a | n/a | n/a | n/a | n/a | n/a
Light Fixture B1-117 | danielle.r.love@usace.army.mil | 2011-09-14T17:02:59 | Light Fixture B1 | 1D18 | M_Troffer Light - Parabolic Rectangular:0600x1200mm(2 Lamp) - 120V:0600x1200mm(2 Lamp) - 120V:739182 | Autodesk Revit MEP 2011 | IfcFlowTerminal | 2K_rhNuRTE1el3fJWhkg0Z | n/a | n/a | n/a | n/a | n/a | n/a
Light Fixture B1-118 | danielle.r.love@usace.army.mil | 2011-09-14T17:02:59 | Light Fixture B1 | 1D20 | M_Troffer Light - Parabolic Rectangular:0600x1200mm(2 Lamp) - 120V:0600x1200mm(2 Lamp) - 120V:739150 | Autodesk Revit MEP 2011 | IfcFlowTerminal | 2K_rhNuRTE1el3fJWhkg03 | n/a | n/a | n/a | n/a | n/a | n/a
Light Fixture B1-119 | danielle.r.love@usace.army.mil | 2011-09-14T17:02:59 | Light Fixture B1 | 1D20 | M_Troffer Light - Parabolic Rectangular:0600x1200mm(2 Lamp) - 120V:0600x1200mm(2 Lamp) - 120V:739158 | Autodesk Revit MEP 2011 | IfcFlowTerminal | 2K_rhNuRTE1el3fJWhkg0R | n/a | n/a | n/a | n/a | n/a | n/a
Light Fixture B1-120 | danielle.r.love@usace.army.mil | 2011-09-14T17:02:59 | Light Fixture B1 | 1D21 | M_Troffer Light - Parabolic Rectangular:0600x1200mm(2 Lamp) - 120V:0600x1200mm(2 Lamp) - 120V:739116 | Autodesk Revit MEP 2011 | IfcFlowTerminal | 2K_rhNuRTE1el3fJWhkg1X | n/a | n/a | n/a | n/a | n/a | n/a
Light Fixture B1-121 | danielle.r.love@usace.army.mil | 2011-09-14T17:02:59 | Light Fixture B1 | 1D21 | M_Troffer Light - Parabolic Rectangular:0600x1200mm(2 Lamp) - 120V:0600x1200mm(2 Lamp) - 120V:739124 | Autodesk Revit MEP 2011 | IfcFlowTerminal | 2K_rhNuRTE1el3fJWhkg1v | n/a | n/a | n/a | n/a | n/a | n/a
Light Fixture B1-122 | danielle.r.love@usace.army.mil | 2011-09-14T17:02:59 | Light Fixture B1 | 1D21 | M_Troffer Light - Parabolic Rectangular:0600x1200mm(2 Lamp) - 120V:0600x1200mm(2 Lamp) - 120V:739132 | Autodesk Revit MEP 2011 | IfcFlowTerminal | 2K_rhNuRTE1el3fJWhkg1n | n/a | n/a | n/a | n/a | n/a | n/a
Light Fixture B1-123 | danielle.r.love@usace.army.mil | 2011-09-14T17:02:59 | Light Fixture B1 | 1D21 | M_Troffer Light - Parabolic Rectangular:0600x1200mm(2 Lamp) - 120V:0600x1200mm(2 Lamp) - 120V:739140 | Autodesk Revit MEP 2011 | IfcFlowTerminal | 2K_rhNuRTE1el3fJWhkg09 | n/a | n/a | n/a | n/a | n/a | n/a
Light Fixture B1-124 | danielle.r.love@usace.army.mil | 2011-09-14T17:02:59 | Light Fixture B1 | 1D22 | M_Troffer Light - Parabolic Rectangular:0600x1200mm(2 Lamp) - 120V:0600x1200mm(2 Lamp) - 120V:739090 | Autodesk Revit MEP 2011 | IfcFlowTerminal | 2K_rhNuRTE1el3fJWhkg1V | n/a | n/a | n/a | n/a | n/a | n/a
Light Fixture B1-125 | danielle.r.love@usace.army.mil | 2011-09-14T17:02:59 | Light Fixture B1 | 1D22 | M_Troffer Light - Parabolic Rectangular:0600x1200mm(2 Lamp) - 120V:0600x1200mm(2 Lamp) - 120V:739108 | Autodesk Revit MEP 2011 | IfcFlowTerminal | 2K_rhNuRTE1el3fJWhkg1f | n/a | n/a | n/a | n/a | n/a | n/a
Light Fixture B1-126 | danielle.r.love@usace.army.mil | 2011-09-14T17:02:59 | Light Fixture B1 | 1D23 | M_Troffer Light - Parabolic Rectangular:0600x1200mm(2 Lamp) - 120V:0600x1200mm(2 Lamp) - 120V:738999 | Autodesk Revit MEP 2011 | IfcFlowTerminal | 2K_rhNuRTE1el3fJWhkg7w | n/a | n/a | n/a | n/a | n/a | n/a
Light Fixture B1-127 | danielle.r.love@usace.army.mil | 2011-09-14T17:02:59 | Light Fixture B1 | 1D23 | M_Troffer Light - Parabolic Rectangular:0600x1200mm(2 Lamp) - 120V:0600x1200mm(2 Lamp) - 120V:739007 | Autodesk Revit MEP 2011 | IfcFlowTerminal | 2K_rhNuRTE1el3fJWhkg7o | n/a | n/a | n/a | n/a | n/a | n/a
Light Fixture B1-128 | danielle.r.love@usace.army.mil | 2011-09-14T17:02:59 | Light Fixture B1 | 1D23 | M_Troffer Light - Parabolic Rectangular:0600x1200mm(2 Lamp) - 120V:0600x1200mm(2 Lamp) - 120V:739015 | Autodesk Revit MEP 2011 | IfcFlowTerminal | 2K_rhNuRTE1el3fJWhkg6A | n/a | n/a | n/a | n/a | n/a | n/a
Light Fixture B1-129 | danielle.r.love@usace.army.mil | 2011-09-14T17:02:59 | Light Fixture B1 | 1D23 | M_Troffer Light - Parabolic Rectangular:0600x1200mm(2 Lamp) - 120V:0600x1200mm(2 Lamp) - 120V:739023 | Autodesk Revit MEP 2011 | IfcFlowTerminal | 2K_rhNuRTE1el3fJWhkg62 | n/a | n/a | n/a | n/a | n/a | n/a
Light Fixture B1-130 | danielle.r.love@usace.army.mil | 2011-09-14T17:02:59 | Light Fixture B1 | 1D24 | M_Troffer Light - Parabolic Rectangular:0600x1200mm(2 Lamp) - 120V:0600x1200mm(2 Lamp) - 120V:738981 | Autodesk Revit MEP 2011 | IfcFlowTerminal | 2K_rhNuRTE1el3fJWhkg7e | n/a | n/a | n/a | n/a | n/a | n/a
Light Fixture B1-131 | danielle.r.love@usace.army.mil | 2011-09-14T17:02:59 | Light Fixture B1 | 1D24 | M_Troffer Light - Parabolic Rectangular:0600x1200mm(2 Lamp) - 120V:0600x1200mm(2 Lamp) - 120V:738991 | Autodesk Revit MEP 2011 | IfcFlowTerminal | 2K_rhNuRTE1el3fJWhkg7Y | n/a | n/a | n/a | n/a | n/a | n/a
Light Fixture B1-132 | danielle.r.love@usace.army.mil | 2011-09-14T17:02:59 | Light Fixture B1 | 1D25 | M_Troffer Light - Parabolic Rectangular:0600x1200mm(2 Lamp) - 120V:0600x1200mm(2 Lamp) - 120V:738729 | Autodesk Revit MEP 2011 | IfcFlowTerminal | 1VtcqOrav5Tvkak81kVRm_ | n/a | n/a | n/a | n/a | n/a | n/a
Light Fixture B1-133 | danielle.r.love@usace.army.mil | 2011-09-14T17:02:59 | Light Fixture B1 | 1D25 | M_Troffer Light - Parabolic Rectangular:0600x1200mm(2 Lamp) - 120V:0600x1200mm(2 Lamp) - 120V:738776 | Autodesk Revit MEP 2011 | IfcFlowTerminal | 1VtcqOrav5Tvkak81kVRnF | n/a | n/a | n/a | n/a | n/a | n/a
Light Fixture B1-134 | danielle.r.love@usace.army.mil | 2011-09-14T17:02:59 | Light Fixture B1 | 1D25 | M_Troffer Light - Parabolic Rectangular:0600x1200mm(2 Lamp) - 120V:0600x1200mm(2 Lamp) - 120V:738788 | Autodesk Revit MEP 2011 | IfcFlowTerminal | 1VtcqOrav5Tvkak81kVRnp | n/a | n/a | n/a | n/a | n/a | n/a
Light Fixture B1-135 | danielle.r.love@usace.army.mil | 2011-09-14T17:02:59 | Light Fixture B1 | 1D25 | M_Troffer Light - Parabolic Rectangular:0600x1200mm(2 Lamp) - 120V:0600x1200mm(2 Lamp) - 120V:738800 | Autodesk Revit MEP 2011 | IfcFlowTerminal | 1VtcqOrav5Tvkak81kVRnd | n/a | n/a | n/a | n/a | n/a | n/a
Light Fixture B1-136 | danielle.r.love@usace.army.mil | 2011-09-14T17:02:59 | Light Fixture B1 | 1D25 | M_Troffer Light - Parabolic Rectangular:0600x1200mm(2 Lamp) - 120V:0600x1200mm(2 Lamp) - 120V:738820 | Autodesk Revit MEP 2011 | IfcFlowTerminal | 1VtcqOrav5Tvkak81kVR_J | n/a | n/a | n/a | n/a | n/a | n/a
Light Fixture B1-137 | danielle.r.love@usace.army.mil | 2011-09-14T17:02:59 | Light Fixture B1 | 1D25 | M_Troffer Light - Parabolic Rectangular:0600x1200mm(2 Lamp) - 120V:0600x1200mm(2 Lamp) - 120V:738828 | Autodesk Revit MEP 2011 | IfcFlowTerminal | 1VtcqOrav5Tvkak81kVR_R | n/a | n/a | n/a | n/a | n/a | n/a
Light Fixture B1-138 | danielle.r.love@usace.army.mil | 2011-09-14T17:02:59 | Light Fixture B1 | 1D25 | M_Troffer Light - Parabolic Rectangular:0600x1200mm(2 Lamp) - 120V:0600x1200mm(2 Lamp) - 120V:739033 | Autodesk Revit MEP 2011 | IfcFlowTerminal | 2K_rhNuRTE1el3fJWhkg6K | n/a | n/a | n/a | n/a | n/a | n/a
Light Fixture B1-139 | danielle.r.love@usace.army.mil | 2011-09-14T17:02:59 | Light Fixture B1 | 1D25 | M_Troffer Light - Parabolic Rectangular:0600x1200mm(2 Lamp) - 120V:0600x1200mm(2 Lamp) - 120V:739041 | Autodesk Revit MEP 2011 | IfcFlowTerminal | 2K_rhNuRTE1el3fJWhkg6i | n/a | n/a | n/a | n/a | n/a | n/a
Light Fixture B1-140 | danielle.r.love@usace.army.mil | 2011-09-14T17:02:59 | Light Fixture B1 | 1D25 | M_Troffer Light - Parabolic Rectangular:0600x1200mm(2 Lamp) - 120V:0600x1200mm(2 Lamp) - 120V:739076 | Autodesk Revit MEP 2011 | IfcFlowTerminal | 2K_rhNuRTE1el3fJWhkg19 | n/a | n/a | n/a | n/a | n/a | n/a
Light Fixture B1-141 | danielle.r.love@usace.army.mil | 2011-09-14T17:02:59 | Light Fixture B1 | 1D27 | M_Troffer Light - Parabolic Rectangular:0600x1200mm(2 Lamp) - 120V:0600x1200mm(2 Lamp) - 120V:738965 | Autodesk Revit MEP 2011 | IfcFlowTerminal | 2K_rhNuRTE1el3fJWhkg7O | n/a | n/a | n/a | n/a | n/a | n/a
Light Fixture B1-142 | danielle.r.love@usace.army.mil | 2011-09-14T17:02:59 | Light Fixture B1 | 1D27 | M_Troffer Light - Parabolic Rectangular:0600x1200mm(2 Lamp) - 120V:0600x1200mm(2 Lamp) - 120V:738973 | Autodesk Revit MEP 2011 | IfcFlowTerminal | 2K_rhNuRTE1el3fJWhkg7G | n/a | n/a | n/a | n/a | n/a | n/a
Light Fixture B1-143 | danielle.r.love@usace.army.mil | 2011-09-14T17:02:59 | Light Fixture B1 | 1D30 | M_Troffer Light - Parabolic Rectangular:0600x1200mm(2 Lamp) - 120V:0600x1200mm(2 Lamp) - 120V:738931 | Autodesk Revit MEP 2011 | IfcFlowTerminal | 2K_rhNuRTE1el3fJWhkg4_ | n/a | n/a | n/a | n/a | n/a | n/a
Light Fixture B1-144 | danielle.r.love@usace.army.mil | 2011-09-14T17:02:59 | Light Fixture B1 | 1D30 | M_Troffer Light - Parabolic Rectangular:0600x1200mm(2 Lamp) - 120V:0600x1200mm(2 Lamp) - 120V:738939 | Autodesk Revit MEP 2011 | IfcFlowTerminal | 2K_rhNuRTE1el3fJWhkg4s | n/a | n/a | n/a | n/a | n/a | n/a
Light Fixture B1-145 | danielle.r.love@usace.army.mil | 2011-09-14T17:02:59 | Light Fixture B1 | 1D31 | M_Troffer Light - Parabolic Rectangular:0600x1200mm(2 Lamp) - 120V:0600x1200mm(2 Lamp) - 120V:738913 | Autodesk Revit MEP 2011 | IfcFlowTerminal | 2K_rhNuRTE1el3fJWhkg4i | n/a | n/a | n/a | n/a | n/a | n/a
Light Fixture B1-146 | danielle.r.love@usace.army.mil | 2011-09-14T17:02:59 | Light Fixture B1 | 1D31 | M_Troffer Light - Parabolic Rectangular:0600x1200mm(2 Lamp) - 120V:0600x1200mm(2 Lamp) - 120V:738921 | Autodesk Revit MEP 2011 | IfcFlowTerminal | 2K_rhNuRTE1el3fJWhkg4a | n/a | n/a | n/a | n/a | n/a | n/a
Light Fixture B1-147 | danielle.r.love@usace.army.mil | 2011-09-14T17:02:59 | Light Fixture B1 | 1D33 | M_Troffer Light - Parabolic Rectangular:0600x1200mm(2 Lamp) - 120V:0600x1200mm(2 Lamp) - 120V:738895 | Autodesk Revit MEP 2011 | IfcFlowTerminal | 2K_rhNuRTE1el3fJWhkg42 | n/a | n/a | n/a | n/a | n/a | n/a
Light Fixture B1-148 | danielle.r.love@usace.army.mil | 2011-09-14T17:02:59 | Light Fixture B1 | 1D33 | M_Troffer Light - Parabolic Rectangular:0600x1200mm(2 Lamp) - 120V:0600x1200mm(2 Lamp) - 120V:738903 | Autodesk Revit MEP 2011 | IfcFlowTerminal | 2K_rhNuRTE1el3fJWhkg4Q | n/a | n/a | n/a | n/a | n/a | n/a
Light Fixture B1-149 | danielle.r.love@usace.army.mil | 2011-09-14T17:02:59 | Light Fixture B1 | 2A02 | M_Troffer Light - Parabolic Rectangular:0600x1200mm(2 Lamp) - 120V:0600x1200mm(2 Lamp) - 120V:760486 | Autodesk Revit MEP 2011 | IfcFlowTerminal | 3nfyjyjOf1zQfCeH8h9iae | n/a | n/a | n/a | n/a | n/a | n/a
Light Fixture B1-150 | danielle.r.love@usace.army.mil | 2011-09-14T17:02:59 | Light Fixture B1 | 2A02 | M_Troffer Light - Parabolic Rectangular:0600x1200mm(2 Lamp) - 120V:0600x1200mm(2 Lamp) - 120V:760579 | Autodesk Revit MEP 2011 | IfcFlowTerminal | 3nfyjyjOf1zQfCeH8h9iYD | n/a | n/a | n/a | n/a | n/a | n/a
Light Fixture B1-151 | danielle.r.love@usace.army.mil | 2011-09-14T17:02:59 | Light Fixture B1 | 2A03 | M_Troffer Light - Parabolic Rectangular:0600x1200mm(2 Lamp) - 120V:0600x1200mm(2 Lamp) - 120V:760132 | Autodesk Revit MEP 2011 | IfcFlowTerminal | 3nfyjyjOf1zQfCeH8h9ihA | n/a | n/a | n/a | n/a | n/a | n/a
Light Fixture B1-152 | danielle.r.love@usace.army.mil | 2011-09-14T17:02:59 | Light Fixture B1 | 2A03 | M_Troffer Light - Parabolic Rectangular:0600x1200mm(2 Lamp) - 120V:0600x1200mm(2 Lamp) - 120V:760217 | Autodesk Revit MEP 2011 | IfcFlowTerminal | 3nfyjyjOf1zQfCeH8h9ieN | n/a | n/a | n/a | n/a | n/a | n/a
Light Fixture B1-153 | danielle.r.love@usace.army.mil | 2011-09-14T17:02:59 | Light Fixture B1 | 2A04 | M_Troffer Light - Parabolic Rectangular:0600x1200mm(2 Lamp) - 120V:0600x1200mm(2 Lamp) - 120V:759928 | Autodesk Revit MEP 2011 | IfcFlowTerminal | 3nfyjyjOf1zQfCeH8h9ils | n/a | n/a | n/a | n/a | n/a | n/a
Light Fixture B1-154 | danielle.r.love@usace.army.mil | 2011-09-14T17:02:59 | Light Fixture B1 | 2A04 | M_Troffer Light - Parabolic Rectangular:0600x1200mm(2 Lamp) - 120V:0600x1200mm(2 Lamp) - 120V:760014 | Autodesk Revit MEP 2011 | IfcFlowTerminal | 3nfyjyjOf1zQfCeH8h9ij0 | n/a | n/a | n/a | n/a | n/a | n/a
Light Fixture B1-155 | danielle.r.love@usace.army.mil | 2011-09-14T17:02:59 | Light Fixture B1 | 2A10 | M_Troffer Light - Parabolic Rectangular:0600x1200mm(2 Lamp) - 120V:0600x1200mm(2 Lamp) - 120V:783980 | Autodesk Revit MEP 2011 | IfcFlowTerminal | 0yuotxu8DEgv2qMIt$xK7P | n/a | n/a | n/a | n/a | n/a | n/a
Light Fixture B1-156 | danielle.r.love@usace.army.mil | 2011-09-14T17:02:59 | Light Fixture B1 | 2A10 | M_Troffer Light - Parabolic Rectangular:0600x1200mm(2 Lamp) - 120V:0600x1200mm(2 Lamp) - 120V:783989 | Autodesk Revit MEP 2011 | IfcFlowTerminal | 0yuotxu8DEgv2qMIt$xK70 | n/a | n/a | n/a | n/a | n/a | n/a
Light Fixture B1-157 | danielle.r.love@usace.army.mil | 2011-09-14T17:02:59 | Light Fixture B1 | 2A11 | M_Troffer Light - Parabolic Rectangular:0600x1200mm(2 Lamp) - 120V:0600x1200mm(2 Lamp) - 120V:761518 | Autodesk Revit MEP 2011 | IfcFlowTerminal | 3nfyjyjOf1zQfCeH8h9iqW | n/a | n/a | n/a | n/a | n/a | n/a
Light Fixture B1-158 | danielle.r.love@usace.army.mil | 2011-09-14T17:02:59 | Light Fixture B1 | 2A11 | M_Troffer Light - Parabolic Rectangular:0600x1200mm(2 Lamp) - 120V:0600x1200mm(2 Lamp) - 120V:761620 | Autodesk Revit MEP 2011 | IfcFlowTerminal | 3nfyjyjOf1zQfCeH8h9ioQ | n/a | n/a | n/a | n/a | n/a | n/a
Light Fixture B1-159 | danielle.r.love@usace.army.mil | 2011-09-14T17:02:59 | Light Fixture B1 | 2A11 | M_Troffer Light - Parabolic Rectangular:0600x1200mm(2 Lamp) - 120V:0600x1200mm(2 Lamp) - 120V:761838 | Autodesk Revit MEP 2011 | IfcFlowTerminal | 3nfyjyjOf1zQfCeH8h9inW | n/a | n/a | n/a | n/a | n/a | n/a
Light Fixture B1-160 | danielle.r.love@usace.army.mil | 2011-09-14T17:02:59 | Light Fixture B1 | 2A13 | M_Troffer Light - Parabolic Rectangular:0600x1200mm(2 Lamp) - 120V:0600x1200mm(2 Lamp) - 120V:760806 | Autodesk Revit MEP 2011 | IfcFlowTerminal | 3nfyjyjOf1zQfCeH8h9iXe | n/a | n/a | n/a | n/a | n/a | n/a
Light Fixture B1-161 | danielle.r.love@usace.army.mil | 2011-09-14T17:02:59 | Light Fixture B1 | 2A14 | M_Troffer Light - Parabolic Rectangular:0600x1200mm(2 Lamp) - 120V:0600x1200mm(2 Lamp) - 120V:761900 | Autodesk Revit MEP 2011 | IfcFlowTerminal | 3nfyjyjOf1zQfCeH8h9lEY | n/a | n/a | n/a | n/a | n/a | n/a
Light Fixture B1-162 | danielle.r.love@usace.army.mil | 2011-09-14T17:02:59 | Light Fixture B1 | 2A14 | M_Troffer Light - Parabolic Rectangular:0600x1200mm(2 Lamp) - 120V:0600x1200mm(2 Lamp) - 120V:762032 | Autodesk Revit MEP 2011 | IfcFlowTerminal | 3nfyjyjOf1zQfCeH8h9lC_ | n/a | n/a | n/a | n/a | n/a | n/a
Light Fixture B1-163 | danielle.r.love@usace.army.mil | 2011-09-14T17:02:59 | Light Fixture B1 | 2A14 | M_Troffer Light - Parabolic Rectangular:0600x1200mm(2 Lamp) - 120V:0600x1200mm(2 Lamp) - 120V:762088 | Autodesk Revit MEP 2011 | IfcFlowTerminal | 3nfyjyjOf1zQfCeH8h9lDc | n/a | n/a | n/a | n/a | n/a | n/a
Light Fixture B1-164 | danielle.r.love@usace.army.mil | 2011-09-14T17:02:59 | Light Fixture B1 | 2A14 | M_Troffer Light - Parabolic Rectangular:0600x1200mm(2 Lamp) - 120V:0600x1200mm(2 Lamp) - 120V:762164 | Autodesk Revit MEP 2011 | IfcFlowTerminal | 3nfyjyjOf1zQfCeH8h9lAw | n/a | n/a | n/a | n/a | n/a | n/a
Light Fixture B1-165 | danielle.r.love@usace.army.mil | 2011-09-14T17:02:59 | Light Fixture B1 | 2A14 | M_Troffer Light - Parabolic Rectangular:0600x1200mm(2 Lamp) - 120V:0600x1200mm(2 Lamp) - 120V:762237 | Autodesk Revit MEP 2011 | IfcFlowTerminal | 3nfyjyjOf1zQfCeH8h9lBp | n/a | n/a | n/a | n/a | n/a | n/a
Light Fixture B1-166 | danielle.r.love@usace.army.mil | 2011-09-14T17:02:59 | Light Fixture B1 | 2B01 | M_Troffer Light - Parabolic Rectangular:0600x1200mm(2 Lamp) - 120V:0600x1200mm(2 Lamp) - 120V:772253 | Autodesk Revit MEP 2011 | IfcFlowTerminal | 0yuotxu8DEgv2qMIt$xNye | n/a | n/a | n/a | n/a | n/a | n/a
Light Fixture B1-167 | danielle.r.love@usace.army.mil | 2011-09-14T17:02:59 | Light Fixture B1 | 2B01 | M_Troffer Light - Parabolic Rectangular:0600x1200mm(2 Lamp) - 120V:0600x1200mm(2 Lamp) - 120V:772330 | Autodesk Revit MEP 2011 | IfcFlowTerminal | 0yuotxu8DEgv2qMIt$xNzV | n/a | n/a | n/a | n/a | n/a | n/a
Light Fixture B1-168 | danielle.r.love@usace.army.mil | 2011-09-14T17:02:59 | Light Fixture B1 | 2B03 | M_Troffer Light - Parabolic Rectangular:0600x1200mm(2 Lamp) - 120V:0600x1200mm(2 Lamp) - 120V:766284 | Autodesk Revit MEP 2011 | IfcFlowTerminal | 3nfyjyjOf1zQfCeH8h9kB2 | n/a | n/a | n/a | n/a | n/a | n/a
Light Fixture B1-169 | danielle.r.love@usace.army.mil | 2011-09-14T17:02:59 | Light Fixture B1 | 2B03 | M_Troffer Light - Parabolic Rectangular:0600x1200mm(2 Lamp) - 120V:0600x1200mm(2 Lamp) - 120V:766379 | Autodesk Revit MEP 2011 | IfcFlowTerminal | 3nfyjyjOf1zQfCeH8h9k8b | n/a | n/a | n/a | n/a | n/a | n/a
Light Fixture B1-170 | danielle.r.love@usace.army.mil | 2011-09-14T17:02:59 | Light Fixture B1 | 2B03 | M_Troffer Light - Parabolic Rectangular:0600x1200mm(2 Lamp) - 120V:0600x1200mm(2 Lamp) - 120V:766443 | Autodesk Revit MEP 2011 | IfcFlowTerminal | 3nfyjyjOf1zQfCeH8h9k9b | n/a | n/a | n/a | n/a | n/a | n/a
Light Fixture B1-171 | danielle.r.love@usace.army.mil | 2011-09-14T17:02:59 | Light Fixture B1 | 2B03 | M_Troffer Light - Parabolic Rectangular:0600x1200mm(2 Lamp) - 120V:0600x1200mm(2 Lamp) - 120V:766551 | Autodesk Revit MEP 2011 | IfcFlowTerminal | 3nfyjyjOf1zQfCeH8h9k7P | n/a | n/a | n/a | n/a | n/a | n/a
Light Fixture B1-172 | danielle.r.love@usace.army.mil | 2011-09-14T17:02:59 | Light Fixture B1 | 2B07 | M_Troffer Light - Parabolic Rectangular:0600x1200mm(2 Lamp) - 120V:0600x1200mm(2 Lamp) - 120V:766791 | Autodesk Revit MEP 2011 | IfcFlowTerminal | 3nfyjyjOf1zQfCeH8h9k39 | n/a | n/a | n/a | n/a | n/a | n/a
Light Fixture B1-173 | danielle.r.love@usace.army.mil | 2011-09-14T17:02:59 | Light Fixture B1 | 2B07 | M_Troffer Light - Parabolic Rectangular:0600x1200mm(2 Lamp) - 120V:0600x1200mm(2 Lamp) - 120V:766836 | Autodesk Revit MEP 2011 | IfcFlowTerminal | 3nfyjyjOf1zQfCeH8h9k3w | n/a | n/a | n/a | n/a | n/a | n/a
Light Fixture B1-174 | danielle.r.love@usace.army.mil | 2011-09-14T17:02:59 | Light Fixture B1 | 2B08 | M_Troffer Light - Parabolic Rectangular:0600x1200mm(2 Lamp) - 120V:0600x1200mm(2 Lamp) - 120V:773497 | Autodesk Revit MEP 2011 | IfcFlowTerminal | 0yuotxu8DEgv2qMIt$xNhC | n/a | n/a | n/a | n/a | n/a | n/a
Light Fixture B1-175 | danielle.r.love@usace.army.mil | 2011-09-14T17:02:59 | Light Fixture B1 | 2B08 | M_Troffer Light - Parabolic Rectangular:0600x1200mm(2 Lamp) - 120V:0600x1200mm(2 Lamp) - 120V:773564 | Autodesk Revit MEP 2011 | IfcFlowTerminal | 0yuotxu8DEgv2qMIt$xNe9 | n/a | n/a | n/a | n/a | n/a | n/a
Light Fixture B1-176 | danielle.r.love@usace.army.mil | 2011-09-14T17:02:59 | Light Fixture B1 | 2B08 | M_Troffer Light - Parabolic Rectangular:0600x1200mm(2 Lamp) - 120V:0600x1200mm(2 Lamp) - 120V:773621 | Autodesk Revit MEP 2011 | IfcFlowTerminal | 0yuotxu8DEgv2qMIt$xNf0 | n/a | n/a | n/a | n/a | n/a | n/a
Light Fixture B1-177 | danielle.r.love@usace.army.mil | 2011-09-14T17:02:59 | Light Fixture B1 | 2B09 | M_Troffer Light - Parabolic Rectangular:0600x1200mm(2 Lamp) - 120V:0600x1200mm(2 Lamp) - 120V:766933 | Autodesk Revit MEP 2011 | IfcFlowTerminal | 3nfyjyjOf1zQfCeH8h9k1R | n/a | n/a | n/a | n/a | n/a | n/a
Light Fixture B1-178 | danielle.r.love@usace.army.mil | 2011-09-14T17:02:59 | Light Fixture B1 | 2B09 | M_Troffer Light - Parabolic Rectangular:0600x1200mm(2 Lamp) - 120V:0600x1200mm(2 Lamp) - 120V:767010 | Autodesk Revit MEP 2011 | IfcFlowTerminal | 3nfyjyjOf1zQfCeH8h9kUi | n/a | n/a | n/a | n/a | n/a | n/a
Light Fixture B1-179 | danielle.r.love@usace.army.mil | 2011-09-14T17:02:59 | Light Fixture B1 | 2B10 | M_Troffer Light - Parabolic Rectangular:0600x1200mm(2 Lamp) - 120V:0600x1200mm(2 Lamp) - 120V:773282 | Autodesk Revit MEP 2011 | IfcFlowTerminal | 0yuotxu8DEgv2qMIt$xNiN | n/a | n/a | n/a | n/a | n/a | n/a
Light Fixture B1-180 | danielle.r.love@usace.army.mil | 2011-09-14T17:02:59 | Light Fixture B1 | 2B10 | M_Troffer Light - Parabolic Rectangular:0600x1200mm(2 Lamp) - 120V:0600x1200mm(2 Lamp) - 120V:773329 | Autodesk Revit MEP 2011 | IfcFlowTerminal | 0yuotxu8DEgv2qMIt$xNja | n/a | n/a | n/a | n/a | n/a | n/a
Light Fixture B1-181 | danielle.r.love@usace.army.mil | 2011-09-14T17:02:59 | Light Fixture B1 | 2B10 | M_Troffer Light - Parabolic Rectangular:0600x1200mm(2 Lamp) - 120V:0600x1200mm(2 Lamp) - 120V:773377 | Autodesk Revit MEP 2011 | IfcFlowTerminal | 0yuotxu8DEgv2qMIt$xNgq | n/a | n/a | n/a | n/a | n/a | n/a
Light Fixture B1-182 | danielle.r.love@usace.army.mil | 2011-09-14T17:02:59 | Light Fixture B1 | 2B14 | M_Troffer Light - Parabolic Rectangular:0600x1200mm(2 Lamp) - 120V:0600x1200mm(2 Lamp) - 120V:773095 | Autodesk Revit MEP 2011 | IfcFlowTerminal | 0yuotxu8DEgv2qMIt$xNnI | n/a | n/a | n/a | n/a | n/a | n/a
Light Fixture B1-183 | danielle.r.love@usace.army.mil | 2011-09-14T17:02:59 | Light Fixture B1 | 2B14 | M_Troffer Light - Parabolic Rectangular:0600x1200mm(2 Lamp) - 120V:0600x1200mm(2 Lamp) - 120V:773147 | Autodesk Revit MEP 2011 | IfcFlowTerminal | 0yuotxu8DEgv2qMIt$xNkk | n/a | n/a | n/a | n/a | n/a | n/a
Light Fixture B1-184 | danielle.r.love@usace.army.mil | 2011-09-14T17:02:59 | Light Fixture B1 | 2B16 | M_Troffer Light - Parabolic Rectangular:0600x1200mm(2 Lamp) - 120V:0600x1200mm(2 Lamp) - 120V:771541 | Autodesk Revit MEP 2011 | IfcFlowTerminal | 0yuotxu8DEgv2qMIt$xN9W | n/a | n/a | n/a | n/a | n/a | n/a
Light Fixture B1-185 | danielle.r.love@usace.army.mil | 2011-09-14T17:02:59 | Light Fixture B1 | 2B16 | M_Troffer Light - Parabolic Rectangular:0600x1200mm(2 Lamp) - 120V:0600x1200mm(2 Lamp) - 120V:771644 | Autodesk Revit MEP 2011 | IfcFlowTerminal | 0yuotxu8DEgv2qMIt$xN69 | n/a | n/a | n/a | n/a | n/a | n/a
Light Fixture B1-186 | danielle.r.love@usace.army.mil | 2011-09-14T17:02:59 | Light Fixture B1 | 2B18 | M_Troffer Light - Parabolic Rectangular:0600x1200mm(2 Lamp) - 120V:0600x1200mm(2 Lamp) - 120V:771695 | Autodesk Revit MEP 2011 | IfcFlowTerminal | 0yuotxu8DEgv2qMIt$xN7Q | n/a | n/a | n/a | n/a | n/a | n/a
Light Fixture B1-187 | danielle.r.love@usace.army.mil | 2011-09-14T17:02:59 | Light Fixture B1 | 2B18 | M_Troffer Light - Parabolic Rectangular:0600x1200mm(2 Lamp) - 120V:0600x1200mm(2 Lamp) - 120V:771736 | Autodesk Revit MEP 2011 | IfcFlowTerminal | 0yuotxu8DEgv2qMIt$xN4j | n/a | n/a | n/a | n/a | n/a | n/a
Light Fixture B1-188 | danielle.r.love@usace.army.mil | 2011-09-14T17:02:59 | Light Fixture B1 | 2B19 | M_Troffer Light - Parabolic Rectangular:0600x1200mm(2 Lamp) - 120V:0600x1200mm(2 Lamp) - 120V:772665 | Autodesk Revit MEP 2011 | IfcFlowTerminal | 0yuotxu8DEgv2qMIt$xNsC | n/a | n/a | n/a | n/a | n/a | n/a
Light Fixture B1-189 | danielle.r.love@usace.army.mil | 2011-09-14T17:02:59 | Light Fixture B1 | 2B19 | M_Troffer Light - Parabolic Rectangular:0600x1200mm(2 Lamp) - 120V:0600x1200mm(2 Lamp) - 120V:772734 | Autodesk Revit MEP 2011 | IfcFlowTerminal | 0yuotxu8DEgv2qMIt$xNtB | n/a | n/a | n/a | n/a | n/a | n/a
Light Fixture B1-190 | danielle.r.love@usace.army.mil | 2011-09-14T17:02:59 | Light Fixture B1 | 2B21 | M_Troffer Light - Parabolic Rectangular:0600x1200mm(2 Lamp) - 120V:0600x1200mm(2 Lamp) - 120V:771838 | Autodesk Revit MEP 2011 | IfcFlowTerminal | 0yuotxu8DEgv2qMIt$xN5B | n/a | n/a | n/a | n/a | n/a | n/a
Light Fixture B1-191 | danielle.r.love@usace.army.mil | 2011-09-14T17:02:59 | Light Fixture B1 | 2B21 | M_Troffer Light - Parabolic Rectangular:0600x1200mm(2 Lamp) - 120V:0600x1200mm(2 Lamp) - 120V:771897 | Autodesk Revit MEP 2011 | IfcFlowTerminal | 0yuotxu8DEgv2qMIt$xN2C | n/a | n/a | n/a | n/a | n/a | n/a
Light Fixture B1-192 | danielle.r.love@usace.army.mil | 2011-09-14T17:02:59 | Light Fixture B1 | 2B23 | M_Troffer Light - Parabolic Rectangular:0600x1200mm(2 Lamp) - 120V:0600x1200mm(2 Lamp) - 120V:771988 | Autodesk Revit MEP 2011 | IfcFlowTerminal | 0yuotxu8DEgv2qMIt$xN0X | n/a | n/a | n/a | n/a | n/a | n/a
Light Fixture B1-193 | danielle.r.love@usace.army.mil | 2011-09-14T17:02:59 | Light Fixture B1 | 2B23 | M_Troffer Light - Parabolic Rectangular:0600x1200mm(2 Lamp) - 120V:0600x1200mm(2 Lamp) - 120V:772036 | Autodesk Revit MEP 2011 | IfcFlowTerminal | 0yuotxu8DEgv2qMIt$xN1n | n/a | n/a | n/a | n/a | n/a | n/a
Light Fixture B1-194 | danielle.r.love@usace.army.mil | 2011-09-14T17:02:59 | Light Fixture B1 | 2B24 | M_Troffer Light - Parabolic Rectangular:0600x1200mm(2 Lamp) - 120V:0600x1200mm(2 Lamp) - 120V:772088 | Autodesk Revit MEP 2011 | IfcFlowTerminal | 0yuotxu8DEgv2qMIt$xN1D | n/a | n/a | n/a | n/a | n/a | n/a
Light Fixture B1-195 | danielle.r.love@usace.army.mil | 2011-09-14T17:02:59 | Light Fixture B1 | 2B24 | M_Troffer Light - Parabolic Rectangular:0600x1200mm(2 Lamp) - 120V:0600x1200mm(2 Lamp) - 120V:772157 | Autodesk Revit MEP 2011 | IfcFlowTerminal | 0yuotxu8DEgv2qMIt$xN_8 | n/a | n/a | n/a | n/a | n/a | n/a
Light Fixture B1-196 | danielle.r.love@usace.army.mil | 2011-09-14T17:02:59 | Light Fixture B1 | 2B25 | M_Troffer Light - Parabolic Rectangular:0600x1200mm(2 Lamp) - 120V:0600x1200mm(2 Lamp) - 120V:772499 | Autodesk Revit MEP 2011 | IfcFlowTerminal | 0yuotxu8DEgv2qMIt$xNuc | n/a | n/a | n/a | n/a | n/a | n/a
Light Fixture B1-197 | danielle.r.love@usace.army.mil | 2011-09-14T17:02:59 | Light Fixture B1 | 2C07 | M_Troffer Light - Parabolic Rectangular:0600x1200mm(2 Lamp) - 120V:0600x1200mm(2 Lamp) - 120V:763883 | Autodesk Revit MEP 2011 | IfcFlowTerminal | 3nfyjyjOf1zQfCeH8h9lHb | n/a | n/a | n/a | n/a | n/a | n/a
Light Fixture B1-198 | danielle.r.love@usace.army.mil | 2011-09-14T17:02:59 | Light Fixture B1 | 2C07 | M_Troffer Light - Parabolic Rectangular:0600x1200mm(2 Lamp) - 120V:0600x1200mm(2 Lamp) - 120V:763991 | Autodesk Revit MEP 2011 | IfcFlowTerminal | 3nfyjyjOf1zQfCeH8h9llP | n/a | n/a | n/a | n/a | n/a | n/a
Light Fixture B1-199 | danielle.r.love@usace.army.mil | 2011-09-14T17:02:59 | Light Fixture B1 | 2C08 | M_Troffer Light - Parabolic Rectangular:0600x1200mm(2 Lamp) - 120V:0600x1200mm(2 Lamp) - 120V:763756 | Autodesk Revit MEP 2011 | IfcFlowTerminal | 3nfyjyjOf1zQfCeH8h9lJY | n/a | n/a | n/a | n/a | n/a | n/a
Light Fixture B1-200 | danielle.r.love@usace.army.mil | 2011-09-14T17:02:59 | Light Fixture B1 | 2C08 | M_Troffer Light - Parabolic Rectangular:0600x1200mm(2 Lamp) - 120V:0600x1200mm(2 Lamp) - 120V:765468 | Autodesk Revit MEP 2011 | IfcFlowTerminal | 3nfyjyjOf1zQfCeH8h9lsI | n/a | n/a | n/a | n/a | n/a | n/a
Light Fixture B1-201 | danielle.r.love@usace.army.mil | 2011-09-14T17:02:59 | Light Fixture B1 | 2C13 | M_Troffer Light - Parabolic Rectangular:0600x1200mm(2 Lamp) - 120V:0600x1200mm(2 Lamp) - 120V:757334 | Autodesk Revit MEP 2011 | IfcFlowTerminal | 3nfyjyjOf1zQfCeH8h9jtO | n/a | n/a | n/a | n/a | n/a | n/a
Light Fixture B1-202 | danielle.r.love@usace.army.mil | 2011-09-14T17:02:59 | Light Fixture B1 | 2C19 | M_Troffer Light - Parabolic Rectangular:0600x1200mm(2 Lamp) - 120V:0600x1200mm(2 Lamp) - 120V:765207 | Autodesk Revit MEP 2011 | IfcFlowTerminal | 3nfyjyjOf1zQfCeH8h9lwP | n/a | n/a | n/a | n/a | n/a | n/a
Light Fixture B1-203 | danielle.r.love@usace.army.mil | 2011-09-14T17:02:59 | Light Fixture B1 | 2C19 | M_Troffer Light - Parabolic Rectangular:0600x1200mm(2 Lamp) - 120V:0600x1200mm(2 Lamp) - 120V:765269 | Autodesk Revit MEP 2011 | IfcFlowTerminal | 3nfyjyjOf1zQfCeH8h9lxR | n/a | n/a | n/a | n/a | n/a | n/a
Light Fixture B1-204 | danielle.r.love@usace.army.mil | 2011-09-14T17:02:59 | Light Fixture B1 | 2C19 | M_Troffer Light - Parabolic Rectangular:0600x1200mm(2 Lamp) - 120V:0600x1200mm(2 Lamp) - 120V:765313 | Autodesk Revit MEP 2011 | IfcFlowTerminal | 3nfyjyjOf1zQfCeH8h9luF | n/a | n/a | n/a | n/a | n/a | n/a
Light Fixture B1-205 | danielle.r.love@usace.army.mil | 2011-09-14T17:02:59 | Light Fixture B1 | 2C22 | M_Troffer Light - Parabolic Rectangular:0600x1200mm(2 Lamp) - 120V:0600x1200mm(2 Lamp) - 120V:766021 | Autodesk Revit MEP 2011 | IfcFlowTerminal | 3nfyjyjOf1zQfCeH8h9kFB | n/a | n/a | n/a | n/a | n/a | n/a
Light Fixture B1-206 | danielle.r.love@usace.army.mil | 2011-09-14T17:02:59 | Light Fixture B1 | 2C22 | M_Troffer Light - Parabolic Rectangular:0600x1200mm(2 Lamp) - 120V:0600x1200mm(2 Lamp) - 120V:766086 | Autodesk Revit MEP 2011 | IfcFlowTerminal | 3nfyjyjOf1zQfCeH8h9kC8 | n/a | n/a | n/a | n/a | n/a | n/a
Light Fixture B1-207 | danielle.r.love@usace.army.mil | 2011-09-14T17:02:59 | Light Fixture B1 | 2D01 | M_Troffer Light - Parabolic Rectangular:0600x1200mm(2 Lamp) - 120V:0600x1200mm(2 Lamp) - 120V:767675 | Autodesk Revit MEP 2011 | IfcFlowTerminal | 0JgsfCYlfF8eoLvc_NMhQ_ | n/a | n/a | n/a | n/a | n/a | n/a
Light Fixture B1-208 | danielle.r.love@usace.army.mil | 2011-09-14T17:02:59 | Light Fixture B1 | 2D02 | M_Troffer Light - Parabolic Rectangular:0600x1200mm(2 Lamp) - 120V:0600x1200mm(2 Lamp) - 120V:767811 | Autodesk Revit MEP 2011 | IfcFlowTerminal | 0JgsfCYlfF8eoLvc_NMhT6 | n/a | n/a | n/a | n/a | n/a | n/a
Light Fixture B1-209 | danielle.r.love@usace.army.mil | 2011-09-14T17:02:59 | Light Fixture B1 | 2D03 | M_Troffer Light - Parabolic Rectangular:0600x1200mm(2 Lamp) - 120V:0600x1200mm(2 Lamp) - 120V:767247 | Autodesk Revit MEP 2011 | IfcFlowTerminal | 0JgsfCYlfF8eoLvc_NMhKA | n/a | n/a | n/a | n/a | n/a | n/a
Light Fixture B1-210 | danielle.r.love@usace.army.mil | 2011-09-14T17:02:59 | Light Fixture B1 | 2D03 | M_Troffer Light - Parabolic Rectangular:0600x1200mm(2 Lamp) - 120V:0600x1200mm(2 Lamp) - 120V:767338 | Autodesk Revit MEP 2011 | IfcFlowTerminal | 0JgsfCYlfF8eoLvc_NMhLl | n/a | n/a | n/a | n/a | n/a | n/a
Light Fixture B1-211 | danielle.r.love@usace.army.mil | 2011-09-14T17:02:59 | Light Fixture B1 | 2D04 | M_Troffer Light - Parabolic Rectangular:0600x1200mm(2 Lamp) - 120V:0600x1200mm(2 Lamp) - 120V:767412 | Autodesk Revit MEP 2011 | IfcFlowTerminal | 0JgsfCYlfF8eoLvc_NMhMn | n/a | n/a | n/a | n/a | n/a | n/a
Light Fixture B1-212 | danielle.r.love@usace.army.mil | 2011-09-14T17:02:59 | Light Fixture B1 | 2D04 | M_Troffer Light - Parabolic Rectangular:0600x1200mm(2 Lamp) - 120V:0600x1200mm(2 Lamp) - 120V:767463 | Autodesk Revit MEP 2011 | IfcFlowTerminal | 0JgsfCYlfF8eoLvc_NMhNY | n/a | n/a | n/a | n/a | n/a | n/a
Light Fixture B1-213 | danielle.r.love@usace.army.mil | 2011-09-14T17:02:59 | Light Fixture B1 | 2D04A | M_Troffer Light - Parabolic Rectangular:0600x1200mm(2 Lamp) - 120V:0600x1200mm(2 Lamp) - 120V:767896 | Autodesk Revit MEP 2011 | IfcFlowTerminal | 0JgsfCYlfF8eoLvc_NMhUT | n/a | n/a | n/a | n/a | n/a | n/a
Light Fixture B1-214 | danielle.r.love@usace.army.mil | 2011-09-14T17:02:59 | Light Fixture B1 | 2D04A | M_Troffer Light - Parabolic Rectangular:0600x1200mm(2 Lamp) - 120V:0600x1200mm(2 Lamp) - 120V:767959 | Autodesk Revit MEP 2011 | IfcFlowTerminal | 0JgsfCYlfF8eoLvc_NMhVI | n/a | n/a | n/a | n/a | n/a | n/a
Light Fixture B1-215 | danielle.r.love@usace.army.mil | 2011-09-14T17:02:59 | Light Fixture B1 | 2D04A | M_Troffer Light - Parabolic Rectangular:0600x1200mm(2 Lamp) - 120V:0600x1200mm(2 Lamp) - 120V:767999 | Autodesk Revit MEP 2011 | IfcFlowTerminal | 0JgsfCYlfF8eoLvc_NMhVw | n/a | n/a | n/a | n/a | n/a | n/a
Light Fixture B1-216 | danielle.r.love@usace.army.mil | 2011-09-14T17:02:59 | Light Fixture B1 | 2D04A | M_Troffer Light - Parabolic Rectangular:0600x1200mm(2 Lamp) - 120V:0600x1200mm(2 Lamp) - 120V:768080 | Autodesk Revit MEP 2011 | IfcFlowTerminal | 0JgsfCYlfF8eoLvc_NMhXL | n/a | n/a | n/a | n/a | n/a | n/a
Light Fixture B1-217 | danielle.r.love@usace.army.mil | 2011-09-14T17:02:59 | Light Fixture B1 | 2D04A | M_Troffer Light - Parabolic Rectangular:0600x1200mm(2 Lamp) - 120V:0600x1200mm(2 Lamp) - 120V:768139 | Autodesk Revit MEP 2011 | IfcFlowTerminal | 0JgsfCYlfF8eoLvc_NMhYE | n/a | n/a | n/a | n/a | n/a | n/a
Light Fixture B1-218 | danielle.r.love@usace.army.mil | 2011-09-14T17:02:59 | Light Fixture B1 | 2D04A | M_Troffer Light - Parabolic Rectangular:0600x1200mm(2 Lamp) - 120V:0600x1200mm(2 Lamp) - 120V:768213 | Autodesk Revit MEP 2011 | IfcFlowTerminal | 0JgsfCYlfF8eoLvc_NMhZG | n/a | n/a | n/a | n/a | n/a | n/a
Light Fixture B1-219 | danielle.r.love@usace.army.mil | 2011-09-14T17:02:59 | Light Fixture B1 | 2D06 | M_Troffer Light - Parabolic Rectangular:0600x1200mm(2 Lamp) - 120V:0600x1200mm(2 Lamp) - 120V:769040 | Autodesk Revit MEP 2011 | IfcFlowTerminal | 0yuotxu8DEgv2qMIt$xGkb | n/a | n/a | n/a | n/a | n/a | n/a
Light Fixture B1-220 | danielle.r.love@usace.army.mil | 2011-09-14T17:02:59 | Light Fixture B1 | 2D06 | M_Troffer Light - Parabolic Rectangular:0600x1200mm(2 Lamp) - 120V:0600x1200mm(2 Lamp) - 120V:769117 | Autodesk Revit MEP 2011 | IfcFlowTerminal | 0yuotxu8DEgv2qMIt$xGle | n/a | n/a | n/a | n/a | n/a | n/a
Light Fixture B1-221 | danielle.r.love@usace.army.mil | 2011-09-14T17:02:59 | Light Fixture B1 | 2D07 | M_Troffer Light - Parabolic Rectangular:0600x1200mm(2 Lamp) - 120V:0600x1200mm(2 Lamp) - 120V:768866 | Autodesk Revit MEP 2011 | IfcFlowTerminal | 0yuotxu8DEgv2qMIt$xGpN | n/a | n/a | n/a | n/a | n/a | n/a
Light Fixture B1-222 | danielle.r.love@usace.army.mil | 2011-09-14T17:02:59 | Light Fixture B1 | 2D07 | M_Troffer Light - Parabolic Rectangular:0600x1200mm(2 Lamp) - 120V:0600x1200mm(2 Lamp) - 120V:768973 | Autodesk Revit MEP 2011 | IfcFlowTerminal | 0yuotxu8DEgv2qMIt$xGnu | n/a | n/a | n/a | n/a | n/a | n/a
Light Fixture B1-223 | danielle.r.love@usace.army.mil | 2011-09-14T17:02:59 | Light Fixture B1 | 2D08 | M_Troffer Light - Parabolic Rectangular:0600x1200mm(2 Lamp) - 120V:0600x1200mm(2 Lamp) - 120V:768636 | Autodesk Revit MEP 2011 | IfcFlowTerminal | 0yuotxu8DEgv2qMIt$xGt9 | n/a | n/a | n/a | n/a | n/a | n/a
Light Fixture B1-224 | danielle.r.love@usace.army.mil | 2011-09-14T17:02:59 | Light Fixture B1 | 2D08 | M_Troffer Light - Parabolic Rectangular:0600x1200mm(2 Lamp) - 120V:0600x1200mm(2 Lamp) - 120V:768769 | Autodesk Revit MEP 2011 | IfcFlowTerminal | 0yuotxu8DEgv2qMIt$xGoq | n/a | n/a | n/a | n/a | n/a | n/a
Light Fixture B1-225 | danielle.r.love@usace.army.mil | 2011-09-14T17:02:59 | Light Fixture B1 | 2D09 | M_Troffer Light - Parabolic Rectangular:0600x1200mm(2 Lamp) - 120V:0600x1200mm(2 Lamp) - 120V:768435 | Autodesk Revit MEP 2011 | IfcFlowTerminal | 0JgsfCYlfF8eoLvc_NMhcs | n/a | n/a | n/a | n/a | n/a | n/a
Light Fixture B1-226 | danielle.r.love@usace.army.mil | 2011-09-14T17:02:59 | Light Fixture B1 | 2D09 | M_Troffer Light - Parabolic Rectangular:0600x1200mm(2 Lamp) - 120V:0600x1200mm(2 Lamp) - 120V:768528 | Autodesk Revit MEP 2011 | IfcFlowTerminal | 0JgsfCYlfF8eoLvc_NMheL | n/a | n/a | n/a | n/a | n/a | n/a
Light Fixture B1-227 | danielle.r.love@usace.army.mil | 2011-09-14T17:02:59 | Light Fixture B1 | 2D11 | M_Troffer Light - Parabolic Rectangular:0600x1200mm(2 Lamp) - 120V:0600x1200mm(2 Lamp) - 120V:769515 | Autodesk Revit MEP 2011 | IfcFlowTerminal | 0yuotxu8DEgv2qMIt$xGfU | n/a | n/a | n/a | n/a | n/a | n/a
Light Fixture B1-228 | danielle.r.love@usace.army.mil | 2011-09-14T17:02:59 | Light Fixture B1 | 2D11 | M_Troffer Light - Parabolic Rectangular:0600x1200mm(2 Lamp) - 120V:0600x1200mm(2 Lamp) - 120V:769575 | Autodesk Revit MEP 2011 | IfcFlowTerminal | 0yuotxu8DEgv2qMIt$xGcI | n/a | n/a | n/a | n/a | n/a | n/a
Light Fixture B1-229 | danielle.r.love@usace.army.mil | 2011-09-14T17:02:59 | Light Fixture B1 | 2D14 | M_Troffer Light - Parabolic Rectangular:0600x1200mm(2 Lamp) - 120V:0600x1200mm(2 Lamp) - 120V:770065 | Autodesk Revit MEP 2011 | IfcFlowTerminal | 0yuotxu8DEgv2qMIt$xNUa | n/a | n/a | n/a | n/a | n/a | n/a
Light Fixture B1-230 | danielle.r.love@usace.army.mil | 2011-09-14T17:02:59 | Light Fixture B1 | 2D14 | M_Troffer Light - Parabolic Rectangular:0600x1200mm(2 Lamp) - 120V:0600x1200mm(2 Lamp) - 120V:770158 | Autodesk Revit MEP 2011 | IfcFlowTerminal | 0yuotxu8DEgv2qMIt$xNVR | n/a | n/a | n/a | n/a | n/a | n/a
Light Fixture B1-231 | danielle.r.love@usace.army.mil | 2011-09-14T17:02:59 | Light Fixture B1 | 2D15 | M_Troffer Light - Parabolic Rectangular:0600x1200mm(2 Lamp) - 120V:0600x1200mm(2 Lamp) - 120V:770241 | Autodesk Revit MEP 2011 | IfcFlowTerminal | 0yuotxu8DEgv2qMIt$xNTq | n/a | n/a | n/a | n/a | n/a | n/a
Light Fixture B1-232 | danielle.r.love@usace.army.mil | 2011-09-14T17:02:59 | Light Fixture B1 | 2D15 | M_Troffer Light - Parabolic Rectangular:0600x1200mm(2 Lamp) - 120V:0600x1200mm(2 Lamp) - 120V:770319 | Autodesk Revit MEP 2011 | IfcFlowTerminal | 0yuotxu8DEgv2qMIt$xNQw | n/a | n/a | n/a | n/a | n/a | n/a
Light Fixture B1-233 | danielle.r.love@usace.army.mil | 2011-09-14T17:02:59 | Light Fixture B1 | 2D16 | M_Troffer Light - Parabolic Rectangular:0600x1200mm(2 Lamp) - 120V:0600x1200mm(2 Lamp) - 120V:769664 | Autodesk Revit MEP 2011 | IfcFlowTerminal | 0yuotxu8DEgv2qMIt$xGar | n/a | n/a | n/a | n/a | n/a | n/a
Light Fixture B1-234 | danielle.r.love@usace.army.mil | 2011-09-14T17:02:59 | Light Fixture B1 | 2D16 | M_Troffer Light - Parabolic Rectangular:0600x1200mm(2 Lamp) - 120V:0600x1200mm(2 Lamp) - 120V:769730 | Autodesk Revit MEP 2011 | IfcFlowTerminal | 0yuotxu8DEgv2qMIt$xGbt | n/a | n/a | n/a | n/a | n/a | n/a
Light Fixture B1-235 | danielle.r.love@usace.army.mil | 2011-09-14T17:02:59 | Light Fixture B1 | 2D17 | M_Troffer Light - Parabolic Rectangular:0600x1200mm(2 Lamp) - 120V:0600x1200mm(2 Lamp) - 120V:770454 | Autodesk Revit MEP 2011 | IfcFlowTerminal | 0yuotxu8DEgv2qMIt$xNOZ | n/a | n/a | n/a | n/a | n/a | n/a
Light Fixture B1-236 | danielle.r.love@usace.army.mil | 2011-09-14T17:02:59 | Light Fixture B1 | 2D17 | M_Troffer Light - Parabolic Rectangular:0600x1200mm(2 Lamp) - 120V:0600x1200mm(2 Lamp) - 120V:770488 | Autodesk Revit MEP 2011 | IfcFlowTerminal | 0yuotxu8DEgv2qMIt$xNOD | n/a | n/a | n/a | n/a | n/a | n/a
Light Fixture B1-237 | danielle.r.love@usace.army.mil | 2011-09-14T17:02:59 | Light Fixture B1 | 2D19 | M_Troffer Light - Parabolic Rectangular:0600x1200mm(2 Lamp) - 120V:0600x1200mm(2 Lamp) - 120V:770554 | Autodesk Revit MEP 2011 | IfcFlowTerminal | 0yuotxu8DEgv2qMIt$xNPF | n/a | n/a | n/a | n/a | n/a | n/a
Light Fixture B1-238 | danielle.r.love@usace.army.mil | 2011-09-14T17:02:59 | Light Fixture B1 | 2D19 | M_Troffer Light - Parabolic Rectangular:0600x1200mm(2 Lamp) - 120V:0600x1200mm(2 Lamp) - 120V:770646 | Autodesk Revit MEP 2011 | IfcFlowTerminal | 0yuotxu8DEgv2qMIt$xNNZ | n/a | n/a | n/a | n/a | n/a | n/a
Light Fixture B1-239 | danielle.r.love@usace.army.mil | 2011-09-14T17:02:59 | Light Fixture B1 | 2D20 | M_Troffer Light - Parabolic Rectangular:0600x1200mm(2 Lamp) - 120V:0600x1200mm(2 Lamp) - 120V:770733 | Autodesk Revit MEP 2011 | IfcFlowTerminal | 0yuotxu8DEgv2qMIt$xNKO | n/a | n/a | n/a | n/a | n/a | n/a
Light Fixture B1-240 | danielle.r.love@usace.army.mil | 2011-09-14T17:02:59 | Light Fixture B1 | 2D20 | M_Troffer Light - Parabolic Rectangular:0600x1200mm(2 Lamp) - 120V:0600x1200mm(2 Lamp) - 120V:770803 | Autodesk Revit MEP 2011 | IfcFlowTerminal | 0yuotxu8DEgv2qMIt$xNL6 | n/a | n/a | n/a | n/a | n/a | n/a
Light Fixture B1-241 | danielle.r.love@usace.army.mil | 2011-09-14T17:02:59 | Light Fixture B1 | 2D20 | M_Troffer Light - Parabolic Rectangular:0600x1200mm(2 Lamp) - 120V:0600x1200mm(2 Lamp) - 120V:770835 | Autodesk Revit MEP 2011 | IfcFlowTerminal | 0yuotxu8DEgv2qMIt$xNIc | n/a | n/a | n/a | n/a | n/a | n/a
Light Fixture B1-242 | danielle.r.love@usace.army.mil | 2011-09-14T17:02:59 | Light Fixture B1 | 2D20 | M_Troffer Light - Parabolic Rectangular:0600x1200mm(2 Lamp) - 120V:0600x1200mm(2 Lamp) - 120V:770871 | Autodesk Revit MEP 2011 | IfcFlowTerminal | 0yuotxu8DEgv2qMIt$xNI2 | n/a | n/a | n/a | n/a | n/a | n/a
Light Fixture B1-243 | danielle.r.love@usace.army.mil | 2011-09-14T17:02:59 | Light Fixture B1 | 2D20 | M_Troffer Light - Parabolic Rectangular:0600x1200mm(2 Lamp) - 120V:0600x1200mm(2 Lamp) - 120V:770900 | Autodesk Revit MEP 2011 | IfcFlowTerminal | 0yuotxu8DEgv2qMIt$xNJX | n/a | n/a | n/a | n/a | n/a | n/a
Light Fixture B1-244 | danielle.r.love@usace.army.mil | 2011-09-14T17:02:59 | Light Fixture B1 | 2D21 | M_Troffer Light - Parabolic Rectangular:0600x1200mm(2 Lamp) - 120V:0600x1200mm(2 Lamp) - 120V:770937 | Autodesk Revit MEP 2011 | IfcFlowTerminal | 0yuotxu8DEgv2qMIt$xNJC | n/a | n/a | n/a | n/a | n/a | n/a
Light Fixture B1-245 | danielle.r.love@usace.army.mil | 2011-09-14T17:02:59 | Light Fixture B1 | 2D21 | M_Troffer Light - Parabolic Rectangular:0600x1200mm(2 Lamp) - 120V:0600x1200mm(2 Lamp) - 120V:771103 | Autodesk Revit MEP 2011 | IfcFlowTerminal | 0yuotxu8DEgv2qMIt$xNEg | n/a | n/a | n/a | n/a | n/a | n/a
Light Fixture B1-246 | danielle.r.love@usace.army.mil | 2011-09-14T17:02:59 | Light Fixture B1 | 2D21 | M_Troffer Light - Parabolic Rectangular:0600x1200mm(2 Lamp) - 120V:0600x1200mm(2 Lamp) - 120V:771155 | Autodesk Revit MEP 2011 | IfcFlowTerminal | 0yuotxu8DEgv2qMIt$xNFc | n/a | n/a | n/a | n/a | n/a | n/a
Light Fixture B1-247 | danielle.r.love@usace.army.mil | 2011-09-14T17:02:59 | Light Fixture B1 | 2D21 | M_Troffer Light - Parabolic Rectangular:0600x1200mm(2 Lamp) - 120V:0600x1200mm(2 Lamp) - 120V:771219 | Autodesk Revit MEP 2011 | IfcFlowTerminal | 0yuotxu8DEgv2qMIt$xNCc | n/a | n/a | n/a | n/a | n/a | n/a
Light Fixture B1-248 | danielle.r.love@usace.army.mil | 2011-09-14T17:02:59 | Light Fixture B1 | 2D21 | M_Troffer Light - Parabolic Rectangular:0600x1200mm(2 Lamp) - 120V:0600x1200mm(2 Lamp) - 120V:771279 | Autodesk Revit MEP 2011 | IfcFlowTerminal | 0yuotxu8DEgv2qMIt$xNDw | n/a | n/a | n/a | n/a | n/a | n/a
Light Fixture B1-249 | danielle.r.love@usace.army.mil | 2011-09-14T17:02:59 | Light Fixture B1 | 2D21 | M_Troffer Light - Parabolic Rectangular:0600x1200mm(2 Lamp) - 120V:0600x1200mm(2 Lamp) - 120V:771351 | Autodesk Revit MEP 2011 | IfcFlowTerminal | 0yuotxu8DEgv2qMIt$xNAY | n/a | n/a | n/a | n/a | n/a | n/a
Light Fixture B18-01 | danielle.r.love@usace.army.mil | 2011-09-14T17:02:59 | Light Fixture B18 | 1C07 | M_Troffer Light - Parabolic Rectangular:0600x1200mm(2 Lamp) - 120V:0600x1200mm(2 Lamp) - 120V:740798 | Autodesk Revit MEP 2011 | IfcFlowTerminal | 2ikEQjpcTDnxUN0yGA3WNe | n/a | n/a | n/a | n/a | n/a | n/a
Light Fixture B18-02 | danielle.r.love@usace.army.mil | 2011-09-14T17:02:59 | Light Fixture B18 | 1C07 | M_Troffer Light - Parabolic Rectangular:0600x1200mm(2 Lamp) - 120V:0600x1200mm(2 Lamp) - 120V:740806 | Autodesk Revit MEP 2011 | IfcFlowTerminal | 2ikEQjpcTDnxUN0yGA3WMG | n/a | n/a | n/a | n/a | n/a | n/a
Light Fixture B18-03 | danielle.r.love@usace.army.mil | 2011-09-14T17:02:59 | Light Fixture B18 | 1C10 | M_Troffer Light - Parabolic Rectangular:0600x1200mm(2 Lamp) - 120V:0600x1200mm(2 Lamp) - 120V:740814 | Autodesk Revit MEP 2011 | IfcFlowTerminal | 2ikEQjpcTDnxUN0yGA3WMO | n/a | n/a | n/a | n/a | n/a | n/a
Light Fixture B18-04 | danielle.r.love@usace.army.mil | 2011-09-14T17:02:59 | Light Fixture B18 | 1C10 | M_Troffer Light - Parabolic Rectangular:0600x1200mm(2 Lamp) - 120V:0600x1200mm(2 Lamp) - 120V:740824 | Autodesk Revit MEP 2011 | IfcFlowTerminal | 2ikEQjpcTDnxUN0yGA3WME | n/a | n/a | n/a | n/a | n/a | n/a
Light Fixture B18-05 | danielle.r.love@usace.army.mil | 2011-09-14T17:02:59 | Light Fixture B18 | 1C16 | M_Troffer Light - Parabolic Rectangular:0600x1200mm(2 Lamp) - 120V:0600x1200mm(2 Lamp) - 120V:739655 | Autodesk Revit MEP 2011 | IfcFlowTerminal | 1Ew_8oRPr27vHUxllyBcMN | n/a | n/a | n/a | n/a | n/a | n/a
Light Fixture B18-06 | danielle.r.love@usace.army.mil | 2011-09-14T17:02:59 | Light Fixture B18 | 1C16 | M_Troffer Light - Parabolic Rectangular:0600x1200mm(2 Lamp) - 120V:0600x1200mm(2 Lamp) - 120V:739663 | Autodesk Revit MEP 2011 | IfcFlowTerminal | 1Ew_8oRPr27vHUxllyBcMV | n/a | n/a | n/a | n/a | n/a | n/a
Light Fixture B18-07 | danielle.r.love@usace.army.mil | 2011-09-14T17:02:59 | Light Fixture B18 | 1C19 | M_Troffer Light - Parabolic Rectangular:0600x1200mm(2 Lamp) - 120V:0600x1200mm(2 Lamp) - 120V:739671 | Autodesk Revit MEP 2011 | IfcFlowTerminal | 1Ew_8oRPr27vHUxllyBcM7 | n/a | n/a | n/a | n/a | n/a | n/a
Light Fixture B18-08 | danielle.r.love@usace.army.mil | 2011-09-14T17:02:59 | Light Fixture B18 | 1C19 | M_Troffer Light - Parabolic Rectangular:0600x1200mm(2 Lamp) - 120V:0600x1200mm(2 Lamp) - 120V:743160 | Autodesk Revit MEP 2011 | IfcFlowTerminal | 312$WHH7b36fc6XaYoDls7 | n/a | n/a | n/a | n/a | n/a | n/a
Light Fixture B18-09 | danielle.r.love@usace.army.mil | 2011-09-14T17:02:59 | Light Fixture B18 | 1D12 | M_Troffer Light - Parabolic Rectangular:0600x1200mm(2 Lamp) - 120V:0600x1200mm(2 Lamp) - 120V:739202 | Autodesk Revit MEP 2011 | IfcFlowTerminal | 2K_rhNuRTE1el3fJWhkg3F | n/a | n/a | n/a | n/a | n/a | n/a
Light Fixture B18-10 | danielle.r.love@usace.army.mil | 2011-09-14T17:02:59 | Light Fixture B18 | 1D12 | M_Troffer Light - Parabolic Rectangular:0600x1200mm(2 Lamp) - 120V:0600x1200mm(2 Lamp) - 120V:739210 | Autodesk Revit MEP 2011 | IfcFlowTerminal | 2K_rhNuRTE1el3fJWhkg37 | n/a | n/a | n/a | n/a | n/a | n/a
Light Fixture B1B-01 | danielle.r.love@usace.army.mil | 2011-09-14T17:02:59 | Light Fixture B1B | 1E06 | M_Troffer Light - Parabolic Rectangular:0600x1200mm(2 Lamp) - 120V:0600x1200mm(2 Lamp) - 120V:738531 | Autodesk Revit MEP 2011 | IfcFlowTerminal | 23zemjdlrEywu0vwSxM2BE | n/a | n/a | n/a | n/a | n/a | n/a
Light Fixture B1B-02 | danielle.r.love@usace.army.mil | 2011-09-14T17:02:59 | Light Fixture B1B | 1E16 | M_Troffer Light - Parabolic Rectangular:0600x1200mm(2 Lamp) - 120V:0600x1200mm(2 Lamp) - 120V:740082 | Autodesk Revit MEP 2011 | IfcFlowTerminal | 0jQ9LiL9v909pyRa4VVtMk | n/a | n/a | n/a | n/a | n/a | n/a
Light Fixture B1B-03 | danielle.r.love@usace.army.mil | 2011-09-14T17:02:59 | Light Fixture B1B | 1E16 | M_Troffer Light - Parabolic Rectangular:0600x1200mm(2 Lamp) - 120V:0600x1200mm(2 Lamp) - 120V:740134 | Autodesk Revit MEP 2011 | IfcFlowTerminal | 0jQ9LiL9v909pyRa4VVtHw | n/a | n/a | n/a | n/a | n/a | n/a
Light Fixture B1B-04 | danielle.r.love@usace.army.mil | 2011-09-14T17:02:59 | Light Fixture B1B | 1E24 | M_Troffer Light - Parabolic Rectangular:0600x1200mm(2 Lamp) - 120V:0600x1200mm(2 Lamp) - 120V:740214 | Autodesk Revit MEP 2011 | IfcFlowTerminal | 0jQ9LiL9v909pyRa4VVtGg | n/a | n/a | n/a | n/a | n/a | n/a
Light Fixture B1B-05 | danielle.r.love@usace.army.mil | 2011-09-14T17:02:59 | Light Fixture B1B | 1E24 | M_Troffer Light - Parabolic Rectangular:0600x1200mm(2 Lamp) - 120V:0600x1200mm(2 Lamp) - 120V:740334 | Autodesk Revit MEP 2011 | IfcFlowTerminal | 0jQ9LiL9v909pyRa4VVtIo | n/a | n/a | n/a | n/a | n/a | n/a
Light Fixture B1B-06 | danielle.r.love@usace.army.mil | 2011-09-14T17:02:59 | Light Fixture B1B | 1E26 | M_Troffer Light - Parabolic Rectangular:0600x1200mm(2 Lamp) - 120V:0600x1200mm(2 Lamp) - 120V:740467 | Autodesk Revit MEP 2011 | IfcFlowTerminal | 0jQ9LiL9v909pyRa4VVtCl | n/a | n/a | n/a | n/a | n/a | n/a
Light Fixture B1B-07 | danielle.r.love@usace.army.mil | 2011-09-14T17:02:59 | Light Fixture B1B | 1B04 | M_Troffer Light - Parabolic Rectangular:0600x1200mm(2 Lamp) - 120V:0600x1200mm(2 Lamp) - 120V:738264 | Autodesk Revit MEP 2011 | IfcFlowTerminal | 17wj1NfVL9RPoveuB_LVgN | n/a | n/a | n/a | n/a | n/a | n/a
Light Fixture B1B-08 | danielle.r.love@usace.army.mil | 2011-09-14T17:02:59 | Light Fixture B1B | 1B04 | M_Troffer Light - Parabolic Rectangular:0600x1200mm(2 Lamp) - 120V:0600x1200mm(2 Lamp) - 120V:738287 | Autodesk Revit MEP 2011 | IfcFlowTerminal | 17wj1NfVL9RPoveuB_LVgW | n/a | n/a | n/a | n/a | n/a | n/a
Light Fixture B1B-09 | danielle.r.love@usace.army.mil | 2011-09-14T17:02:59 | Light Fixture B1B | 1B17 | M_Troffer Light - Parabolic Rectangular:0600x1200mm(2 Lamp) - 120V:0600x1200mm(2 Lamp) - 120V:740974 | Autodesk Revit MEP 2011 | IfcFlowTerminal | 2ikEQjpcTDnxUN0yGA3WOu | n/a | n/a | n/a | n/a | n/a | n/a
Light Fixture B1B-10 | danielle.r.love@usace.army.mil | 2011-09-14T17:02:59 | Light Fixture B1B | 1D16 | M_Troffer Light - Parabolic Rectangular:0600x1200mm(2 Lamp) - 120V:0600x1200mm(2 Lamp) - 120V:739388 | Autodesk Revit MEP 2011 | IfcFlowTerminal | 2K_rhNuRTE1el3fJWhkgzn | n/a | n/a | n/a | n/a | n/a | n/a
Light Fixture B1B-11 | danielle.r.love@usace.army.mil | 2011-09-14T17:02:59 | Light Fixture B1B | 1D16 | M_Troffer Light - Parabolic Rectangular:0600x1200mm(2 Lamp) - 120V:0600x1200mm(2 Lamp) - 120V:739420 | Autodesk Revit MEP 2011 | IfcFlowTerminal | 2K_rhNuRTE1el3fJWhkgyH | n/a | n/a | n/a | n/a | n/a | n/a
Light Fixture B1B-12 | danielle.r.love@usace.army.mil | 2011-09-14T17:02:59 | Light Fixture B1B | 1D22 | M_Troffer Light - Parabolic Rectangular:0600x1200mm(2 Lamp) - 120V:0600x1200mm(2 Lamp) - 120V:739098 | Autodesk Revit MEP 2011 | IfcFlowTerminal | 2K_rhNuRTE1el3fJWhkg1N | n/a | n/a | n/a | n/a | n/a | n/a
Light Fixture B1B-13 | danielle.r.love@usace.army.mil | 2011-09-14T17:02:59 | Light Fixture B1B | 1D25 | M_Troffer Light - Parabolic Rectangular:0600x1200mm(2 Lamp) - 120V:0600x1200mm(2 Lamp) - 120V:738810 | Autodesk Revit MEP 2011 | IfcFlowTerminal | 1VtcqOrav5Tvkak81kVRnj | n/a | n/a | n/a | n/a | n/a | n/a
Light Fixture B1B-14 | danielle.r.love@usace.army.mil | 2011-09-14T17:02:59 | Light Fixture B1B | 1D25 | M_Troffer Light - Parabolic Rectangular:0600x1200mm(2 Lamp) - 120V:0600x1200mm(2 Lamp) - 120V:738838 | Autodesk Revit MEP 2011 | IfcFlowTerminal | 1VtcqOrav5Tvkak81kVR_1 | n/a | n/a | n/a | n/a | n/a | n/a
Light Fixture B1B-15 | danielle.r.love@usace.army.mil | 2011-09-14T17:02:59 | Light Fixture B1B | 2A11 | M_Troffer Light - Parabolic Rectangular:0600x1200mm(2 Lamp) - 120V:0600x1200mm(2 Lamp) - 120V:761434 | Autodesk Revit MEP 2011 | IfcFlowTerminal | 3nfyjyjOf1zQfCeH8h9itK | n/a | n/a | n/a | n/a | n/a | n/a
Light Fixture B1B-16 | danielle.r.love@usace.army.mil | 2011-09-14T17:02:59 | Light Fixture B1B | 2A11 | M_Troffer Light - Parabolic Rectangular:0600x1200mm(2 Lamp) - 120V:0600x1200mm(2 Lamp) - 120V:761751 | Autodesk Revit MEP 2011 | IfcFlowTerminal | 3nfyjyjOf1zQfCeH8h9imP | n/a | n/a | n/a | n/a | n/a | n/a
Light Fixture B1B-17 | danielle.r.love@usace.army.mil | 2011-09-14T17:02:59 | Light Fixture B1B | 2A14 | M_Troffer Light - Parabolic Rectangular:0600x1200mm(2 Lamp) - 120V:0600x1200mm(2 Lamp) - 120V:762334 | Autodesk Revit MEP 2011 | IfcFlowTerminal | 3nfyjyjOf1zQfCeH8h9l9G | n/a | n/a | n/a | n/a | n/a | n/a
Light Fixture B1B-18 | danielle.r.love@usace.army.mil | 2011-09-14T17:02:59 | Light Fixture B1B | 2B10 | M_Troffer Light - Parabolic Rectangular:0600x1200mm(2 Lamp) - 120V:0600x1200mm(2 Lamp) - 120V:773454 | Autodesk Revit MEP 2011 | IfcFlowTerminal | 0yuotxu8DEgv2qMIt$xNhx | n/a | n/a | n/a | n/a | n/a | n/a
Light Fixture B1B-19 | danielle.r.love@usace.army.mil | 2011-09-14T17:02:59 | Light Fixture B1B | 2C08 | M_Troffer Light - Parabolic Rectangular:0600x1200mm(2 Lamp) - 120V:0600x1200mm(2 Lamp) - 120V:763665 | Autodesk Revit MEP 2011 | IfcFlowTerminal | 3nfyjyjOf1zQfCeH8h9lIV | n/a | n/a | n/a | n/a | n/a | n/a
Light Fixture B1B-20 | danielle.r.love@usace.army.mil | 2011-09-14T17:02:59 | Light Fixture B1B | 2C23 | M_Troffer Light - Parabolic Rectangular:0600x1200mm(2 Lamp) - 120V:0600x1200mm(2 Lamp) - 120V:773998 | Autodesk Revit MEP 2011 | IfcFlowTerminal | 0yuotxu8DEgv2qMIt$xNZR | n/a | n/a | n/a | n/a | n/a | n/a
Light Fixture B1B-21 | danielle.r.love@usace.army.mil | 2011-09-14T17:02:59 | Light Fixture B1B | 2C24 | M_Troffer Light - Parabolic Rectangular:0600x1200mm(2 Lamp) - 120V:0600x1200mm(2 Lamp) - 120V:773871 | Autodesk Revit MEP 2011 | IfcFlowTerminal | 0yuotxu8DEgv2qMIt$xNbQ | n/a | n/a | n/a | n/a | n/a | n/a
Light Fixture B1B-22 | danielle.r.love@usace.army.mil | 2011-09-14T17:02:59 | Light Fixture B1B | 2D04 | M_Troffer Light - Parabolic Rectangular:0600x1200mm(2 Lamp) - 120V:0600x1200mm(2 Lamp) - 120V:767557 | Autodesk Revit MEP 2011 | IfcFlowTerminal | 0JgsfCYlfF8eoLvc_NMhP0 | n/a | n/a | n/a | n/a | n/a | n/a
Light Fixture B1B-23 | danielle.r.love@usace.army.mil | 2011-09-14T17:02:59 | Light Fixture B1B | 2D20 | M_Troffer Light - Parabolic Rectangular:0600x1200mm(2 Lamp) - 120V:0600x1200mm(2 Lamp) - 120V:770782 | Autodesk Revit MEP 2011 | IfcFlowTerminal | 0yuotxu8DEgv2qMIt$xNLh | n/a | n/a | n/a | n/a | n/a | n/a
Light Fixture B1D-01 | danielle.r.love@usace.army.mil | 2011-09-14T17:02:59 | Light Fixture B1D | 1C08 | M_Troffer Light - Parabolic Rectangular:0600x1200mm(2 Lamp) - 120V:0600x1200mm(2 Lamp) - 120V:741098 | Autodesk Revit MEP 2011 | IfcFlowTerminal | 2ikEQjpcTDnxUN0yGA3WQy | n/a | n/a | n/a | n/a | n/a | n/a
Light Fixture B1D-02 | danielle.r.love@usace.army.mil | 2011-09-14T17:02:59 | Light Fixture B1D | 1C08 | M_Troffer Light - Parabolic Rectangular:0600x1200mm(2 Lamp) - 120V:0600x1200mm(2 Lamp) - 120V:741104 | Autodesk Revit MEP 2011 | IfcFlowTerminal | 2ikEQjpcTDnxUN0yGA3WQc | n/a | n/a | n/a | n/a | n/a | n/a
Light Fixture B1D-03 | danielle.r.love@usace.army.mil | 2011-09-14T17:02:59 | Light Fixture B1D | 1C09 | M_Troffer Light - Parabolic Rectangular:0600x1200mm(2 Lamp) - 120V:0600x1200mm(2 Lamp) - 120V:741084 | Autodesk Revit MEP 2011 | IfcFlowTerminal | 2ikEQjpcTDnxUN0yGA3WQA | n/a | n/a | n/a | n/a | n/a | n/a
Light Fixture B1D-04 | danielle.r.love@usace.army.mil | 2011-09-14T17:02:59 | Light Fixture B1D | 1C09 | M_Troffer Light - Parabolic Rectangular:0600x1200mm(2 Lamp) - 120V:0600x1200mm(2 Lamp) - 120V:741090 | Autodesk Revit MEP 2011 | IfcFlowTerminal | 2ikEQjpcTDnxUN0yGA3WQq | n/a | n/a | n/a | n/a | n/a | n/a
Light Fixture B3-01 | danielle.r.love@usace.army.mil | 2011-09-14T17:02:59 | Light Fixture B3 | 1E09 | M_Troffer Light - Parabolic Square:0600x0600mm(2 Lamp) - 120V:0600x0600mm(2 Lamp) - 120V:743492 | Autodesk Revit MEP 2011 | IfcFlowTerminal | 312$WHH7b36fc6XaYoDlCx | n/a | n/a | n/a | n/a | n/a | n/a
Light Fixture B3-02 | danielle.r.love@usace.army.mil | 2011-09-14T17:02:59 | Light Fixture B3 | 1E10 | M_Troffer Light - Parabolic Square:0600x0600mm(2 Lamp) - 120V:0600x0600mm(2 Lamp) - 120V:743484 | Autodesk Revit MEP 2011 | IfcFlowTerminal | 312$WHH7b36fc6XaYoDlD3 | n/a | n/a | n/a | n/a | n/a | n/a
Light Fixture B3-03 | danielle.r.love@usace.army.mil | 2011-09-14T17:02:59 | Light Fixture B3 | 1E12 | M_Troffer Light - Parabolic Square:0600x0600mm(2 Lamp) - 120V:0600x0600mm(2 Lamp) - 120V:746231 | Autodesk Revit MEP 2011 | IfcFlowTerminal | 1MPejKGxvAxOPe64yBS0Lt | n/a | n/a | n/a | n/a | n/a | n/a
Light Fixture B3-04 | danielle.r.love@usace.army.mil | 2011-09-14T17:02:59 | Light Fixture B3 | 1A13 | M_Troffer Light - Parabolic Square:0600x0600mm(2 Lamp) - 120V:0600x0600mm(2 Lamp) - 120V:990974 | Autodesk Revit MEP 2011 | IfcFlowTerminal | 06ps6WJyL6WxW9TTuDR_Df | n/a | n/a | n/a | n/a | n/a | n/a
Light Fixture B3-05 | danielle.r.love@usace.army.mil | 2011-09-14T17:02:59 | Light Fixture B3 | 1AC2 | M_Troffer Light - Parabolic Square:0600x0600mm(2 Lamp) - 120V:0600x0600mm(2 Lamp) - 120V:742765 | Autodesk Revit MEP 2011 | IfcFlowTerminal | 2SP4ReqQHE9hS3W_ezDhSp | n/a | n/a | n/a | n/a | n/a | n/a
Light Fixture B3-06 | danielle.r.love@usace.army.mil | 2011-09-14T17:02:59 | Light Fixture B3 | 1AC3 | M_Troffer Light - Parabolic Square:0600x0600mm(2 Lamp) - 120V:0600x0600mm(2 Lamp) - 120V:743013 | Autodesk Revit MEP 2011 | IfcFlowTerminal | 312$WHH7b36fc6XaYoDlqQ | n/a | n/a | n/a | n/a | n/a | n/a
Light Fixture B3-07 | danielle.r.love@usace.army.mil | 2011-09-14T17:02:59 | Light Fixture B3 | 1AC3 | M_Troffer Light - Parabolic Square:0600x0600mm(2 Lamp) - 120V:0600x0600mm(2 Lamp) - 120V:743021 | Autodesk Revit MEP 2011 | IfcFlowTerminal | 312$WHH7b36fc6XaYoDlqI | n/a | n/a | n/a | n/a | n/a | n/a
Light Fixture B3-08 | danielle.r.love@usace.army.mil | 2011-09-14T17:02:59 | Light Fixture B3 | 1AC5 | M_Troffer Light - Parabolic Square:0600x0600mm(2 Lamp) - 120V:0600x0600mm(2 Lamp) - 120V:743885 | Autodesk Revit MEP 2011 | IfcFlowTerminal | 312$WHH7b36fc6XaYoDlAo | n/a | n/a | n/a | n/a | n/a | n/a
Light Fixture B3-09 | danielle.r.love@usace.army.mil | 2011-09-14T17:02:59 | Light Fixture B3 | 1B02 | M_Troffer Light - Parabolic Square:0600x0600mm(2 Lamp) - 120V:0600x0600mm(2 Lamp) - 120V:743756 | Autodesk Revit MEP 2011 | IfcFlowTerminal | 312$WHH7b36fc6XaYoDl8p | n/a | n/a | n/a | n/a | n/a | n/a
Light Fixture B3-10 | danielle.r.love@usace.army.mil | 2011-09-14T17:02:59 | Light Fixture B3 | 1B05 | M_Troffer Light - Parabolic Square:0600x0600mm(2 Lamp) - 120V:0600x0600mm(2 Lamp) - 120V:743708 | Autodesk Revit MEP 2011 | IfcFlowTerminal | 312$WHH7b36fc6XaYoDl9Z | n/a | n/a | n/a | n/a | n/a | n/a
Light Fixture B3-11 | danielle.r.love@usace.army.mil | 2011-09-14T17:02:59 | Light Fixture B3 | 1B11 | M_Troffer Light - Parabolic Square:0600x0600mm(2 Lamp) - 120V:0600x0600mm(2 Lamp) - 120V:743698 | Autodesk Revit MEP 2011 | IfcFlowTerminal | 312$WHH7b36fc6XaYoDl9j | n/a | n/a | n/a | n/a | n/a | n/a
Light Fixture B3-12 | danielle.r.love@usace.army.mil | 2011-09-14T17:02:59 | Light Fixture B3 | 1BC2 | M_Troffer Light - Parabolic Square:0600x0600mm(2 Lamp) - 120V:0600x0600mm(2 Lamp) - 120V:743678 | Autodesk Revit MEP 2011 | IfcFlowTerminal | 312$WHH7b36fc6XaYoDlE1 | n/a | n/a | n/a | n/a | n/a | n/a
Light Fixture B3-13 | danielle.r.love@usace.army.mil | 2011-09-14T17:02:59 | Light Fixture B3 | 1BC2 | M_Troffer Light - Parabolic Square:0600x0600mm(2 Lamp) - 120V:0600x0600mm(2 Lamp) - 120V:743718 | Autodesk Revit MEP 2011 | IfcFlowTerminal | 312$WHH7b36fc6XaYoDl9P | n/a | n/a | n/a | n/a | n/a | n/a
Light Fixture B3-14 | danielle.r.love@usace.army.mil | 2011-09-14T17:02:59 | Light Fixture B3 | 1BC2 | M_Troffer Light - Parabolic Square:0600x0600mm(2 Lamp) - 120V:0600x0600mm(2 Lamp) - 120V:743726 | Autodesk Revit MEP 2011 | IfcFlowTerminal | 312$WHH7b36fc6XaYoDl9H | n/a | n/a | n/a | n/a | n/a | n/a
Light Fixture B3-15 | danielle.r.love@usace.army.mil | 2011-09-14T17:02:59 | Light Fixture B3 | 1BC3 | M_Troffer Light - Parabolic Square:0600x0600mm(2 Lamp) - 120V:0600x0600mm(2 Lamp) - 120V:743650 | Autodesk Revit MEP 2011 | IfcFlowTerminal | 312$WHH7b36fc6XaYoDlET | n/a | n/a | n/a | n/a | n/a | n/a
Light Fixture B3-16 | danielle.r.love@usace.army.mil | 2011-09-14T17:02:59 | Light Fixture B3 | 1BC3 | M_Troffer Light - Parabolic Square:0600x0600mm(2 Lamp) - 120V:0600x0600mm(2 Lamp) - 120V:743666 | Autodesk Revit MEP 2011 | IfcFlowTerminal | 312$WHH7b36fc6XaYoDlED | n/a | n/a | n/a | n/a | n/a | n/a
Light Fixture B3-17 | danielle.r.love@usace.army.mil | 2011-09-14T17:02:59 | Light Fixture B3 | 1BC4 | M_Troffer Light - Parabolic Square:0600x0600mm(2 Lamp) - 120V:0600x0600mm(2 Lamp) - 120V:743594 | Autodesk Revit MEP 2011 | IfcFlowTerminal | 312$WHH7b36fc6XaYoDlFL | n/a | n/a | n/a | n/a | n/a | n/a
Light Fixture B3-18 | danielle.r.love@usace.army.mil | 2011-09-14T17:02:59 | Light Fixture B3 | 1BC4 | M_Troffer Light - Parabolic Square:0600x0600mm(2 Lamp) - 120V:0600x0600mm(2 Lamp) - 120V:743612 | Autodesk Revit MEP 2011 | IfcFlowTerminal | 312$WHH7b36fc6XaYoDlF3 | n/a | n/a | n/a | n/a | n/a | n/a
Light Fixture B3-19 | danielle.r.love@usace.army.mil | 2011-09-14T17:02:59 | Light Fixture B3 | 1BC4 | M_Troffer Light - Parabolic Square:0600x0600mm(2 Lamp) - 120V:0600x0600mm(2 Lamp) - 120V:743620 | Autodesk Revit MEP 2011 | IfcFlowTerminal | 312$WHH7b36fc6XaYoDlEx | n/a | n/a | n/a | n/a | n/a | n/a
Light Fixture B3-20 | danielle.r.love@usace.army.mil | 2011-09-14T17:02:59 | Light Fixture B3 | 1BC4 | M_Troffer Light - Parabolic Square:0600x0600mm(2 Lamp) - 120V:0600x0600mm(2 Lamp) - 120V:743642 | Autodesk Revit MEP 2011 | IfcFlowTerminal | 312$WHH7b36fc6XaYoDlEb | n/a | n/a | n/a | n/a | n/a | n/a
Light Fixture B3-21 | danielle.r.love@usace.army.mil | 2011-09-14T17:02:59 | Light Fixture B3 | 1C12 | M_Troffer Light - Parabolic Square:0600x0600mm(2 Lamp) - 120V:0600x0600mm(2 Lamp) - 120V:743109 | Autodesk Revit MEP 2011 | IfcFlowTerminal | 312$WHH7b36fc6XaYoDlsw | n/a | n/a | n/a | n/a | n/a | n/a
Light Fixture B3-22 | danielle.r.love@usace.army.mil | 2011-09-14T17:02:59 | Light Fixture B3 | 1CC1 | M_Troffer Light - Parabolic Square:0600x0600mm(2 Lamp) - 120V:0600x0600mm(2 Lamp) - 120V:743047 | Autodesk Revit MEP 2011 | IfcFlowTerminal | 312$WHH7b36fc6XaYoDltu | n/a | n/a | n/a | n/a | n/a | n/a
Light Fixture B3-23 | danielle.r.love@usace.army.mil | 2011-09-14T17:02:59 | Light Fixture B3 | 1CC1 | M_Troffer Light - Parabolic Square:0600x0600mm(2 Lamp) - 120V:0600x0600mm(2 Lamp) - 120V:743053 | Autodesk Revit MEP 2011 | IfcFlowTerminal | 312$WHH7b36fc6XaYoDlto | n/a | n/a | n/a | n/a | n/a | n/a
Light Fixture B3-24 | danielle.r.love@usace.army.mil | 2011-09-14T17:02:59 | Light Fixture B3 | 1CC1 | M_Troffer Light - Parabolic Square:0600x0600mm(2 Lamp) - 120V:0600x0600mm(2 Lamp) - 120V:743069 | Autodesk Revit MEP 2011 | IfcFlowTerminal | 312$WHH7b36fc6XaYoDltY | n/a | n/a | n/a | n/a | n/a | n/a
Light Fixture B3-25 | danielle.r.love@usace.army.mil | 2011-09-14T17:02:59 | Light Fixture B3 | 1CC1 | M_Troffer Light - Parabolic Square:0600x0600mm(2 Lamp) - 120V:0600x0600mm(2 Lamp) - 120V:743077 | Autodesk Revit MEP 2011 | IfcFlowTerminal | 312$WHH7b36fc6XaYoDltQ | n/a | n/a | n/a | n/a | n/a | n/a
Light Fixture B3-26 | danielle.r.love@usace.army.mil | 2011-09-14T17:02:59 | Light Fixture B3 | 1CC1 | M_Troffer Light - Parabolic Square:0600x0600mm(2 Lamp) - 120V:0600x0600mm(2 Lamp) - 120V:743206 | Autodesk Revit MEP 2011 | IfcFlowTerminal | 312$WHH7b36fc6XaYoDlnP | n/a | n/a | n/a | n/a | n/a | n/a
Light Fixture B3-27 | danielle.r.love@usace.army.mil | 2011-09-14T17:02:59 | Light Fixture B3 | 1CC2 | M_Troffer Light - Parabolic Square:0600x0600mm(2 Lamp) - 120V:0600x0600mm(2 Lamp) - 120V:809583 | Autodesk Revit MEP 2011 | IfcFlowTerminal | 27hb3WYkv0ex4q4a4cSx85 | n/a | n/a | n/a | n/a | n/a | n/a
Light Fixture B3-28 | danielle.r.love@usace.army.mil | 2011-09-14T17:02:59 | Light Fixture B3 | 1CC3 | M_Troffer Light - Parabolic Square:0600x0600mm(2 Lamp) - 120V:0600x0600mm(2 Lamp) - 120V:743093 | Autodesk Revit MEP 2011 | IfcFlowTerminal | 312$WHH7b36fc6XaYoDltA | n/a | n/a | n/a | n/a | n/a | n/a
Light Fixture B3-29 | danielle.r.love@usace.army.mil | 2011-09-14T17:02:59 | Light Fixture B3 | 1D01 | M_Troffer Light - Parabolic Square:0600x0600mm(2 Lamp) - 120V:0600x0600mm(2 Lamp) - 120V:743292 | Autodesk Revit MEP 2011 | IfcFlowTerminal | 312$WHH7b36fc6XaYoDlm3 | n/a | n/a | n/a | n/a | n/a | n/a
Light Fixture B3-30 | danielle.r.love@usace.army.mil | 2011-09-14T17:02:59 | Light Fixture B3 | 1D04 | M_Troffer Light - Parabolic Square:0600x0600mm(2 Lamp) - 120V:0600x0600mm(2 Lamp) - 120V:743276 | Autodesk Revit MEP 2011 | IfcFlowTerminal | 312$WHH7b36fc6XaYoDlmJ | n/a | n/a | n/a | n/a | n/a | n/a
Light Fixture B3-31 | danielle.r.love@usace.army.mil | 2011-09-14T17:02:59 | Light Fixture B3 | 1D14 | M_Troffer Light - Parabolic Square:0600x0600mm(2 Lamp) - 120V:0600x0600mm(2 Lamp) - 120V:810474 | Autodesk Revit MEP 2011 | IfcFlowTerminal | 27hb3WYkv0ex4q4a4cSxM0 | n/a | n/a | n/a | n/a | n/a | n/a
Light Fixture B3-32 | danielle.r.love@usace.army.mil | 2011-09-14T17:02:59 | Light Fixture B3 | 1D26 | M_Troffer Light - Parabolic Square:0600x0600mm(2 Lamp) - 120V:0600x0600mm(2 Lamp) - 120V:743390 | Autodesk Revit MEP 2011 | IfcFlowTerminal | 312$WHH7b36fc6XaYoDloX | n/a | n/a | n/a | n/a | n/a | n/a
Light Fixture B3-33 | danielle.r.love@usace.army.mil | 2011-09-14T17:02:59 | Light Fixture B3 | 1D39 | M_Troffer Light - Parabolic Square:0600x0600mm(2 Lamp) - 120V:0600x0600mm(2 Lamp) - 120V:817515 | Autodesk Revit MEP 2011 | IfcFlowTerminal | 0FXKOTtYf3kRrcedvXFWkb | n/a | n/a | n/a | n/a | n/a | n/a
Light Fixture B3-34 | danielle.r.love@usace.army.mil | 2011-09-14T17:02:59 | Light Fixture B3 | 1DC1 | M_Troffer Light - Parabolic Square:0600x0600mm(2 Lamp) - 120V:0600x0600mm(2 Lamp) - 120V:743364 | Autodesk Revit MEP 2011 | IfcFlowTerminal | 312$WHH7b36fc6XaYoDlox | n/a | n/a | n/a | n/a | n/a | n/a
Light Fixture B3-35 | danielle.r.love@usace.army.mil | 2011-09-14T17:02:59 | Light Fixture B3 | 1DC1 | M_Troffer Light - Parabolic Square:0600x0600mm(2 Lamp) - 120V:0600x0600mm(2 Lamp) - 120V:743372 | Autodesk Revit MEP 2011 | IfcFlowTerminal | 312$WHH7b36fc6XaYoDlop | n/a | n/a | n/a | n/a | n/a | n/a
Light Fixture B3-36 | danielle.r.love@usace.army.mil | 2011-09-14T17:02:59 | Light Fixture B3 | 1DC3 | M_Troffer Light - Parabolic Square:0600x0600mm(2 Lamp) - 120V:0600x0600mm(2 Lamp) - 120V:743226 | Autodesk Revit MEP 2011 | IfcFlowTerminal | 312$WHH7b36fc6XaYoDln5 | n/a | n/a | n/a | n/a | n/a | n/a
Light Fixture B3-37 | danielle.r.love@usace.army.mil | 2011-09-14T17:02:59 | Light Fixture B3 | 1DC3 | M_Troffer Light - Parabolic Square:0600x0600mm(2 Lamp) - 120V:0600x0600mm(2 Lamp) - 120V:743242 | Autodesk Revit MEP 2011 | IfcFlowTerminal | 312$WHH7b36fc6XaYoDlmr | n/a | n/a | n/a | n/a | n/a | n/a
Light Fixture B3-38 | danielle.r.love@usace.army.mil | 2011-09-14T17:02:59 | Light Fixture B3 | 1DC3 | M_Troffer Light - Parabolic Square:0600x0600mm(2 Lamp) - 120V:0600x0600mm(2 Lamp) - 120V:743258 | Autodesk Revit MEP 2011 | IfcFlowTerminal | 312$WHH7b36fc6XaYoDlmb | n/a | n/a | n/a | n/a | n/a | n/a
Light Fixture B3-39 | danielle.r.love@usace.army.mil | 2011-09-14T17:02:59 | Light Fixture B3 | 1DC3 | M_Troffer Light - Parabolic Square:0600x0600mm(2 Lamp) - 120V:0600x0600mm(2 Lamp) - 120V:743268 | Autodesk Revit MEP 2011 | IfcFlowTerminal | 312$WHH7b36fc6XaYoDlmR | n/a | n/a | n/a | n/a | n/a | n/a
Light Fixture B3-40 | danielle.r.love@usace.army.mil | 2011-09-14T17:02:59 | Light Fixture B3 | 1DC4 | M_Troffer Light - Parabolic Square:0600x0600mm(2 Lamp) - 120V:0600x0600mm(2 Lamp) - 120V:743218 | Autodesk Revit MEP 2011 | IfcFlowTerminal | 312$WHH7b36fc6XaYoDlnD | n/a | n/a | n/a | n/a | n/a | n/a
Light Fixture B3-41 | danielle.r.love@usace.army.mil | 2011-09-14T17:02:59 | Light Fixture B3 | 1DC6 | M_Troffer Light - Parabolic Square:0600x0600mm(2 Lamp) - 120V:0600x0600mm(2 Lamp) - 120V:743400 | Autodesk Revit MEP 2011 | IfcFlowTerminal | 312$WHH7b36fc6XaYoDloN | n/a | n/a | n/a | n/a | n/a | n/a
Light Fixture B3-42 | danielle.r.love@usace.army.mil | 2011-09-14T17:02:59 | Light Fixture B3 | 1DC7 | M_Troffer Light - Parabolic Square:0600x0600mm(2 Lamp) - 120V:0600x0600mm(2 Lamp) - 120V:743418 | Autodesk Revit MEP 2011 | IfcFlowTerminal | 312$WHH7b36fc6XaYoDlo5 | n/a | n/a | n/a | n/a | n/a | n/a
Light Fixture B3-43 | danielle.r.love@usace.army.mil | 2011-09-14T17:02:59 | Light Fixture B3 | 1DC7 | M_Troffer Light - Parabolic Square:0600x0600mm(2 Lamp) - 120V:0600x0600mm(2 Lamp) - 120V:743426 | Autodesk Revit MEP 2011 | IfcFlowTerminal | 312$WHH7b36fc6XaYoDlDz | n/a | n/a | n/a | n/a | n/a | n/a
Light Fixture B3-44 | danielle.r.love@usace.army.mil | 2011-09-14T17:02:59 | Light Fixture B3 | 1DC7 | M_Troffer Light - Parabolic Square:0600x0600mm(2 Lamp) - 120V:0600x0600mm(2 Lamp) - 120V:743442 | Autodesk Revit MEP 2011 | IfcFlowTerminal | 312$WHH7b36fc6XaYoDlDj | n/a | n/a | n/a | n/a | n/a | n/a
Light Fixture B3-45 | danielle.r.love@usace.army.mil | 2011-09-14T17:02:59 | Light Fixture B3 | 1DC7 | M_Troffer Light - Parabolic Square:0600x0600mm(2 Lamp) - 120V:0600x0600mm(2 Lamp) - 120V:743450 | Autodesk Revit MEP 2011 | IfcFlowTerminal | 312$WHH7b36fc6XaYoDlDb | n/a | n/a | n/a | n/a | n/a | n/a
Light Fixture B3-46 | danielle.r.love@usace.army.mil | 2011-09-14T17:02:59 | Light Fixture B3 | 1EC1 | M_Troffer Light - Parabolic Square:0600x0600mm(2 Lamp) - 120V:0600x0600mm(2 Lamp) - 120V:743508 | Autodesk Revit MEP 2011 | IfcFlowTerminal | 312$WHH7b36fc6XaYoDlCh | n/a | n/a | n/a | n/a | n/a | n/a
Light Fixture B3-47 | danielle.r.love@usace.army.mil | 2011-09-14T17:02:59 | Light Fixture B3 | 1EC1 | M_Troffer Light - Parabolic Square:0600x0600mm(2 Lamp) - 120V:0600x0600mm(2 Lamp) - 120V:743516 | Autodesk Revit MEP 2011 | IfcFlowTerminal | 312$WHH7b36fc6XaYoDlCZ | n/a | n/a | n/a | n/a | n/a | n/a
Light Fixture B3-48 | danielle.r.love@usace.army.mil | 2011-09-14T17:02:59 | Light Fixture B3 | 1EC1 | M_Troffer Light - Parabolic Square:0600x0600mm(2 Lamp) - 120V:0600x0600mm(2 Lamp) - 120V:743534 | Autodesk Revit MEP 2011 | IfcFlowTerminal | 312$WHH7b36fc6XaYoDlCH | n/a | n/a | n/a | n/a | n/a | n/a
Light Fixture B3-49 | danielle.r.love@usace.army.mil | 2011-09-14T17:02:59 | Light Fixture B3 | 1EC1 | M_Troffer Light - Parabolic Square:0600x0600mm(2 Lamp) - 120V:0600x0600mm(2 Lamp) - 120V:743544 | Autodesk Revit MEP 2011 | IfcFlowTerminal | 312$WHH7b36fc6XaYoDlC7 | n/a | n/a | n/a | n/a | n/a | n/a
Light Fixture B3-50 | danielle.r.love@usace.army.mil | 2011-09-14T17:02:59 | Light Fixture B3 | 1EC1 | M_Troffer Light - Parabolic Square:0600x0600mm(2 Lamp) - 120V:0600x0600mm(2 Lamp) - 120V:743562 | Autodesk Revit MEP 2011 | IfcFlowTerminal | 312$WHH7b36fc6XaYoDlFr | n/a | n/a | n/a | n/a | n/a | n/a
Light Fixture B3-51 | danielle.r.love@usace.army.mil | 2011-09-14T17:02:59 | Light Fixture B3 | 1EC1 | M_Troffer Light - Parabolic Square:0600x0600mm(2 Lamp) - 120V:0600x0600mm(2 Lamp) - 120V:743570 | Autodesk Revit MEP 2011 | IfcFlowTerminal | 312$WHH7b36fc6XaYoDlFj | n/a | n/a | n/a | n/a | n/a | n/a
Light Fixture B3-52 | danielle.r.love@usace.army.mil | 2011-09-14T17:02:59 | Light Fixture B3 | 1EC2 | M_Troffer Light - Parabolic Square:0600x0600mm(2 Lamp) - 120V:0600x0600mm(2 Lamp) - 120V:743903 | Autodesk Revit MEP 2011 | IfcFlowTerminal | 312$WHH7b36fc6XaYoDlAW | n/a | n/a | n/a | n/a | n/a | n/a
Light Fixture B3-53 | danielle.r.love@usace.army.mil | 2011-09-14T17:02:59 | Light Fixture B3 | 1EC3 | M_Troffer Light - Parabolic Square:0600x0600mm(2 Lamp) - 120V:0600x0600mm(2 Lamp) - 120V:743476 | Autodesk Revit MEP 2011 | IfcFlowTerminal | 312$WHH7b36fc6XaYoDlDB | n/a | n/a | n/a | n/a | n/a | n/a
Light Fixture B3-54 | danielle.r.love@usace.army.mil | 2011-09-14T17:02:59 | Light Fixture B3 | 1EC4 | M_Troffer Light - Parabolic Square:0600x0600mm(2 Lamp) - 120V:0600x0600mm(2 Lamp) - 120V:743919 | Autodesk Revit MEP 2011 | IfcFlowTerminal | 312$WHH7b36fc6XaYoDlAG | n/a | n/a | n/a | n/a | n/a | n/a
Light Fixture B3-55 | danielle.r.love@usace.army.mil | 2011-09-14T17:02:59 | Light Fixture B3 | 2A01 | M_Troffer Light - Parabolic Square:0600x0600mm(2 Lamp) - 120V:0600x0600mm(2 Lamp) - 120V:756022 | Autodesk Revit MEP 2011 | IfcFlowTerminal | 3nfyjyjOf1zQfCeH8h9jgu | n/a | n/a | n/a | n/a | n/a | n/a
Light Fixture B3-56 | danielle.r.love@usace.army.mil | 2011-09-14T17:02:59 | Light Fixture B3 | 2A01 | M_Troffer Light - Parabolic Square:0600x0600mm(2 Lamp) - 120V:0600x0600mm(2 Lamp) - 120V:756270 | Autodesk Revit MEP 2011 | IfcFlowTerminal | 3nfyjyjOf1zQfCeH8h9jcW | n/a | n/a | n/a | n/a | n/a | n/a
Light Fixture B3-57 | danielle.r.love@usace.army.mil | 2011-09-14T17:02:59 | Light Fixture B3 | 2A01 | M_Troffer Light - Parabolic Square:0600x0600mm(2 Lamp) - 120V:0600x0600mm(2 Lamp) - 120V:756279 | Autodesk Revit MEP 2011 | IfcFlowTerminal | 3nfyjyjOf1zQfCeH8h9jcv | n/a | n/a | n/a | n/a | n/a | n/a
Light Fixture B3-58 | danielle.r.love@usace.army.mil | 2011-09-14T17:02:59 | Light Fixture B3 | 2A01 | M_Troffer Light - Parabolic Square:0600x0600mm(2 Lamp) - 120V:0600x0600mm(2 Lamp) - 120V:756287 | Autodesk Revit MEP 2011 | IfcFlowTerminal | 3nfyjyjOf1zQfCeH8h9jcn | n/a | n/a | n/a | n/a | n/a | n/a
Light Fixture B3-59 | danielle.r.love@usace.army.mil | 2011-09-14T17:02:59 | Light Fixture B3 | 2A01 | M_Troffer Light - Parabolic Square:0600x0600mm(2 Lamp) - 120V:0600x0600mm(2 Lamp) - 120V:756355 | Autodesk Revit MEP 2011 | IfcFlowTerminal | 3nfyjyjOf1zQfCeH8h9jaD | n/a | n/a | n/a | n/a | n/a | n/a
Light Fixture B3-60 | danielle.r.love@usace.army.mil | 2011-09-14T17:02:59 | Light Fixture B3 | 2AC2 | M_Troffer Light - Parabolic Square:0600x0600mm(2 Lamp) - 120V:0600x0600mm(2 Lamp) - 120V:762706 | Autodesk Revit MEP 2011 | IfcFlowTerminal | 3nfyjyjOf1zQfCeH8h9l3S | n/a | n/a | n/a | n/a | n/a | n/a
Light Fixture B3-61 | danielle.r.love@usace.army.mil | 2011-09-14T17:02:59 | Light Fixture B3 | 2AC3 | M_Troffer Light - Parabolic Square:0600x0600mm(2 Lamp) - 120V:0600x0600mm(2 Lamp) - 120V:756437 | Autodesk Revit MEP 2011 | IfcFlowTerminal | 3nfyjyjOf1zQfCeH8h9jbR | n/a | n/a | n/a | n/a | n/a | n/a
Light Fixture B3-62 | danielle.r.love@usace.army.mil | 2011-09-14T17:02:59 | Light Fixture B3 | 2AC3 | M_Troffer Light - Parabolic Square:0600x0600mm(2 Lamp) - 120V:0600x0600mm(2 Lamp) - 120V:756447 | Autodesk Revit MEP 2011 | IfcFlowTerminal | 3nfyjyjOf1zQfCeH8h9jbH | n/a | n/a | n/a | n/a | n/a | n/a
Light Fixture B3-63 | danielle.r.love@usace.army.mil | 2011-09-14T17:02:59 | Light Fixture B3 | 2AC4 | M_Troffer Light - Parabolic Square:0600x0600mm(2 Lamp) - 120V:0600x0600mm(2 Lamp) - 120V:756391 | Autodesk Revit MEP 2011 | IfcFlowTerminal | 3nfyjyjOf1zQfCeH8h9jaf | n/a | n/a | n/a | n/a | n/a | n/a
Light Fixture B3-64 | danielle.r.love@usace.army.mil | 2011-09-14T17:02:59 | Light Fixture B3 | 2AC4 | M_Troffer Light - Parabolic Square:0600x0600mm(2 Lamp) - 120V:0600x0600mm(2 Lamp) - 120V:756409 | Autodesk Revit MEP 2011 | IfcFlowTerminal | 3nfyjyjOf1zQfCeH8h9jat | n/a | n/a | n/a | n/a | n/a | n/a
Light Fixture B3-65 | danielle.r.love@usace.army.mil | 2011-09-14T17:02:59 | Light Fixture B3 | 2AC5 | M_Troffer Light - Parabolic Square:0600x0600mm(2 Lamp) - 120V:0600x0600mm(2 Lamp) - 120V:762463 | Autodesk Revit MEP 2011 | IfcFlowTerminal | 3nfyjyjOf1zQfCeH8h9l7H | n/a | n/a | n/a | n/a | n/a | n/a
Light Fixture B3-66 | danielle.r.love@usace.army.mil | 2011-09-14T17:02:59 | Light Fixture B3 | 2B05 | M_Troffer Light - Parabolic Square:0600x0600mm(2 Lamp) - 120V:0600x0600mm(2 Lamp) - 120V:773823 | Autodesk Revit MEP 2011 | IfcFlowTerminal | 0yuotxu8DEgv2qMIt$xNaA | n/a | n/a | n/a | n/a | n/a | n/a
Light Fixture B3-67 | danielle.r.love@usace.army.mil | 2011-09-14T17:02:59 | Light Fixture B3 | 2B06 | M_Troffer Light - Parabolic Square:0600x0600mm(2 Lamp) - 120V:0600x0600mm(2 Lamp) - 120V:773813 | Autodesk Revit MEP 2011 | IfcFlowTerminal | 0yuotxu8DEgv2qMIt$xNa0 | n/a | n/a | n/a | n/a | n/a | n/a
Light Fixture B3-68 | danielle.r.love@usace.army.mil | 2011-09-14T17:02:59 | Light Fixture B3 | 2B22 | M_Troffer Light - Parabolic Square:0600x0600mm(2 Lamp) - 120V:0600x0600mm(2 Lamp) - 120V:756747 | Autodesk Revit MEP 2011 | IfcFlowTerminal | 3nfyjyjOf1zQfCeH8h9j_5 | n/a | n/a | n/a | n/a | n/a | n/a
Light Fixture B3-69 | danielle.r.love@usace.army.mil | 2011-09-14T17:02:59 | Light Fixture B3 | 2BC2 | M_Troffer Light - Parabolic Square:0600x0600mm(2 Lamp) - 120V:0600x0600mm(2 Lamp) - 120V:756679 | Autodesk Revit MEP 2011 | IfcFlowTerminal | 3nfyjyjOf1zQfCeH8h9jX9 | n/a | n/a | n/a | n/a | n/a | n/a
Light Fixture B3-70 | danielle.r.love@usace.army.mil | 2011-09-14T17:02:59 | Light Fixture B3 | 2BC2 | M_Troffer Light - Parabolic Square:0600x0600mm(2 Lamp) - 120V:0600x0600mm(2 Lamp) - 120V:756687 | Autodesk Revit MEP 2011 | IfcFlowTerminal | 3nfyjyjOf1zQfCeH8h9jX1 | n/a | n/a | n/a | n/a | n/a | n/a
Light Fixture B3-71 | danielle.r.love@usace.army.mil | 2011-09-14T17:02:59 | Light Fixture B3 | 2BC3 | M_Troffer Light - Parabolic Square:0600x0600mm(2 Lamp) - 120V:0600x0600mm(2 Lamp) - 120V:756717 | Autodesk Revit MEP 2011 | IfcFlowTerminal | 3nfyjyjOf1zQfCeH8h9jXZ | n/a | n/a | n/a | n/a | n/a | n/a
Light Fixture B3-72 | danielle.r.love@usace.army.mil | 2011-09-14T17:02:59 | Light Fixture B3 | 2BC3 | M_Troffer Light - Parabolic Square:0600x0600mm(2 Lamp) - 120V:0600x0600mm(2 Lamp) - 120V:756735 | Autodesk Revit MEP 2011 | IfcFlowTerminal | 3nfyjyjOf1zQfCeH8h9jXn | n/a | n/a | n/a | n/a | n/a | n/a
Light Fixture B3-73 | danielle.r.love@usace.army.mil | 2011-09-14T17:02:59 | Light Fixture B3 | 2BC3 | M_Troffer Light - Parabolic Square:0600x0600mm(2 Lamp) - 120V:0600x0600mm(2 Lamp) - 120V:784066 | Autodesk Revit MEP 2011 | IfcFlowTerminal | 0FGGKr9E19BvyMqqUqgngj | n/a | n/a | n/a | n/a | n/a | n/a
Light Fixture B3-74 | danielle.r.love@usace.army.mil | 2011-09-14T17:02:59 | Light Fixture B3 | 2BC4 | M_Troffer Light - Parabolic Square:0600x0600mm(2 Lamp) - 120V:0600x0600mm(2 Lamp) - 120V:756757 | Autodesk Revit MEP 2011 | IfcFlowTerminal | 3nfyjyjOf1zQfCeH8h9j_R | n/a | n/a | n/a | n/a | n/a | n/a
Light Fixture B3-75 | danielle.r.love@usace.army.mil | 2011-09-14T17:02:59 | Light Fixture B3 | 2BC5 | M_Troffer Light - Parabolic Square:0600x0600mm(2 Lamp) - 120V:0600x0600mm(2 Lamp) - 120V:756777 | Autodesk Revit MEP 2011 | IfcFlowTerminal | 3nfyjyjOf1zQfCeH8h9j_d | n/a | n/a | n/a | n/a | n/a | n/a
Light Fixture B3-76 | danielle.r.love@usace.army.mil | 2011-09-14T17:02:59 | Light Fixture B3 | 2BC5 | M_Troffer Light - Parabolic Square:0600x0600mm(2 Lamp) - 120V:0600x0600mm(2 Lamp) - 120V:756795 | Autodesk Revit MEP 2011 | IfcFlowTerminal | 3nfyjyjOf1zQfCeH8h9j_r | n/a | n/a | n/a | n/a | n/a | n/a
Light Fixture B3-77 | danielle.r.love@usace.army.mil | 2011-09-14T17:02:59 | Light Fixture B3 | 2BC5 | M_Troffer Light - Parabolic Square:0600x0600mm(2 Lamp) - 120V:0600x0600mm(2 Lamp) - 120V:756805 | Autodesk Revit MEP 2011 | IfcFlowTerminal | 3nfyjyjOf1zQfCeH8h9j$B | n/a | n/a | n/a | n/a | n/a | n/a
Light Fixture B3-78 | danielle.r.love@usace.army.mil | 2011-09-14T17:02:59 | Light Fixture B3 | 2BC6 | M_Troffer Light - Parabolic Square:0600x0600mm(2 Lamp) - 120V:0600x0600mm(2 Lamp) - 120V:756823 | Autodesk Revit MEP 2011 | IfcFlowTerminal | 3nfyjyjOf1zQfCeH8h9j$P | n/a | n/a | n/a | n/a | n/a | n/a
Light Fixture B3-79 | danielle.r.love@usace.army.mil | 2011-09-14T17:02:59 | Light Fixture B3 | 2C03 | M_Troffer Light - Parabolic Square:0600x0600mm(2 Lamp) - 120V:0600x0600mm(2 Lamp) - 120V:762938 | Autodesk Revit MEP 2011 | IfcFlowTerminal | 3nfyjyjOf1zQfCeH8h9lUq | n/a | n/a | n/a | n/a | n/a | n/a
Light Fixture B3-80 | danielle.r.love@usace.army.mil | 2011-09-14T17:02:59 | Light Fixture B3 | 2CC1 | M_Troffer Light - Parabolic Square:0600x0600mm(2 Lamp) - 120V:0600x0600mm(2 Lamp) - 120V:756551 | Autodesk Revit MEP 2011 | IfcFlowTerminal | 3nfyjyjOf1zQfCeH8h9jZ9 | n/a | n/a | n/a | n/a | n/a | n/a
Light Fixture B3-81 | danielle.r.love@usace.army.mil | 2011-09-14T17:02:59 | Light Fixture B3 | 2CC1 | M_Troffer Light - Parabolic Square:0600x0600mm(2 Lamp) - 120V:0600x0600mm(2 Lamp) - 120V:756573 | Autodesk Revit MEP 2011 | IfcFlowTerminal | 3nfyjyjOf1zQfCeH8h9jZJ | n/a | n/a | n/a | n/a | n/a | n/a
Light Fixture B3-82 | danielle.r.love@usace.army.mil | 2011-09-14T17:02:59 | Light Fixture B3 | 2CC2 | M_Troffer Light - Parabolic Square:0600x0600mm(2 Lamp) - 120V:0600x0600mm(2 Lamp) - 120V:756467 | Autodesk Revit MEP 2011 | IfcFlowTerminal | 3nfyjyjOf1zQfCeH8h9jbz | n/a | n/a | n/a | n/a | n/a | n/a
Light Fixture B3-83 | danielle.r.love@usace.army.mil | 2011-09-14T17:02:59 | Light Fixture B3 | 2CC2 | M_Troffer Light - Parabolic Square:0600x0600mm(2 Lamp) - 120V:0600x0600mm(2 Lamp) - 120V:756475 | Autodesk Revit MEP 2011 | IfcFlowTerminal | 3nfyjyjOf1zQfCeH8h9jbr | n/a | n/a | n/a | n/a | n/a | n/a
Light Fixture B3-84 | danielle.r.love@usace.army.mil | 2011-09-14T17:02:59 | Light Fixture B3 | 2CC3 | M_Troffer Light - Parabolic Square:0600x0600mm(2 Lamp) - 120V:0600x0600mm(2 Lamp) - 120V:756501 | Autodesk Revit MEP 2011 | IfcFlowTerminal | 3nfyjyjOf1zQfCeH8h9jYR | n/a | n/a | n/a | n/a | n/a | n/a
Light Fixture B3-85 | danielle.r.love@usace.army.mil | 2011-09-14T17:02:59 | Light Fixture B3 | 2CC3 | M_Troffer Light - Parabolic Square:0600x0600mm(2 Lamp) - 120V:0600x0600mm(2 Lamp) - 120V:756511 | Autodesk Revit MEP 2011 | IfcFlowTerminal | 3nfyjyjOf1zQfCeH8h9jYH | n/a | n/a | n/a | n/a | n/a | n/a
Light Fixture B3-86 | danielle.r.love@usace.army.mil | 2011-09-14T17:02:59 | Light Fixture B3 | 2CC4 | M_Troffer Light - Parabolic Square:0600x0600mm(2 Lamp) - 120V:0600x0600mm(2 Lamp) - 120V:757715 | Autodesk Revit MEP 2011 | IfcFlowTerminal | 3nfyjyjOf1zQfCeH8h9jnT | n/a | n/a | n/a | n/a | n/a | n/a
Light Fixture B3-87 | danielle.r.love@usace.army.mil | 2011-09-14T17:02:59 | Light Fixture B3 | 2CC5 | M_Troffer Light - Parabolic Square:0600x0600mm(2 Lamp) - 120V:0600x0600mm(2 Lamp) - 120V:756529 | Autodesk Revit MEP 2011 | IfcFlowTerminal | 3nfyjyjOf1zQfCeH8h9jY$ | n/a | n/a | n/a | n/a | n/a | n/a
Light Fixture B3-88 | danielle.r.love@usace.army.mil | 2011-09-14T17:02:59 | Light Fixture B3 | 2D13 | M_Troffer Light - Parabolic Square:0600x0600mm(2 Lamp) - 120V:0600x0600mm(2 Lamp) - 120V:769856 | Autodesk Revit MEP 2011 | IfcFlowTerminal | 0yuotxu8DEgv2qMIt$xGZr | n/a | n/a | n/a | n/a | n/a | n/a
Light Fixture B3-89 | danielle.r.love@usace.army.mil | 2011-09-14T17:02:59 | Light Fixture B3 | 2DC1 | M_Troffer Light - Parabolic Square:0600x0600mm(2 Lamp) - 120V:0600x0600mm(2 Lamp) - 120V:756639 | Autodesk Revit MEP 2011 | IfcFlowTerminal | 3nfyjyjOf1zQfCeH8h9jWH | n/a | n/a | n/a | n/a | n/a | n/a
Light Fixture B3-90 | danielle.r.love@usace.army.mil | 2011-09-14T17:02:59 | Light Fixture B3 | 2DC1 | M_Troffer Light - Parabolic Square:0600x0600mm(2 Lamp) - 120V:0600x0600mm(2 Lamp) - 120V:756647 | Autodesk Revit MEP 2011 | IfcFlowTerminal | 3nfyjyjOf1zQfCeH8h9jWf | n/a | n/a | n/a | n/a | n/a | n/a
Light Fixture B3-91 | danielle.r.love@usace.army.mil | 2011-09-14T17:02:59 | Light Fixture B3 | 2DC1 | M_Troffer Light - Parabolic Square:0600x0600mm(2 Lamp) - 120V:0600x0600mm(2 Lamp) - 120V:756663 | Autodesk Revit MEP 2011 | IfcFlowTerminal | 3nfyjyjOf1zQfCeH8h9jWv | n/a | n/a | n/a | n/a | n/a | n/a
Light Fixture B3-92 | danielle.r.love@usace.army.mil | 2011-09-14T17:02:59 | Light Fixture B3 | 2DC2 | M_Troffer Light - Parabolic Square:0600x0600mm(2 Lamp) - 120V:0600x0600mm(2 Lamp) - 120V:756589 | Autodesk Revit MEP 2011 | IfcFlowTerminal | 3nfyjyjOf1zQfCeH8h9jZZ | n/a | n/a | n/a | n/a | n/a | n/a
Light Fixture B3-93 | danielle.r.love@usace.army.mil | 2011-09-14T17:02:59 | Light Fixture B3 | 2DC2 | M_Troffer Light - Parabolic Square:0600x0600mm(2 Lamp) - 120V:0600x0600mm(2 Lamp) - 120V:756597 | Autodesk Revit MEP 2011 | IfcFlowTerminal | 3nfyjyjOf1zQfCeH8h9jZx | n/a | n/a | n/a | n/a | n/a | n/a
Light Fixture B3-94 | danielle.r.love@usace.army.mil | 2011-09-14T17:02:59 | Light Fixture B3 | 2DC2 | M_Troffer Light - Parabolic Square:0600x0600mm(2 Lamp) - 120V:0600x0600mm(2 Lamp) - 120V:756613 | Autodesk Revit MEP 2011 | IfcFlowTerminal | 3nfyjyjOf1zQfCeH8h9jWB | n/a | n/a | n/a | n/a | n/a | n/a
Light Fixture B3-95 | danielle.r.love@usace.army.mil | 2011-09-14T17:02:59 | Light Fixture B3 | 2DC2 | M_Troffer Light - Parabolic Square:0600x0600mm(2 Lamp) - 120V:0600x0600mm(2 Lamp) - 120V:756621 | Autodesk Revit MEP 2011 | IfcFlowTerminal | 3nfyjyjOf1zQfCeH8h9jW3 | n/a | n/a | n/a | n/a | n/a | n/a
Light Fixture B3B-01 | danielle.r.love@usace.army.mil | 2011-09-14T17:02:59 | Light Fixture B3B | 1AC2 | M_Troffer Light - Parabolic Square:0600x0600mm(2 Lamp) - 120V:0600x0600mm(2 Lamp) - 120V:743001 | Autodesk Revit MEP 2011 | IfcFlowTerminal | 312$WHH7b36fc6XaYoDlqc | n/a | n/a | n/a | n/a | n/a | n/a
Light Fixture B3B-02 | danielle.r.love@usace.army.mil | 2011-09-14T17:02:59 | Light Fixture B3B | 1AC3 | M_Troffer Light - Parabolic Square:0600x0600mm(2 Lamp) - 120V:0600x0600mm(2 Lamp) - 120V:743029 | Autodesk Revit MEP 2011 | IfcFlowTerminal | 312$WHH7b36fc6XaYoDlqA | n/a | n/a | n/a | n/a | n/a | n/a
Light Fixture B3B-03 | danielle.r.love@usace.army.mil | 2011-09-14T17:02:59 | Light Fixture B3B | 1AC5 | M_Troffer Light - Parabolic Square:0600x0600mm(2 Lamp) - 120V:0600x0600mm(2 Lamp) - 120V:743875 | Autodesk Revit MEP 2011 | IfcFlowTerminal | 312$WHH7b36fc6XaYoDlAy | n/a | n/a | n/a | n/a | n/a | n/a
Light Fixture B3B-04 | danielle.r.love@usace.army.mil | 2011-09-14T17:02:59 | Light Fixture B3B | 1BC1 | M_Troffer Light - Parabolic Square:0600x0600mm(2 Lamp) - 120V:0600x0600mm(2 Lamp) - 120V:743744 | Autodesk Revit MEP 2011 | IfcFlowTerminal | 312$WHH7b36fc6XaYoDl8$ | n/a | n/a | n/a | n/a | n/a | n/a
Light Fixture B3B-05 | danielle.r.love@usace.army.mil | 2011-09-14T17:02:59 | Light Fixture B3B | 1BC2 | M_Troffer Light - Parabolic Square:0600x0600mm(2 Lamp) - 120V:0600x0600mm(2 Lamp) - 120V:743688 | Autodesk Revit MEP 2011 | IfcFlowTerminal | 312$WHH7b36fc6XaYoDl9t | n/a | n/a | n/a | n/a | n/a | n/a
Light Fixture B3B-06 | danielle.r.love@usace.army.mil | 2011-09-14T17:02:59 | Light Fixture B3B | 1BC2 | M_Troffer Light - Parabolic Square:0600x0600mm(2 Lamp) - 120V:0600x0600mm(2 Lamp) - 120V:743736 | Autodesk Revit MEP 2011 | IfcFlowTerminal | 312$WHH7b36fc6XaYoDl97 | n/a | n/a | n/a | n/a | n/a | n/a
Light Fixture B3B-07 | danielle.r.love@usace.army.mil | 2011-09-14T17:02:59 | Light Fixture B3B | 1BC3 | M_Troffer Light - Parabolic Square:0600x0600mm(2 Lamp) - 120V:0600x0600mm(2 Lamp) - 120V:743658 | Autodesk Revit MEP 2011 | IfcFlowTerminal | 312$WHH7b36fc6XaYoDlEL | n/a | n/a | n/a | n/a | n/a | n/a
Light Fixture B3B-08 | danielle.r.love@usace.army.mil | 2011-09-14T17:02:59 | Light Fixture B3B | 1BC4 | M_Troffer Light - Parabolic Square:0600x0600mm(2 Lamp) - 120V:0600x0600mm(2 Lamp) - 120V:743602 | Autodesk Revit MEP 2011 | IfcFlowTerminal | 312$WHH7b36fc6XaYoDlFD | n/a | n/a | n/a | n/a | n/a | n/a
Light Fixture B3B-09 | danielle.r.love@usace.army.mil | 2011-09-14T17:02:59 | Light Fixture B3B | 1BC4 | M_Troffer Light - Parabolic Square:0600x0600mm(2 Lamp) - 120V:0600x0600mm(2 Lamp) - 120V:743628 | Autodesk Revit MEP 2011 | IfcFlowTerminal | 312$WHH7b36fc6XaYoDlEp | n/a | n/a | n/a | n/a | n/a | n/a
Light Fixture B3B-10 | danielle.r.love@usace.army.mil | 2011-09-14T17:02:59 | Light Fixture B3B | 1CC1 | M_Troffer Light - Parabolic Square:0600x0600mm(2 Lamp) - 120V:0600x0600mm(2 Lamp) - 120V:743039 | Autodesk Revit MEP 2011 | IfcFlowTerminal | 312$WHH7b36fc6XaYoDlq0 | n/a | n/a | n/a | n/a | n/a | n/a
Light Fixture B3B-11 | danielle.r.love@usace.army.mil | 2011-09-14T17:02:59 | Light Fixture B3B | 1CC1 | M_Troffer Light - Parabolic Square:0600x0600mm(2 Lamp) - 120V:0600x0600mm(2 Lamp) - 120V:743061 | Autodesk Revit MEP 2011 | IfcFlowTerminal | 312$WHH7b36fc6XaYoDltg | n/a | n/a | n/a | n/a | n/a | n/a
Light Fixture B3B-12 | danielle.r.love@usace.army.mil | 2011-09-14T17:02:59 | Light Fixture B3B | 1CC1 | M_Troffer Light - Parabolic Square:0600x0600mm(2 Lamp) - 120V:0600x0600mm(2 Lamp) - 120V:743085 | Autodesk Revit MEP 2011 | IfcFlowTerminal | 312$WHH7b36fc6XaYoDltI | n/a | n/a | n/a | n/a | n/a | n/a
Light Fixture B3B-13 | danielle.r.love@usace.army.mil | 2011-09-14T17:02:59 | Light Fixture B3B | 1CC3 | M_Troffer Light - Parabolic Square:0600x0600mm(2 Lamp) - 120V:0600x0600mm(2 Lamp) - 120V:743101 | Autodesk Revit MEP 2011 | IfcFlowTerminal | 312$WHH7b36fc6XaYoDlt2 | n/a | n/a | n/a | n/a | n/a | n/a
Light Fixture B3B-14 | danielle.r.love@usace.army.mil | 2011-09-14T17:02:59 | Light Fixture B3B | 1DC1 | M_Troffer Light - Parabolic Square:0600x0600mm(2 Lamp) - 120V:0600x0600mm(2 Lamp) - 120V:743354 | Autodesk Revit MEP 2011 | IfcFlowTerminal | 312$WHH7b36fc6XaYoDlp5 | n/a | n/a | n/a | n/a | n/a | n/a
Light Fixture B3B-15 | danielle.r.love@usace.army.mil | 2011-09-14T17:02:59 | Light Fixture B3B | 1DC2 | M_Troffer Light - Parabolic Square:0600x0600mm(2 Lamp) - 120V:0600x0600mm(2 Lamp) - 120V:743284 | Autodesk Revit MEP 2011 | IfcFlowTerminal | 312$WHH7b36fc6XaYoDlmB | n/a | n/a | n/a | n/a | n/a | n/a
Light Fixture B3B-16 | danielle.r.love@usace.army.mil | 2011-09-14T17:02:59 | Light Fixture B3B | 1DC3 | M_Troffer Light - Parabolic Square:0600x0600mm(2 Lamp) - 120V:0600x0600mm(2 Lamp) - 120V:743234 | Autodesk Revit MEP 2011 | IfcFlowTerminal | 312$WHH7b36fc6XaYoDlmz | n/a | n/a | n/a | n/a | n/a | n/a
Light Fixture B3B-17 | danielle.r.love@usace.army.mil | 2011-09-14T17:02:59 | Light Fixture B3B | 1DC3 | M_Troffer Light - Parabolic Square:0600x0600mm(2 Lamp) - 120V:0600x0600mm(2 Lamp) - 120V:743250 | Autodesk Revit MEP 2011 | IfcFlowTerminal | 312$WHH7b36fc6XaYoDlmj | n/a | n/a | n/a | n/a | n/a | n/a
Light Fixture B3B-18 | danielle.r.love@usace.army.mil | 2011-09-14T17:02:59 | Light Fixture B3B | 1DC4 | M_Troffer Light - Parabolic Square:0600x0600mm(2 Lamp) - 120V:0600x0600mm(2 Lamp) - 120V:743312 | Autodesk Revit MEP 2011 | IfcFlowTerminal | 312$WHH7b36fc6XaYoDlpl | n/a | n/a | n/a | n/a | n/a | n/a
Light Fixture B3B-19 | danielle.r.love@usace.army.mil | 2011-09-14T17:02:59 | Light Fixture B3B | 1DC5 | M_Troffer Light - Parabolic Square:0600x0600mm(2 Lamp) - 120V:0600x0600mm(2 Lamp) - 120V:743382 | Autodesk Revit MEP 2011 | IfcFlowTerminal | 312$WHH7b36fc6XaYoDlof | n/a | n/a | n/a | n/a | n/a | n/a
Light Fixture B3B-20 | danielle.r.love@usace.army.mil | 2011-09-14T17:02:59 | Light Fixture B3B | 1DC6 | M_Troffer Light - Parabolic Square:0600x0600mm(2 Lamp) - 120V:0600x0600mm(2 Lamp) - 120V:743460 | Autodesk Revit MEP 2011 | IfcFlowTerminal | 312$WHH7b36fc6XaYoDlDR | n/a | n/a | n/a | n/a | n/a | n/a
Light Fixture B3B-21 | danielle.r.love@usace.army.mil | 2011-09-14T17:02:59 | Light Fixture B3B | 1DC6 | M_Troffer Light - Parabolic Square:0600x0600mm(2 Lamp) - 120V:0600x0600mm(2 Lamp) - 120V:743468 | Autodesk Revit MEP 2011 | IfcFlowTerminal | 312$WHH7b36fc6XaYoDlDJ | n/a | n/a | n/a | n/a | n/a | n/a
Light Fixture B3B-22 | danielle.r.love@usace.army.mil | 2011-09-14T17:02:59 | Light Fixture B3B | 1DC7 | M_Troffer Light - Parabolic Square:0600x0600mm(2 Lamp) - 120V:0600x0600mm(2 Lamp) - 120V:743408 | Autodesk Revit MEP 2011 | IfcFlowTerminal | 312$WHH7b36fc6XaYoDloF | n/a | n/a | n/a | n/a | n/a | n/a
Light Fixture B3B-23 | danielle.r.love@usace.army.mil | 2011-09-14T17:02:59 | Light Fixture B3B | 1DC7 | M_Troffer Light - Parabolic Square:0600x0600mm(2 Lamp) - 120V:0600x0600mm(2 Lamp) - 120V:743434 | Autodesk Revit MEP 2011 | IfcFlowTerminal | 312$WHH7b36fc6XaYoDlDr | n/a | n/a | n/a | n/a | n/a | n/a
Light Fixture B3B-24 | danielle.r.love@usace.army.mil | 2011-09-14T17:02:59 | Light Fixture B3B | 1DC8 | M_Troffer Light - Parabolic Square:0600x0600mm(2 Lamp) - 120V:0600x0600mm(2 Lamp) - 120V:817488 | Autodesk Revit MEP 2011 | IfcFlowTerminal | 0FXKOTtYf3kRrcedvXFWkU | n/a | n/a | n/a | n/a | n/a | n/a
Light Fixture B3B-25 | danielle.r.love@usace.army.mil | 2011-09-14T17:02:59 | Light Fixture B3B | 1EC1 | M_Troffer Light - Parabolic Square:0600x0600mm(2 Lamp) - 120V:0600x0600mm(2 Lamp) - 120V:743500 | Autodesk Revit MEP 2011 | IfcFlowTerminal | 312$WHH7b36fc6XaYoDlCp | n/a | n/a | n/a | n/a | n/a | n/a
Light Fixture B3B-26 | danielle.r.love@usace.army.mil | 2011-09-14T17:02:59 | Light Fixture B3B | 1EC1 | M_Troffer Light - Parabolic Square:0600x0600mm(2 Lamp) - 120V:0600x0600mm(2 Lamp) - 120V:743526 | Autodesk Revit MEP 2011 | IfcFlowTerminal | 312$WHH7b36fc6XaYoDlCP | n/a | n/a | n/a | n/a | n/a | n/a
Light Fixture B3B-27 | danielle.r.love@usace.army.mil | 2011-09-14T17:02:59 | Light Fixture B3B | 1EC1 | M_Troffer Light - Parabolic Square:0600x0600mm(2 Lamp) - 120V:0600x0600mm(2 Lamp) - 120V:743552 | Autodesk Revit MEP 2011 | IfcFlowTerminal | 312$WHH7b36fc6XaYoDlF$ | n/a | n/a | n/a | n/a | n/a | n/a
Light Fixture B3B-28 | danielle.r.love@usace.army.mil | 2011-09-14T17:02:59 | Light Fixture B3B | 1EC1 | M_Troffer Light - Parabolic Square:0600x0600mm(2 Lamp) - 120V:0600x0600mm(2 Lamp) - 120V:743582 | Autodesk Revit MEP 2011 | IfcFlowTerminal | 312$WHH7b36fc6XaYoDlFX | n/a | n/a | n/a | n/a | n/a | n/a
Light Fixture B3B-29 | danielle.r.love@usace.army.mil | 2011-09-14T17:02:59 | Light Fixture B3B | 1EC2 | M_Troffer Light - Parabolic Square:0600x0600mm(2 Lamp) - 120V:0600x0600mm(2 Lamp) - 120V:743895 | Autodesk Revit MEP 2011 | IfcFlowTerminal | 312$WHH7b36fc6XaYoDlAe | n/a | n/a | n/a | n/a | n/a | n/a
Light Fixture B3B-30 | danielle.r.love@usace.army.mil | 2011-09-14T17:02:59 | Light Fixture B3B | 1EC4 | M_Troffer Light - Parabolic Square:0600x0600mm(2 Lamp) - 120V:0600x0600mm(2 Lamp) - 120V:743911 | Autodesk Revit MEP 2011 | IfcFlowTerminal | 312$WHH7b36fc6XaYoDlAO | n/a | n/a | n/a | n/a | n/a | n/a
Light Fixture B3B-31 | danielle.r.love@usace.army.mil | 2011-09-14T17:02:59 | Light Fixture B3B | 2A01 | M_Troffer Light - Parabolic Square:0600x0600mm(2 Lamp) - 120V:0600x0600mm(2 Lamp) - 120V:756354 | Autodesk Revit MEP 2011 | IfcFlowTerminal | 3nfyjyjOf1zQfCeH8h9jaC | n/a | n/a | n/a | n/a | n/a | n/a
Light Fixture B3B-32 | danielle.r.love@usace.army.mil | 2011-09-14T17:02:59 | Light Fixture B3B | 2AC2 | M_Troffer Light - Parabolic Square:0600x0600mm(2 Lamp) - 120V:0600x0600mm(2 Lamp) - 120V:762673 | Autodesk Revit MEP 2011 | IfcFlowTerminal | 3nfyjyjOf1zQfCeH8h9l2$ | n/a | n/a | n/a | n/a | n/a | n/a
Light Fixture B3B-33 | danielle.r.love@usace.army.mil | 2011-09-14T17:02:59 | Light Fixture B3B | 2AC2 | M_Troffer Light - Parabolic Square:0600x0600mm(2 Lamp) - 120V:0600x0600mm(2 Lamp) - 120V:762838 | Autodesk Revit MEP 2011 | IfcFlowTerminal | 3nfyjyjOf1zQfCeH8h9l1O | n/a | n/a | n/a | n/a | n/a | n/a
Light Fixture B3B-34 | danielle.r.love@usace.army.mil | 2011-09-14T17:02:59 | Light Fixture B3B | 2AC3 | M_Troffer Light - Parabolic Square:0600x0600mm(2 Lamp) - 120V:0600x0600mm(2 Lamp) - 120V:756423 | Autodesk Revit MEP 2011 | IfcFlowTerminal | 3nfyjyjOf1zQfCeH8h9jb9 | n/a | n/a | n/a | n/a | n/a | n/a
Light Fixture B3B-35 | danielle.r.love@usace.army.mil | 2011-09-14T17:02:59 | Light Fixture B3B | 2AC3 | M_Troffer Light - Parabolic Square:0600x0600mm(2 Lamp) - 120V:0600x0600mm(2 Lamp) - 120V:756457 | Autodesk Revit MEP 2011 | IfcFlowTerminal | 3nfyjyjOf1zQfCeH8h9jbd | n/a | n/a | n/a | n/a | n/a | n/a
Light Fixture B3B-36 | danielle.r.love@usace.army.mil | 2011-09-14T17:02:59 | Light Fixture B3B | 2AC4 | M_Troffer Light - Parabolic Square:0600x0600mm(2 Lamp) - 120V:0600x0600mm(2 Lamp) - 120V:756401 | Autodesk Revit MEP 2011 | IfcFlowTerminal | 3nfyjyjOf1zQfCeH8h9ja$ | n/a | n/a | n/a | n/a | n/a | n/a
Light Fixture B3B-37 | danielle.r.love@usace.army.mil | 2011-09-14T17:02:59 | Light Fixture B3B | 2AC5 | M_Troffer Light - Parabolic Square:0600x0600mm(2 Lamp) - 120V:0600x0600mm(2 Lamp) - 120V:762565 | Autodesk Revit MEP 2011 | IfcFlowTerminal | 3nfyjyjOf1zQfCeH8h9l5B | n/a | n/a | n/a | n/a | n/a | n/a
Light Fixture B3B-38 | danielle.r.love@usace.army.mil | 2011-09-14T17:02:59 | Light Fixture B3B | 2BC2 | M_Troffer Light - Parabolic Square:0600x0600mm(2 Lamp) - 120V:0600x0600mm(2 Lamp) - 120V:756671 | Autodesk Revit MEP 2011 | IfcFlowTerminal | 3nfyjyjOf1zQfCeH8h9jWn | n/a | n/a | n/a | n/a | n/a | n/a
Light Fixture B3B-39 | danielle.r.love@usace.army.mil | 2011-09-14T17:02:59 | Light Fixture B3B | 2BC2 | M_Troffer Light - Parabolic Square:0600x0600mm(2 Lamp) - 120V:0600x0600mm(2 Lamp) - 120V:756697 | Autodesk Revit MEP 2011 | IfcFlowTerminal | 3nfyjyjOf1zQfCeH8h9jXN | n/a | n/a | n/a | n/a | n/a | n/a
Light Fixture B3B-40 | danielle.r.love@usace.army.mil | 2011-09-14T17:02:59 | Light Fixture B3B | 2BC3 | M_Troffer Light - Parabolic Square:0600x0600mm(2 Lamp) - 120V:0600x0600mm(2 Lamp) - 120V:756709 | Autodesk Revit MEP 2011 | IfcFlowTerminal | 3nfyjyjOf1zQfCeH8h9jXh | n/a | n/a | n/a | n/a | n/a | n/a
Light Fixture B3B-41 | danielle.r.love@usace.army.mil | 2011-09-14T17:02:59 | Light Fixture B3B | 2BC3 | M_Troffer Light - Parabolic Square:0600x0600mm(2 Lamp) - 120V:0600x0600mm(2 Lamp) - 120V:756727 | Autodesk Revit MEP 2011 | IfcFlowTerminal | 3nfyjyjOf1zQfCeH8h9jXv | n/a | n/a | n/a | n/a | n/a | n/a
Light Fixture B3B-42 | danielle.r.love@usace.army.mil | 2011-09-14T17:02:59 | Light Fixture B3B | 2BC4 | M_Troffer Light - Parabolic Square:0600x0600mm(2 Lamp) - 120V:0600x0600mm(2 Lamp) - 120V:756769 | Autodesk Revit MEP 2011 | IfcFlowTerminal | 3nfyjyjOf1zQfCeH8h9j_l | n/a | n/a | n/a | n/a | n/a | n/a
Light Fixture B3B-43 | danielle.r.love@usace.army.mil | 2011-09-14T17:02:59 | Light Fixture B3B | 2BC5 | M_Troffer Light - Parabolic Square:0600x0600mm(2 Lamp) - 120V:0600x0600mm(2 Lamp) - 120V:756787 | Autodesk Revit MEP 2011 | IfcFlowTerminal | 3nfyjyjOf1zQfCeH8h9j_z | n/a | n/a | n/a | n/a | n/a | n/a
Light Fixture B3B-44 | danielle.r.love@usace.army.mil | 2011-09-14T17:02:59 | Light Fixture B3B | 2BC5 | M_Troffer Light - Parabolic Square:0600x0600mm(2 Lamp) - 120V:0600x0600mm(2 Lamp) - 120V:756813 | Autodesk Revit MEP 2011 | IfcFlowTerminal | 3nfyjyjOf1zQfCeH8h9j$3 | n/a | n/a | n/a | n/a | n/a | n/a
Light Fixture B3B-45 | danielle.r.love@usace.army.mil | 2011-09-14T17:02:59 | Light Fixture B3B | 2BC6 | M_Troffer Light - Parabolic Square:0600x0600mm(2 Lamp) - 120V:0600x0600mm(2 Lamp) - 120V:756831 | Autodesk Revit MEP 2011 | IfcFlowTerminal | 3nfyjyjOf1zQfCeH8h9j$H | n/a | n/a | n/a | n/a | n/a | n/a
Light Fixture B3B-46 | danielle.r.love@usace.army.mil | 2011-09-14T17:02:59 | Light Fixture B3B | 2C07 | M_Troffer Light - Parabolic Square:0600x0600mm(2 Lamp) - 120V:0600x0600mm(2 Lamp) - 120V:763143 | Autodesk Revit MEP 2011 | IfcFlowTerminal | 3nfyjyjOf1zQfCeH8h9lQ9 | n/a | n/a | n/a | n/a | n/a | n/a
Light Fixture B3B-47 | danielle.r.love@usace.army.mil | 2011-09-14T17:02:59 | Light Fixture B3B | 2CC1 | M_Troffer Light - Parabolic Square:0600x0600mm(2 Lamp) - 120V:0600x0600mm(2 Lamp) - 120V:756563 | Autodesk Revit MEP 2011 | IfcFlowTerminal | 3nfyjyjOf1zQfCeH8h9jZT | n/a | n/a | n/a | n/a | n/a | n/a
Light Fixture B3B-48 | danielle.r.love@usace.army.mil | 2011-09-14T17:02:59 | Light Fixture B3B | 2CC2 | M_Troffer Light - Parabolic Square:0600x0600mm(2 Lamp) - 120V:0600x0600mm(2 Lamp) - 120V:756483 | Autodesk Revit MEP 2011 | IfcFlowTerminal | 3nfyjyjOf1zQfCeH8h9jYD | n/a | n/a | n/a | n/a | n/a | n/a
Light Fixture B3B-49 | danielle.r.love@usace.army.mil | 2011-09-14T17:02:59 | Light Fixture B3B | 2CC3 | M_Troffer Light - Parabolic Square:0600x0600mm(2 Lamp) - 120V:0600x0600mm(2 Lamp) - 120V:756493 | Autodesk Revit MEP 2011 | IfcFlowTerminal | 3nfyjyjOf1zQfCeH8h9jY3 | n/a | n/a | n/a | n/a | n/a | n/a
Light Fixture B3B-50 | danielle.r.love@usace.army.mil | 2011-09-14T17:02:59 | Light Fixture B3B | 2CC4 | M_Troffer Light - Parabolic Square:0600x0600mm(2 Lamp) - 120V:0600x0600mm(2 Lamp) - 120V:756519 | Autodesk Revit MEP 2011 | IfcFlowTerminal | 3nfyjyjOf1zQfCeH8h9jYf | n/a | n/a | n/a | n/a | n/a | n/a
Light Fixture B3B-51 | danielle.r.love@usace.army.mil | 2011-09-14T17:02:59 | Light Fixture B3B | 2CC5 | M_Troffer Light - Parabolic Square:0600x0600mm(2 Lamp) - 120V:0600x0600mm(2 Lamp) - 120V:756541 | Autodesk Revit MEP 2011 | IfcFlowTerminal | 3nfyjyjOf1zQfCeH8h9jYp | n/a | n/a | n/a | n/a | n/a | n/a
Light Fixture B3B-52 | danielle.r.love@usace.army.mil | 2011-09-14T17:02:59 | Light Fixture B3B | 2DC1 | M_Troffer Light - Parabolic Square:0600x0600mm(2 Lamp) - 120V:0600x0600mm(2 Lamp) - 120V:756655 | Autodesk Revit MEP 2011 | IfcFlowTerminal | 3nfyjyjOf1zQfCeH8h9jWX | n/a | n/a | n/a | n/a | n/a | n/a
Light Fixture B3B-53 | danielle.r.love@usace.army.mil | 2011-09-14T17:02:59 | Light Fixture B3B | 2DC2 | M_Troffer Light - Parabolic Square:0600x0600mm(2 Lamp) - 120V:0600x0600mm(2 Lamp) - 120V:756581 | Autodesk Revit MEP 2011 | IfcFlowTerminal | 3nfyjyjOf1zQfCeH8h9jZh | n/a | n/a | n/a | n/a | n/a | n/a
Light Fixture B3B-54 | danielle.r.love@usace.army.mil | 2011-09-14T17:02:59 | Light Fixture B3B | 2DC2 | M_Troffer Light - Parabolic Square:0600x0600mm(2 Lamp) - 120V:0600x0600mm(2 Lamp) - 120V:756605 | Autodesk Revit MEP 2011 | IfcFlowTerminal | 3nfyjyjOf1zQfCeH8h9jZp | n/a | n/a | n/a | n/a | n/a | n/a
Light Fixture B3B-55 | danielle.r.love@usace.army.mil | 2011-09-14T17:02:59 | Light Fixture B3B | 2DC2 | M_Troffer Light - Parabolic Square:0600x0600mm(2 Lamp) - 120V:0600x0600mm(2 Lamp) - 120V:756629 | Autodesk Revit MEP 2011 | IfcFlowTerminal | 3nfyjyjOf1zQfCeH8h9jWR | n/a | n/a | n/a | n/a | n/a | n/a
Light Fixture B3D-01 | danielle.r.love@usace.army.mil | 2011-09-14T17:02:59 | Light Fixture B3D | 1B19 | M_Troffer Light - Parabolic Square:0600x0600mm(2 Lamp) - 120V:0600x0600mm(2 Lamp) - 120V:743764 | Autodesk Revit MEP 2011 | IfcFlowTerminal | 312$WHH7b36fc6XaYoDl8h | n/a | n/a | n/a | n/a | n/a | n/a
Light Fixture B3D-02 | danielle.r.love@usace.army.mil | 2011-09-14T17:02:59 | Light Fixture B3D | 1B19 | M_Troffer Light - Parabolic Square:0600x0600mm(2 Lamp) - 120V:0600x0600mm(2 Lamp) - 120V:743772 | Autodesk Revit MEP 2011 | IfcFlowTerminal | 312$WHH7b36fc6XaYoDl8Z | n/a | n/a | n/a | n/a | n/a | n/a
Light Fixture B3D-03 | danielle.r.love@usace.army.mil | 2011-09-14T17:02:59 | Light Fixture B3D | 1B19 | M_Troffer Light - Parabolic Square:0600x0600mm(2 Lamp) - 120V:0600x0600mm(2 Lamp) - 120V:743800 | Autodesk Revit MEP 2011 | IfcFlowTerminal | 312$WHH7b36fc6XaYoDl87 | n/a | n/a | n/a | n/a | n/a | n/a
Light Fixture B3D-04 | danielle.r.love@usace.army.mil | 2011-09-14T17:02:59 | Light Fixture B3D | 1B19 | M_Troffer Light - Parabolic Square:0600x0600mm(2 Lamp) - 120V:0600x0600mm(2 Lamp) - 120V:743859 | Autodesk Revit MEP 2011 | IfcFlowTerminal | 312$WHH7b36fc6XaYoDlBC | n/a | n/a | n/a | n/a | n/a | n/a
Light Fixture B3D-05 | danielle.r.love@usace.army.mil | 2011-09-14T17:02:59 | Light Fixture B3D | 1B19 | M_Troffer Light - Parabolic Square:0600x0600mm(2 Lamp) - 120V:0600x0600mm(2 Lamp) - 120V:827061 | Autodesk Revit MEP 2011 | IfcFlowTerminal | 3dg6tDRA54OxNLWvKHl6S4 | n/a | n/a | n/a | n/a | n/a | n/a
Light Fixture B3D-06 | danielle.r.love@usace.army.mil | 2011-09-14T17:02:59 | Light Fixture B3D | 1B19 | M_Troffer Light - Parabolic Square:0600x0600mm(2 Lamp) - 120V:0600x0600mm(2 Lamp) - 120V:827067 | Autodesk Revit MEP 2011 | IfcFlowTerminal | 3dg6tDRA54OxNLWvKHl6SA | n/a | n/a | n/a | n/a | n/a | n/a
Light Fixture B3DB-01 | danielle.r.love@usace.army.mil | 2011-09-14T17:02:59 | Light Fixture B3DB | 1B19 | M_Troffer Light - Parabolic Square:0600x0600mm(2 Lamp) - 120V:0600x0600mm(2 Lamp) - 120V:743782 | Autodesk Revit MEP 2011 | IfcFlowTerminal | 312$WHH7b36fc6XaYoDl8P | n/a | n/a | n/a | n/a | n/a | n/a
Light Fixture B3DB-02 | danielle.r.love@usace.army.mil | 2011-09-14T17:02:59 | Light Fixture B3DB | 1B19 | M_Troffer Light - Parabolic Square:0600x0600mm(2 Lamp) - 120V:0600x0600mm(2 Lamp) - 120V:743810 | Autodesk Revit MEP 2011 | IfcFlowTerminal | 312$WHH7b36fc6XaYoDlBz | n/a | n/a | n/a | n/a | n/a | n/a
Light Fixture C1-01 | danielle.r.love@usace.army.mil | 2011-09-14T17:02:59 | Light Fixture C1 | 1E25 | M_Troffer Light - Parabolic Rectangular:0600x1200mm(2 Lamp) - 120V:0600x1200mm(2 Lamp) - 120V:740360 | Autodesk Revit MEP 2011 | IfcFlowTerminal | 0jQ9LiL9v909pyRa4VVtDK | n/a | n/a | n/a | n/a | n/a | n/a
Light Fixture C1-02 | danielle.r.love@usace.army.mil | 2011-09-14T17:02:59 | Light Fixture C1 | 1E25 | M_Troffer Light - Parabolic Rectangular:0600x1200mm(2 Lamp) - 120V:0600x1200mm(2 Lamp) - 120V:740368 | Autodesk Revit MEP 2011 | IfcFlowTerminal | 0jQ9LiL9v909pyRa4VVtDC | n/a | n/a | n/a | n/a | n/a | n/a
Light Fixture C1-03 | danielle.r.love@usace.army.mil | 2011-09-14T17:02:59 | Light Fixture C1 | 1B03 | M_Troffer Light - Parabolic Rectangular:0600x1200mm(2 Lamp) - 120V:0600x1200mm(2 Lamp) - 120V:741052 | Autodesk Revit MEP 2011 | IfcFlowTerminal | 2ikEQjpcTDnxUN0yGA3WRg | n/a | n/a | n/a | n/a | n/a | n/a
Light Fixture C1-04 | danielle.r.love@usace.army.mil | 2011-09-14T17:02:59 | Light Fixture C1 | 1C04 | M_Troffer Light - Parabolic Rectangular:0600x1200mm(2 Lamp) - 120V:0600x1200mm(2 Lamp) - 120V:741118 | Autodesk Revit MEP 2011 | IfcFlowTerminal | 2ikEQjpcTDnxUN0yGA3WQe | n/a | n/a | n/a | n/a | n/a | n/a
Light Fixture C1-05 | danielle.r.love@usace.army.mil | 2011-09-14T17:02:59 | Light Fixture C1 | 1C04 | M_Troffer Light - Parabolic Rectangular:0600x1200mm(2 Lamp) - 120V:0600x1200mm(2 Lamp) - 120V:741128 | Autodesk Revit MEP 2011 | IfcFlowTerminal | 2ikEQjpcTDnxUN0yGA3WTU | n/a | n/a | n/a | n/a | n/a | n/a
Light Fixture C1-06 | danielle.r.love@usace.army.mil | 2011-09-14T17:02:59 | Light Fixture C1 | 1C15 | M_Troffer Light - Parabolic Rectangular:0600x1200mm(2 Lamp) - 120V:0600x1200mm(2 Lamp) - 120V:739480 | Autodesk Revit MEP 2011 | IfcFlowTerminal | 2K_rhNuRTE1el3fJWhkg$L | n/a | n/a | n/a | n/a | n/a | n/a
Light Fixture C1-07 | danielle.r.love@usace.army.mil | 2011-09-14T17:02:59 | Light Fixture C1 | 1C15 | M_Troffer Light - Parabolic Rectangular:0600x1200mm(2 Lamp) - 120V:0600x1200mm(2 Lamp) - 120V:739488 | Autodesk Revit MEP 2011 | IfcFlowTerminal | 2K_rhNuRTE1el3fJWhkg$j | n/a | n/a | n/a | n/a | n/a | n/a
Light Fixture C1-08 | danielle.r.love@usace.army.mil | 2011-09-14T17:02:59 | Light Fixture C1 | 1C15 | M_Troffer Light - Parabolic Rectangular:0600x1200mm(2 Lamp) - 120V:0600x1200mm(2 Lamp) - 120V:739496 | Autodesk Revit MEP 2011 | IfcFlowTerminal | 2K_rhNuRTE1el3fJWhkg$b | n/a | n/a | n/a | n/a | n/a | n/a
Light Fixture C1-09 | danielle.r.love@usace.army.mil | 2011-09-14T17:02:59 | Light Fixture C1 | 1D06 | M_Troffer Light - Parabolic Rectangular:0600x1200mm(2 Lamp) - 120V:0600x1200mm(2 Lamp) - 120V:739262 | Autodesk Revit MEP 2011 | IfcFlowTerminal | 2K_rhNuRTE1el3fJWhkg3p | n/a | n/a | n/a | n/a | n/a | n/a
Light Fixture C1-10 | danielle.r.love@usace.army.mil | 2011-09-14T17:02:59 | Light Fixture C1 | 1D06 | M_Troffer Light - Parabolic Rectangular:0600x1200mm(2 Lamp) - 120V:0600x1200mm(2 Lamp) - 120V:739270 | Autodesk Revit MEP 2011 | IfcFlowTerminal | 2K_rhNuRTE1el3fJWhkg2B | n/a | n/a | n/a | n/a | n/a | n/a
Light Fixture C1-11 | danielle.r.love@usace.army.mil | 2011-09-14T17:02:59 | Light Fixture C1 | 1D19 | M_Troffer Light - Parabolic Rectangular:0600x1200mm(2 Lamp) - 120V:0600x1200mm(2 Lamp) - 120V:739174 | Autodesk Revit MEP 2011 | IfcFlowTerminal | 2K_rhNuRTE1el3fJWhkg0h | n/a | n/a | n/a | n/a | n/a | n/a
Light Fixture C1-12 | danielle.r.love@usace.army.mil | 2011-09-14T17:02:59 | Light Fixture C1 | 2B04 | M_Troffer Light - Parabolic Rectangular:0600x1200mm(2 Lamp) - 120V:0600x1200mm(2 Lamp) - 120V:766651 | Autodesk Revit MEP 2011 | IfcFlowTerminal | 3nfyjyjOf1zQfCeH8h9k4r | n/a | n/a | n/a | n/a | n/a | n/a
Light Fixture C1-13 | danielle.r.love@usace.army.mil | 2011-09-14T17:02:59 | Light Fixture C1 | 2B04 | M_Troffer Light - Parabolic Rectangular:0600x1200mm(2 Lamp) - 120V:0600x1200mm(2 Lamp) - 120V:766726 | Autodesk Revit MEP 2011 | IfcFlowTerminal | 3nfyjyjOf1zQfCeH8h9k28 | n/a | n/a | n/a | n/a | n/a | n/a
Light Fixture C1-14 | danielle.r.love@usace.army.mil | 2011-09-14T17:02:59 | Light Fixture C1 | 2B15 | M_Troffer Light - Parabolic Rectangular:0600x1200mm(2 Lamp) - 120V:0600x1200mm(2 Lamp) - 120V:772866 | Autodesk Revit MEP 2011 | IfcFlowTerminal | 0yuotxu8DEgv2qMIt$xNot | n/a | n/a | n/a | n/a | n/a | n/a
Light Fixture C1-15 | danielle.r.love@usace.army.mil | 2011-09-14T17:02:59 | Light Fixture C1 | 2B15 | M_Troffer Light - Parabolic Rectangular:0600x1200mm(2 Lamp) - 120V:0600x1200mm(2 Lamp) - 120V:772961 | Autodesk Revit MEP 2011 | IfcFlowTerminal | 0yuotxu8DEgv2qMIt$xNpK | n/a | n/a | n/a | n/a | n/a | n/a
Light Fixture C1-16 | danielle.r.love@usace.army.mil | 2011-09-14T17:02:59 | Light Fixture C1 | 2B17 | M_Troffer Light - Parabolic Rectangular:0600x1200mm(2 Lamp) - 120V:0600x1200mm(2 Lamp) - 120V:772786 | Autodesk Revit MEP 2011 | IfcFlowTerminal | 0yuotxu8DEgv2qMIt$xNq7 | n/a | n/a | n/a | n/a | n/a | n/a
Light Fixture C1-17 | danielle.r.love@usace.army.mil | 2011-09-14T17:02:59 | Light Fixture C1 | 2C01 | M_Troffer Light - Parabolic Rectangular:0600x1200mm(2 Lamp) - 120V:0600x1200mm(2 Lamp) - 120V:765736 | Autodesk Revit MEP 2011 | IfcFlowTerminal | 3nfyjyjOf1zQfCeH8h9loc | n/a | n/a | n/a | n/a | n/a | n/a
Light Fixture C1-18 | danielle.r.love@usace.army.mil | 2011-09-14T17:02:59 | Light Fixture C1 | 2C01 | M_Troffer Light - Parabolic Rectangular:0600x1200mm(2 Lamp) - 120V:0600x1200mm(2 Lamp) - 120V:765785 | Autodesk Revit MEP 2011 | IfcFlowTerminal | 3nfyjyjOf1zQfCeH8h9lpN | n/a | n/a | n/a | n/a | n/a | n/a
Light Fixture C1-19 | danielle.r.love@usace.army.mil | 2011-09-14T17:02:59 | Light Fixture C1 | 2C03 | M_Troffer Light - Parabolic Rectangular:0600x1200mm(2 Lamp) - 120V:0600x1200mm(2 Lamp) - 120V:765582 | Autodesk Revit MEP 2011 | IfcFlowTerminal | 3nfyjyjOf1zQfCeH8h9lq0 | n/a | n/a | n/a | n/a | n/a | n/a
Light Fixture C1-20 | danielle.r.love@usace.army.mil | 2011-09-14T17:02:59 | Light Fixture C1 | 2C03 | M_Troffer Light - Parabolic Rectangular:0600x1200mm(2 Lamp) - 120V:0600x1200mm(2 Lamp) - 120V:765675 | Autodesk Revit MEP 2011 | IfcFlowTerminal | 3nfyjyjOf1zQfCeH8h9lrb | n/a | n/a | n/a | n/a | n/a | n/a
Light Fixture C1-21 | danielle.r.love@usace.army.mil | 2011-09-14T17:02:59 | Light Fixture C1 | 2C03 | M_Troffer Light - Parabolic Rectangular:0600x1200mm(2 Lamp) - 120V:0600x1200mm(2 Lamp) - 120V:765853 | Autodesk Revit MEP 2011 | IfcFlowTerminal | 3nfyjyjOf1zQfCeH8h9lmJ | n/a | n/a | n/a | n/a | n/a | n/a
Light Fixture C1-22 | danielle.r.love@usace.army.mil | 2011-09-14T17:02:59 | Light Fixture C1 | 2C03 | M_Troffer Light - Parabolic Rectangular:0600x1200mm(2 Lamp) - 120V:0600x1200mm(2 Lamp) - 120V:765913 | Autodesk Revit MEP 2011 | IfcFlowTerminal | 3nfyjyjOf1zQfCeH8h9lnN | n/a | n/a | n/a | n/a | n/a | n/a
Light Fixture C1-23 | danielle.r.love@usace.army.mil | 2011-09-14T17:02:59 | Light Fixture C1 | 2C11 | M_Troffer Light - Parabolic Rectangular:0600x1200mm(2 Lamp) - 120V:0600x1200mm(2 Lamp) - 120V:757603 | Autodesk Revit MEP 2011 | IfcFlowTerminal | 3nfyjyjOf1zQfCeH8h9jpj | n/a | n/a | n/a | n/a | n/a | n/a
Light Fixture C1-24 | danielle.r.love@usace.army.mil | 2011-09-14T17:02:59 | Light Fixture C1 | 2D10 | M_Troffer Light - Parabolic Rectangular:0600x1200mm(2 Lamp) - 120V:0600x1200mm(2 Lamp) - 120V:769225 | Autodesk Revit MEP 2011 | IfcFlowTerminal | 0yuotxu8DEgv2qMIt$xGjy | n/a | n/a | n/a | n/a | n/a | n/a
Light Fixture C1-25 | danielle.r.love@usace.army.mil | 2011-09-14T17:02:59 | Light Fixture C1 | 2D10 | M_Troffer Light - Parabolic Rectangular:0600x1200mm(2 Lamp) - 120V:0600x1200mm(2 Lamp) - 120V:769336 | Autodesk Revit MEP 2011 | IfcFlowTerminal | 0yuotxu8DEgv2qMIt$xGgD | n/a | n/a | n/a | n/a | n/a | n/a
Light Fixture C18-01 | danielle.r.love@usace.army.mil | 2011-09-14T17:02:59 | Light Fixture C18 | 1C18 | M_Troffer Light - Parabolic Rectangular:0600x1200mm(2 Lamp) - 120V:0600x1200mm(2 Lamp) - 120V:739506 | Autodesk Revit MEP 2011 | IfcFlowTerminal | 2K_rhNuRTE1el3fJWhkg$$ | n/a | n/a | n/a | n/a | n/a | n/a
Light Fixture C18-02 | danielle.r.love@usace.army.mil | 2011-09-14T17:02:59 | Light Fixture C18 | 1C18 | M_Troffer Light - Parabolic Rectangular:0600x1200mm(2 Lamp) - 120V:0600x1200mm(2 Lamp) - 120V:739514 | Autodesk Revit MEP 2011 | IfcFlowTerminal | 2K_rhNuRTE1el3fJWhkg$t | n/a | n/a | n/a | n/a | n/a | n/a
Light Fixture C18-03 | danielle.r.love@usace.army.mil | 2011-09-14T17:02:59 | Light Fixture C18 | 1C18 | M_Troffer Light - Parabolic Rectangular:0600x1200mm(2 Lamp) - 120V:0600x1200mm(2 Lamp) - 120V:739522 | Autodesk Revit MEP 2011 | IfcFlowTerminal | 2K_rhNuRTE1el3fJWhkg_F | n/a | n/a | n/a | n/a | n/a | n/a
Light Fixture C18-04 | danielle.r.love@usace.army.mil | 2011-09-14T17:02:59 | Light Fixture C18 | 1C18 | M_Troffer Light - Parabolic Rectangular:0600x1200mm(2 Lamp) - 120V:0600x1200mm(2 Lamp) - 120V:739542 | Autodesk Revit MEP 2011 | IfcFlowTerminal | 2K_rhNuRTE1el3fJWhkg_R | n/a | n/a | n/a | n/a | n/a | n/a
Light Fixture C18-05 | danielle.r.love@usace.army.mil | 2011-09-14T17:02:59 | Light Fixture C18 | 1C18 | M_Troffer Light - Parabolic Rectangular:0600x1200mm(2 Lamp) - 120V:0600x1200mm(2 Lamp) - 120V:739550 | Autodesk Revit MEP 2011 | IfcFlowTerminal | 2K_rhNuRTE1el3fJWhkg_J | n/a | n/a | n/a | n/a | n/a | n/a
Light Fixture C18-06 | danielle.r.love@usace.army.mil | 2011-09-14T17:02:59 | Light Fixture C18 | 1C18 | M_Troffer Light - Parabolic Rectangular:0600x1200mm(2 Lamp) - 120V:0600x1200mm(2 Lamp) - 120V:739558 | Autodesk Revit MEP 2011 | IfcFlowTerminal | 2K_rhNuRTE1el3fJWhkg_h | n/a | n/a | n/a | n/a | n/a | n/a
Light Fixture C18-07 | danielle.r.love@usace.army.mil | 2011-09-14T17:02:59 | Light Fixture C18 | 1C18 | M_Troffer Light - Parabolic Rectangular:0600x1200mm(2 Lamp) - 120V:0600x1200mm(2 Lamp) - 120V:739566 | Autodesk Revit MEP 2011 | IfcFlowTerminal | 2K_rhNuRTE1el3fJWhkg_Z | n/a | n/a | n/a | n/a | n/a | n/a
Light Fixture C18-08 | danielle.r.love@usace.army.mil | 2011-09-14T17:02:59 | Light Fixture C18 | 1C18 | M_Troffer Light - Parabolic Rectangular:0600x1200mm(2 Lamp) - 120V:0600x1200mm(2 Lamp) - 120V:739574 | Autodesk Revit MEP 2011 | IfcFlowTerminal | 2K_rhNuRTE1el3fJWhkg_x | n/a | n/a | n/a | n/a | n/a | n/a
Light Fixture C18-09 | danielle.r.love@usace.army.mil | 2011-09-14T17:02:59 | Light Fixture C18 | 1D02 | M_Troffer Light - Parabolic Rectangular:0600x1200mm(2 Lamp) - 120V:0600x1200mm(2 Lamp) - 120V:741172 | Autodesk Revit MEP 2011 | IfcFlowTerminal | 3Ue3z7HhfB4RObX3dacdug | n/a | n/a | n/a | n/a | n/a | n/a
Light Fixture C18-10 | danielle.r.love@usace.army.mil | 2011-09-14T17:02:59 | Light Fixture C18 | 1D02 | M_Troffer Light - Parabolic Rectangular:0600x1200mm(2 Lamp) - 120V:0600x1200mm(2 Lamp) - 120V:741278 | Autodesk Revit MEP 2011 | IfcFlowTerminal | 3Ue3z7HhfB4RObX3dacdw0 | n/a | n/a | n/a | n/a | n/a | n/a
Light Fixture C18-11 | danielle.r.love@usace.army.mil | 2011-09-14T17:02:59 | Light Fixture C18 | 1D05 | M_Troffer Light - Parabolic Rectangular:0600x1200mm(2 Lamp) - 120V:0600x1200mm(2 Lamp) - 120V:739254 | Autodesk Revit MEP 2011 | IfcFlowTerminal | 2K_rhNuRTE1el3fJWhkg3x | n/a | n/a | n/a | n/a | n/a | n/a
Light Fixture C18-12 | danielle.r.love@usace.army.mil | 2011-09-14T17:02:59 | Light Fixture C18 | 1D05 | M_Troffer Light - Parabolic Rectangular:0600x1200mm(2 Lamp) - 120V:0600x1200mm(2 Lamp) - 120V:741352 | Autodesk Revit MEP 2011 | IfcFlowTerminal | 3Ue3z7HhfB4RObX3dacdxs | n/a | n/a | n/a | n/a | n/a | n/a
Light Fixture C18-13 | danielle.r.love@usace.army.mil | 2011-09-14T17:02:59 | Light Fixture C18 | 1D07 | M_Troffer Light - Parabolic Rectangular:0600x1200mm(2 Lamp) - 120V:0600x1200mm(2 Lamp) - 120V:739280 | Autodesk Revit MEP 2011 | IfcFlowTerminal | 2K_rhNuRTE1el3fJWhkg2T | n/a | n/a | n/a | n/a | n/a | n/a
Light Fixture C18-14 | danielle.r.love@usace.army.mil | 2011-09-14T17:02:59 | Light Fixture C18 | 1D07 | M_Troffer Light - Parabolic Rectangular:0600x1200mm(2 Lamp) - 120V:0600x1200mm(2 Lamp) - 120V:739294 | Autodesk Revit MEP 2011 | IfcFlowTerminal | 2K_rhNuRTE1el3fJWhkg2J | n/a | n/a | n/a | n/a | n/a | n/a
Light Fixture C18-15 | danielle.r.love@usace.army.mil | 2011-09-14T17:02:59 | Light Fixture C18 | 1D08 | M_Troffer Light - Parabolic Rectangular:0600x1200mm(2 Lamp) - 120V:0600x1200mm(2 Lamp) - 120V:739236 | Autodesk Revit MEP 2011 | IfcFlowTerminal | 2K_rhNuRTE1el3fJWhkg3f | n/a | n/a | n/a | n/a | n/a | n/a
Light Fixture C18-16 | danielle.r.love@usace.army.mil | 2011-09-14T17:02:59 | Light Fixture C18 | 1D08 | M_Troffer Light - Parabolic Rectangular:0600x1200mm(2 Lamp) - 120V:0600x1200mm(2 Lamp) - 120V:739244 | Autodesk Revit MEP 2011 | IfcFlowTerminal | 2K_rhNuRTE1el3fJWhkg3X | n/a | n/a | n/a | n/a | n/a | n/a
Light Fixture C18-17 | danielle.r.love@usace.army.mil | 2011-09-14T17:02:59 | Light Fixture C18 | 1D09 | M_Troffer Light - Parabolic Rectangular:0600x1200mm(2 Lamp) - 120V:0600x1200mm(2 Lamp) - 120V:739304 | Autodesk Revit MEP 2011 | IfcFlowTerminal | 2K_rhNuRTE1el3fJWhkg2b | n/a | n/a | n/a | n/a | n/a | n/a
Light Fixture C18-18 | danielle.r.love@usace.army.mil | 2011-09-14T17:02:59 | Light Fixture C18 | 1D09 | M_Troffer Light - Parabolic Rectangular:0600x1200mm(2 Lamp) - 120V:0600x1200mm(2 Lamp) - 120V:739312 | Autodesk Revit MEP 2011 | IfcFlowTerminal | 2K_rhNuRTE1el3fJWhkg2z | n/a | n/a | n/a | n/a | n/a | n/a
Light Fixture C18-19 | danielle.r.love@usace.army.mil | 2011-09-14T17:02:59 | Light Fixture C18 | 1D10 | M_Troffer Light - Parabolic Rectangular:0600x1200mm(2 Lamp) - 120V:0600x1200mm(2 Lamp) - 120V:739220 | Autodesk Revit MEP 2011 | IfcFlowTerminal | 2K_rhNuRTE1el3fJWhkg3P | n/a | n/a | n/a | n/a | n/a | n/a
Light Fixture C18-20 | danielle.r.love@usace.army.mil | 2011-09-14T17:02:59 | Light Fixture C18 | 1D10 | M_Troffer Light - Parabolic Rectangular:0600x1200mm(2 Lamp) - 120V:0600x1200mm(2 Lamp) - 120V:739228 | Autodesk Revit MEP 2011 | IfcFlowTerminal | 2K_rhNuRTE1el3fJWhkg3H | n/a | n/a | n/a | n/a | n/a | n/a
Light Fixture C18-21 | danielle.r.love@usace.army.mil | 2011-09-14T17:02:59 | Light Fixture C18 | 1D11 | M_Troffer Light - Parabolic Rectangular:0600x1200mm(2 Lamp) - 120V:0600x1200mm(2 Lamp) - 120V:739332 | Autodesk Revit MEP 2011 | IfcFlowTerminal | 2K_rhNuRTE1el3fJWhkgz9 | n/a | n/a | n/a | n/a | n/a | n/a
Light Fixture C18-22 | danielle.r.love@usace.army.mil | 2011-09-14T17:02:59 | Light Fixture C18 | 1D11 | M_Troffer Light - Parabolic Rectangular:0600x1200mm(2 Lamp) - 120V:0600x1200mm(2 Lamp) - 120V:739342 | Autodesk Revit MEP 2011 | IfcFlowTerminal | 2K_rhNuRTE1el3fJWhkgz3 | n/a | n/a | n/a | n/a | n/a | n/a
Light Fixture C18-23 | danielle.r.love@usace.army.mil | 2011-09-14T17:02:59 | Light Fixture C18 | 1D13 | M_Troffer Light - Parabolic Rectangular:0600x1200mm(2 Lamp) - 120V:0600x1200mm(2 Lamp) - 120V:739352 | Autodesk Revit MEP 2011 | IfcFlowTerminal | 2K_rhNuRTE1el3fJWhkgzL | n/a | n/a | n/a | n/a | n/a | n/a
Light Fixture C18-24 | danielle.r.love@usace.army.mil | 2011-09-14T17:02:59 | Light Fixture C18 | 1D13 | M_Troffer Light - Parabolic Rectangular:0600x1200mm(2 Lamp) - 120V:0600x1200mm(2 Lamp) - 120V:739360 | Autodesk Revit MEP 2011 | IfcFlowTerminal | 2K_rhNuRTE1el3fJWhkgzj | n/a | n/a | n/a | n/a | n/a | n/a
Light Fixture C18-25 | danielle.r.love@usace.army.mil | 2011-09-14T17:02:59 | Light Fixture C18 | 1D28 | M_Troffer Light - Parabolic Rectangular:0600x1200mm(2 Lamp) - 120V:0600x1200mm(2 Lamp) - 120V:738635 | Autodesk Revit MEP 2011 | IfcFlowTerminal | 1VtcqOrav5Tvkak81kVRpS | n/a | n/a | n/a | n/a | n/a | n/a
Light Fixture C18-26 | danielle.r.love@usace.army.mil | 2011-09-14T17:02:59 | Light Fixture C18 | 1D28 | M_Troffer Light - Parabolic Rectangular:0600x1200mm(2 Lamp) - 120V:0600x1200mm(2 Lamp) - 120V:738643 | Autodesk Revit MEP 2011 | IfcFlowTerminal | 1VtcqOrav5Tvkak81kVRp4 | n/a | n/a | n/a | n/a | n/a | n/a
Light Fixture C18-27 | danielle.r.love@usace.army.mil | 2011-09-14T17:02:59 | Light Fixture C18 | 1D32 | M_Troffer Light - Parabolic Rectangular:0600x1200mm(2 Lamp) - 120V:0600x1200mm(2 Lamp) - 120V:738615 | Autodesk Revit MEP 2011 | IfcFlowTerminal | 1VtcqOrav5Tvkak81kVRoW | n/a | n/a | n/a | n/a | n/a | n/a
Light Fixture C18-28 | danielle.r.love@usace.army.mil | 2011-09-14T17:02:59 | Light Fixture C18 | 1D32 | M_Troffer Light - Parabolic Rectangular:0600x1200mm(2 Lamp) - 120V:0600x1200mm(2 Lamp) - 120V:738625 | Autodesk Revit MEP 2011 | IfcFlowTerminal | 1VtcqOrav5Tvkak81kVRpM | n/a | n/a | n/a | n/a | n/a | n/a
Light Fixture C18-29 | danielle.r.love@usace.army.mil | 2011-09-14T17:02:59 | Light Fixture C18 | 1D34 | M_Troffer Light - Parabolic Rectangular:0600x1200mm(2 Lamp) - 120V:0600x1200mm(2 Lamp) - 120V:738575 | Autodesk Revit MEP 2011 | IfcFlowTerminal | 23zemjdlrEywu0vwSxM2CY | n/a | n/a | n/a | n/a | n/a | n/a
Light Fixture C18-30 | danielle.r.love@usace.army.mil | 2011-09-14T17:02:59 | Light Fixture C18 | 1D34 | M_Troffer Light - Parabolic Rectangular:0600x1200mm(2 Lamp) - 120V:0600x1200mm(2 Lamp) - 120V:738583 | Autodesk Revit MEP 2011 | IfcFlowTerminal | 23zemjdlrEywu0vwSxM2Cw | n/a | n/a | n/a | n/a | n/a | n/a
Light Fixture C18-31 | danielle.r.love@usace.army.mil | 2011-09-14T17:02:59 | Light Fixture C18 | 1D35 | M_Troffer Light - Parabolic Rectangular:0600x1200mm(2 Lamp) - 120V:0600x1200mm(2 Lamp) - 120V:738877 | Autodesk Revit MEP 2011 | IfcFlowTerminal | 2K_rhNuRTE1el3fJWhkg5m | n/a | n/a | n/a | n/a | n/a | n/a
Light Fixture C18-32 | danielle.r.love@usace.army.mil | 2011-09-14T17:02:59 | Light Fixture C18 | 1D35 | M_Troffer Light - Parabolic Rectangular:0600x1200mm(2 Lamp) - 120V:0600x1200mm(2 Lamp) - 120V:738885 | Autodesk Revit MEP 2011 | IfcFlowTerminal | 2K_rhNuRTE1el3fJWhkg48 | n/a | n/a | n/a | n/a | n/a | n/a
Light Fixture C18-33 | danielle.r.love@usace.army.mil | 2011-09-14T17:02:59 | Light Fixture C18 | 1D36 | M_Troffer Light - Parabolic Rectangular:0600x1200mm(2 Lamp) - 120V:0600x1200mm(2 Lamp) - 120V:738555 | Autodesk Revit MEP 2011 | IfcFlowTerminal | 23zemjdlrEywu0vwSxM2BM | n/a | n/a | n/a | n/a | n/a | n/a
Light Fixture C18-34 | danielle.r.love@usace.army.mil | 2011-09-14T17:02:59 | Light Fixture C18 | 1D36 | M_Troffer Light - Parabolic Rectangular:0600x1200mm(2 Lamp) - 120V:0600x1200mm(2 Lamp) - 120V:738567 | Autodesk Revit MEP 2011 | IfcFlowTerminal | 23zemjdlrEywu0vwSxM2Cg | n/a | n/a | n/a | n/a | n/a | n/a
Light Fixture C18-35 | danielle.r.love@usace.army.mil | 2011-09-14T17:02:59 | Light Fixture C18 | 1D38 | M_Troffer Light - Parabolic Rectangular:0600x1200mm(2 Lamp) - 120V:0600x1200mm(2 Lamp) - 120V:738399 | Autodesk Revit MEP 2011 | IfcFlowTerminal | 23zemjdlrEywu0vwSxM29o | n/a | n/a | n/a | n/a | n/a | n/a
Light Fixture C18-36 | danielle.r.love@usace.army.mil | 2011-09-14T17:02:59 | Light Fixture C18 | 1D38 | M_Troffer Light - Parabolic Rectangular:0600x1200mm(2 Lamp) - 120V:0600x1200mm(2 Lamp) - 120V:740868 | Autodesk Revit MEP 2011 | IfcFlowTerminal | 2ikEQjpcTDnxUN0yGA3WPI | n/a | n/a | n/a | n/a | n/a | n/a
Light Fixture C18-37 | danielle.r.love@usace.army.mil | 2011-09-14T17:02:59 | Light Fixture C18 | 1D38 | M_Troffer Light - Parabolic Rectangular:0600x1200mm(2 Lamp) - 120V:0600x1200mm(2 Lamp) - 120V:740874 | Autodesk Revit MEP 2011 | IfcFlowTerminal | 2ikEQjpcTDnxUN0yGA3WPS | n/a | n/a | n/a | n/a | n/a | n/a
Light Fixture C18B-01 | danielle.r.love@usace.army.mil | 2011-09-14T17:02:59 | Light Fixture C18B | 1C18 | M_Troffer Light - Parabolic Rectangular:0600x1200mm(2 Lamp) - 120V:0600x1200mm(2 Lamp) - 120V:739530 | Autodesk Revit MEP 2011 | IfcFlowTerminal | 2K_rhNuRTE1el3fJWhkg_7 | n/a | n/a | n/a | n/a | n/a | n/a
Light Fixture C18B-02 | danielle.r.love@usace.army.mil | 2011-09-14T17:02:59 | Light Fixture C18B | 1C18 | M_Troffer Light - Parabolic Rectangular:0600x1200mm(2 Lamp) - 120V:0600x1200mm(2 Lamp) - 120V:739629 | Autodesk Revit MEP 2011 | IfcFlowTerminal | 1Ew_8oRPr27vHUxllyBcNz | n/a | n/a | n/a | n/a | n/a | n/a
Light Fixture C18B-03 | danielle.r.love@usace.army.mil | 2011-09-14T17:02:59 | Light Fixture C18B | 1D05 | M_Troffer Light - Parabolic Rectangular:0600x1200mm(2 Lamp) - 120V:0600x1200mm(2 Lamp) - 120V:741344 | Autodesk Revit MEP 2011 | IfcFlowTerminal | 3Ue3z7HhfB4RObX3dacdx_ | n/a | n/a | n/a | n/a | n/a | n/a
Light Fixture C18B-04 | danielle.r.love@usace.army.mil | 2011-09-14T17:02:59 | Light Fixture C18B | 1D38 | M_Troffer Light - Parabolic Rectangular:0600x1200mm(2 Lamp) - 120V:0600x1200mm(2 Lamp) - 120V:738409 | Autodesk Revit MEP 2011 | IfcFlowTerminal | 23zemjdlrEywu0vwSxM294 | n/a | n/a | n/a | n/a | n/a | n/a
Light Fixture C1B-01 | danielle.r.love@usace.army.mil | 2011-09-14T17:02:59 | Light Fixture C1B | 1B03 | M_Troffer Light - Parabolic Rectangular:0600x1200mm(2 Lamp) - 120V:0600x1200mm(2 Lamp) - 120V:741060 | Autodesk Revit MEP 2011 | IfcFlowTerminal | 2ikEQjpcTDnxUN0yGA3WQI | n/a | n/a | n/a | n/a | n/a | n/a
Light Fixture C1B-02 | danielle.r.love@usace.army.mil | 2011-09-14T17:02:59 | Light Fixture C1B | 2D10 | M_Troffer Light - Parabolic Rectangular:0600x1200mm(2 Lamp) - 120V:0600x1200mm(2 Lamp) - 120V:769304 | Autodesk Revit MEP 2011 | IfcFlowTerminal | 0yuotxu8DEgv2qMIt$xGgj | n/a | n/a | n/a | n/a | n/a | n/a
Light Fixture C1D-01 | danielle.r.love@usace.army.mil | 2011-09-14T17:02:59 | Light Fixture C1D | 1B15 | M_Troffer Light - Parabolic Rectangular:0600x1200mm(2 Lamp) - 120V:0600x1200mm(2 Lamp) - 120V:741042 | Autodesk Revit MEP 2011 | IfcFlowTerminal | 2ikEQjpcTDnxUN0yGA3WRa | n/a | n/a | n/a | n/a | n/a | n/a
Light Fixture C1D-02 | danielle.r.love@usace.army.mil | 2011-09-14T17:02:59 | Light Fixture C1D | 1C05 | M_Troffer Light - Parabolic Rectangular:0600x1200mm(2 Lamp) - 120V:0600x1200mm(2 Lamp) - 120V:739699 | Autodesk Revit MEP 2011 | IfcFlowTerminal | 1Ew_8oRPr27vHUxllyBcMZ | n/a | n/a | n/a | n/a | n/a | n/a
Light Fixture C1D-03 | danielle.r.love@usace.army.mil | 2011-09-14T17:02:59 | Light Fixture C1D | 1C05 | M_Troffer Light - Parabolic Rectangular:0600x1200mm(2 Lamp) - 120V:0600x1200mm(2 Lamp) - 120V:739707 | Autodesk Revit MEP 2011 | IfcFlowTerminal | 1Ew_8oRPr27vHUxllyBcMh | n/a | n/a | n/a | n/a | n/a | n/a
Light Fixture D18-01 | danielle.r.love@usace.army.mil | 2011-09-14T17:02:59 | Light Fixture D18 | 2C17 | M_Troffer Light - Parabolic Rectangular:0600x1200mm(2 Lamp) - 120V:0600x1200mm(2 Lamp) - 120V:764213 | Autodesk Revit MEP 2011 | IfcFlowTerminal | 3nfyjyjOf1zQfCeH8h9lgx | n/a | n/a | n/a | n/a | n/a | n/a
Light Fixture D18-02 | danielle.r.love@usace.army.mil | 2011-09-14T17:02:59 | Light Fixture D18 | 2C17 | M_Troffer Light - Parabolic Rectangular:0600x1200mm(2 Lamp) - 120V:0600x1200mm(2 Lamp) - 120V:764308 | Autodesk Revit MEP 2011 | IfcFlowTerminal | 3nfyjyjOf1zQfCeH8h9leQ | n/a | n/a | n/a | n/a | n/a | n/a
Light Fixture D18-03 | danielle.r.love@usace.army.mil | 2011-09-14T17:02:59 | Light Fixture D18 | 2C17 | M_Troffer Light - Parabolic Rectangular:0600x1200mm(2 Lamp) - 120V:0600x1200mm(2 Lamp) - 120V:764374 | Autodesk Revit MEP 2011 | IfcFlowTerminal | 3nfyjyjOf1zQfCeH8h9lfO | n/a | n/a | n/a | n/a | n/a | n/a
Light Fixture D18-04 | danielle.r.love@usace.army.mil | 2011-09-14T17:02:59 | Light Fixture D18 | 2C17 | M_Troffer Light - Parabolic Rectangular:0600x1200mm(2 Lamp) - 120V:0600x1200mm(2 Lamp) - 120V:764448 | Autodesk Revit MEP 2011 | IfcFlowTerminal | 3nfyjyjOf1zQfCeH8h9lck | n/a | n/a | n/a | n/a | n/a | n/a
Light Fixture D18-05 | danielle.r.love@usace.army.mil | 2011-09-14T17:02:59 | Light Fixture D18 | 2C17 | M_Troffer Light - Parabolic Rectangular:0600x1200mm(2 Lamp) - 120V:0600x1200mm(2 Lamp) - 120V:764496 | Autodesk Revit MEP 2011 | IfcFlowTerminal | 3nfyjyjOf1zQfCeH8h9ldU | n/a | n/a | n/a | n/a | n/a | n/a
Light Fixture D18-06 | danielle.r.love@usace.army.mil | 2011-09-14T17:02:59 | Light Fixture D18 | 2C17 | M_Troffer Light - Parabolic Rectangular:0600x1200mm(2 Lamp) - 120V:0600x1200mm(2 Lamp) - 120V:764616 | Autodesk Revit MEP 2011 | IfcFlowTerminal | 3nfyjyjOf1zQfCeH8h9lb6 | n/a | n/a | n/a | n/a | n/a | n/a
Light Fixture E1- 02 | danielle.r.love@usace.army.mil | 2011-09-14T17:02:59 | Light Fixture E1 | 1BS2 | M_Pendant Light - Linear - 2 Lamp:1200mm - 120V_ 1m Drop:1200mm - 120V_ 1m Drop:745139 | Autodesk Revit MEP 2011 | IfcFlowTerminal | 2UUG0guMn8Uw6IQ$B0wDQx | n/a | n/a | n/a | n/a | n/a | n/a
Light Fixture E1-01 | danielle.r.love@usace.army.mil | 2011-09-14T17:02:59 | Light Fixture E1 | 2BS2 | M_Pendant Light - Linear - 2 Lamp:1200mm - 120V:1200mm - 120V:776789 | Autodesk Revit MEP 2011 | IfcFlowTerminal | 0yuotxu8DEgv2qMIt$xMtW | n/a | n/a | n/a | n/a | n/a | n/a
Light Fixture E2-01 | danielle.r.love@usace.army.mil | 2011-09-14T17:02:59 | Light Fixture E2 | 1D18 | M_Downlight - Recessed Can:203mm Incandescent - 120V:203mm Incandescent - 120V:809705 | Autodesk Revit MEP 2011 | IfcFlowTerminal | 27hb3WYkv0ex4q4a4cSxA3 | n/a | n/a | n/a | n/a | n/a | n/a
Light Fixture E2-02 | danielle.r.love@usace.army.mil | 2011-09-14T17:02:59 | Light Fixture E2 | 2D13 | M_Downlight - Recessed Can:203mm Incandescent - 120V:203mm Incandescent - 120V:780568 | Autodesk Revit MEP 2011 | IfcFlowTerminal | 0yuotxu8DEgv2qMIt$xLwj | n/a | n/a | n/a | n/a | n/a | n/a
Light Fixture LV-01 | danielle.r.love@usace.army.mil | 2011-09-14T17:02:59 | Light Fixture LV | 1AC1 | M_Downlight - Recessed Can:203mm Incandescent - 120V:203mm Incandescent - 120V:751607 | Autodesk Revit MEP 2011 | IfcFlowTerminal | 1MPejKGxvAxOPe64yBS11t | n/a | n/a | n/a | n/a | n/a | n/a
Light Fixture LV-02 | danielle.r.love@usace.army.mil | 2011-09-14T17:02:59 | Light Fixture LV | 1AC1 | M_Downlight - Recessed Can:203mm Incandescent - 120V:203mm Incandescent - 120V:751662 | Autodesk Revit MEP 2011 | IfcFlowTerminal | 1MPejKGxvAxOPe64yBS1_k | n/a | n/a | n/a | n/a | n/a | n/a
Light Fixture LV-03 | danielle.r.love@usace.army.mil | 2011-09-14T17:02:59 | Light Fixture LV | 1AC1 | M_Downlight - Recessed Can:203mm Incandescent - 120V:203mm Incandescent - 120V:751761 | Autodesk Revit MEP 2011 | IfcFlowTerminal | 1MPejKGxvAxOPe64yBS1yH | n/a | n/a | n/a | n/a | n/a | n/a
Light Fixture LV-04 | danielle.r.love@usace.army.mil | 2011-09-14T17:02:59 | Light Fixture LV | 1AC1 | M_Downlight - Recessed Can:203mm Incandescent - 120V:203mm Incandescent - 120V:751813 | Autodesk Revit MEP 2011 | IfcFlowTerminal | 1MPejKGxvAxOPe64yBS1z5 | n/a | n/a | n/a | n/a | n/a | n/a
Light Fixture LV-05 | danielle.r.love@usace.army.mil | 2011-09-14T17:02:59 | Light Fixture LV | 1AC1 | M_Downlight - Recessed Can:203mm Incandescent - 120V:203mm Incandescent - 120V:751885 | Autodesk Revit MEP 2011 | IfcFlowTerminal | 1MPejKGxvAxOPe64yBS1wD | n/a | n/a | n/a | n/a | n/a | n/a
Light Fixture LV-06 | danielle.r.love@usace.army.mil | 2011-09-14T17:02:59 | Light Fixture LV | 1AC1 | M_Downlight - Recessed Can:203mm Incandescent - 120V:203mm Incandescent - 120V:751943 | Autodesk Revit MEP 2011 | IfcFlowTerminal | 1MPejKGxvAxOPe64yBS1x7 | n/a | n/a | n/a | n/a | n/a | n/a
Light Fixture LV-07 | danielle.r.love@usace.army.mil | 2011-09-14T17:02:59 | Light Fixture LV | 1AC1 | M_Downlight - Recessed Can:203mm Incandescent - 120V:203mm Incandescent - 120V:752026 | Autodesk Revit MEP 2011 | IfcFlowTerminal | 1MPejKGxvAxOPe64yBS1uQ | n/a | n/a | n/a | n/a | n/a | n/a
Light Fixture LV-08 | danielle.r.love@usace.army.mil | 2011-09-14T17:02:59 | Light Fixture LV | 1AC1 | M_Downlight - Recessed Can:203mm Incandescent - 120V:203mm Incandescent - 120V:752081 | Autodesk Revit MEP 2011 | IfcFlowTerminal | 1MPejKGxvAxOPe64yBS1vH | n/a | n/a | n/a | n/a | n/a | n/a
Light Fixture LV-09 | danielle.r.love@usace.army.mil | 2011-09-14T17:02:59 | Light Fixture LV | 1AC1 | M_Downlight - Recessed Can:203mm Incandescent - 120V:203mm Incandescent - 120V:752303 | Autodesk Revit MEP 2011 | IfcFlowTerminal | 1MPejKGxvAxOPe64yBS1ql | n/a | n/a | n/a | n/a | n/a | n/a
Light Fixture LV-10 | danielle.r.love@usace.army.mil | 2011-09-14T17:02:59 | Light Fixture LV | 1AC1 | M_Downlight - Recessed Can:203mm Incandescent - 120V:203mm Incandescent - 120V:752368 | Autodesk Revit MEP 2011 | IfcFlowTerminal | 1MPejKGxvAxOPe64yBS1rm | n/a | n/a | n/a | n/a | n/a | n/a
Light Fixture LV-11 | danielle.r.love@usace.army.mil | 2011-09-14T17:02:59 | Light Fixture LV | 1AC1 | M_Downlight - Recessed Can:203mm Incandescent - 120V:203mm Incandescent - 120V:752424 | Autodesk Revit MEP 2011 | IfcFlowTerminal | 1MPejKGxvAxOPe64yBS1oe | n/a | n/a | n/a | n/a | n/a | n/a
Light Fixture LV-12 | danielle.r.love@usace.army.mil | 2011-09-14T17:02:59 | Light Fixture LV | 1AC1 | M_Downlight - Recessed Can:203mm Incandescent - 120V:203mm Incandescent - 120V:753990 | Autodesk Revit MEP 2011 | IfcFlowTerminal | 1MPejKGxvAxOPe64yBSER6 | n/a | n/a | n/a | n/a | n/a | n/a
Light Fixture LV-13 | danielle.r.love@usace.army.mil | 2011-09-14T17:02:59 | Light Fixture LV | 1DC1 | M_Downlight - Recessed Can:203mm Incandescent - 120V:203mm Incandescent - 120V:751529 | Autodesk Revit MEP 2011 | IfcFlowTerminal | 1MPejKGxvAxOPe64yBS10f | n/a | n/a | n/a | n/a | n/a | n/a
Light Fixture LV-14 | danielle.r.love@usace.army.mil | 2011-09-14T17:02:59 | Light Fixture LV | 1DC1 | M_Downlight - Recessed Can:203mm Incandescent - 120V:203mm Incandescent - 120V:927191 | Autodesk Revit MEP 2011 | IfcFlowTerminal | 0Oe4W3Rwf1Dht7uPdCMYVW | n/a | n/a | n/a | n/a | n/a | n/a
Light Fixture LV-15 | danielle.r.love@usace.army.mil | 2011-09-14T17:02:59 | Light Fixture LV | 1DC1 | M_Downlight - Recessed Can:203mm Incandescent - 120V:203mm Incandescent - 120V:927219 | Autodesk Revit MEP 2011 | IfcFlowTerminal | 0Oe4W3Rwf1Dht7uPdCMYV4 | n/a | n/a | n/a | n/a | n/a | n/a
Light Fixture LV-16 | danielle.r.love@usace.army.mil | 2011-09-14T17:02:59 | Light Fixture LV | 1DC1 | M_Downlight - Recessed Can:203mm Incandescent - 120V:203mm Incandescent - 120V:927229 | Autodesk Revit MEP 2011 | IfcFlowTerminal | 0Oe4W3Rwf1Dht7uPdCMYVA | n/a | n/a | n/a | n/a | n/a | n/a
Light Fixture M175-01 | danielle.r.love@usace.army.mil | 2011-09-14T17:02:59 | Light Fixture M175 | 2A14 | M_Downlight - Recessed Can:203mm Incandescent - 120V:203mm Incandescent - 120V:779006 | Autodesk Revit MEP 2011 | IfcFlowTerminal | 0yuotxu8DEgv2qMIt$xLLB | n/a | n/a | n/a | n/a | n/a | n/a
Light Fixture M250-01 | danielle.r.love@usace.army.mil | 2011-09-14T17:02:59 | Light Fixture M250 | 2AC1 | M_Downlight - Recessed Can:203mm Incandescent - 120V:203mm Incandescent - 120V:779113 | Autodesk Revit MEP 2011 | IfcFlowTerminal | 0yuotxu8DEgv2qMIt$xLJS | n/a | n/a | n/a | n/a | n/a | n/a
Light Fixture M250-02 | danielle.r.love@usace.army.mil | 2011-09-14T17:02:59 | Light Fixture M250 | 2AC1 | M_Downlight - Recessed Can:203mm Incandescent - 120V:203mm Incandescent - 120V:782227 | Autodesk Revit MEP 2011 | IfcFlowTerminal | 0yuotxu8DEgv2qMIt$xLWc | n/a | n/a | n/a | n/a | n/a | n/a
Light Fixture M250-03 | danielle.r.love@usace.army.mil | 2011-09-14T17:02:59 | Light Fixture M250 | 2AC1 | M_Downlight - Recessed Can:203mm Incandescent - 120V:203mm Incandescent - 120V:782263 | Autodesk Revit MEP 2011 | IfcFlowTerminal | 0yuotxu8DEgv2qMIt$xLW2 | n/a | n/a | n/a | n/a | n/a | n/a
Light Fixture M250-04 | danielle.r.love@usace.army.mil | 2011-09-14T17:02:59 | Light Fixture M250 | 2C23 | M_Downlight - Recessed Can:203mm Incandescent - 120V:203mm Incandescent - 120V:779597 | Autodesk Revit MEP 2011 | IfcFlowTerminal | 0yuotxu8DEgv2qMIt$xLBu | n/a | n/a | n/a | n/a | n/a | n/a
Light Fixture M250-05 | danielle.r.love@usace.army.mil | 2011-09-14T17:02:59 | Light Fixture M250 | 2D03 | M_Downlight - Recessed Can:203mm Incandescent - 120V:203mm Incandescent - 120V:782392 | Autodesk Revit MEP 2011 | IfcFlowTerminal | 0yuotxu8DEgv2qMIt$xKUD | n/a | n/a | n/a | n/a | n/a | n/a
Light Fixture M400-01 | danielle.r.love@usace.army.mil | 2011-09-14T17:02:59 | Light Fixture M400 | 2C03 | M_Downlight - Recessed Can:203mm Incandescent - 120V:203mm Incandescent - 120V:779644 | Autodesk Revit MEP 2011 | IfcFlowTerminal | 0yuotxu8DEgv2qMIt$xLB9 | n/a | n/a | n/a | n/a | n/a | n/a
Light Fixture M400-02 | danielle.r.love@usace.army.mil | 2011-09-14T17:02:59 | Light Fixture M400 | 2D03 | M_Downlight - Recessed Can:203mm Incandescent - 120V:203mm Incandescent - 120V:782453 | Autodesk Revit MEP 2011 | IfcFlowTerminal | 0yuotxu8DEgv2qMIt$xKV0 | n/a | n/a | n/a | n/a | n/a | n/a
Light Fixture M400-03 | danielle.r.love@usace.army.mil | 2011-09-14T17:02:59 | Light Fixture M400 | 2D04A | M_Downlight - Recessed Can:203mm Incandescent - 120V:203mm Incandescent - 120V:782613 | Autodesk Revit MEP 2011 | IfcFlowTerminal | 0yuotxu8DEgv2qMIt$xKQW | n/a | n/a | n/a | n/a | n/a | n/a
Light Fixture M400-04 | danielle.r.love@usace.army.mil | 2011-09-14T17:02:59 | Light Fixture M400 | 2D04A | M_Downlight - Recessed Can:203mm Incandescent - 120V:203mm Incandescent - 120V:782665 | Autodesk Revit MEP 2011 | IfcFlowTerminal | 0yuotxu8DEgv2qMIt$xKRy | n/a | n/a | n/a | n/a | n/a | n/a
Light Fixture P1-01 | danielle.r.love@usace.army.mil | 2011-09-14T17:02:59 | Light Fixture P1 | 1DC1 | M_Pendant Light - Linear - 2 Lamp:2400mm - 120V:2400mm - 120V:746278 | Autodesk Revit MEP 2011 | IfcFlowTerminal | 2xQwU6DwP4FA_69ch8Anjj | n/a | n/a | n/a | n/a | n/a | n/a
Light Fixture P1-02 | danielle.r.love@usace.army.mil | 2011-09-14T17:02:59 | Light Fixture P1 | 1DC1 | M_Pendant Light - Linear - 2 Lamp:2400mm - 120V:2400mm - 120V:746342 | Autodesk Revit MEP 2011 | IfcFlowTerminal | 1MPejKGxvAxOPe64yBS0Jc | n/a | n/a | n/a | n/a | n/a | n/a
Light Fixture P1-03 | danielle.r.love@usace.army.mil | 2011-09-14T17:02:59 | Light Fixture P1 | 1DC1 | M_Pendant Light - Linear - 2 Lamp:2400mm - 120V:2400mm - 120V:746382 | Autodesk Revit MEP 2011 | IfcFlowTerminal | 1MPejKGxvAxOPe64yBS0GE | n/a | n/a | n/a | n/a | n/a | n/a
Light Fixture P1-04 | danielle.r.love@usace.army.mil | 2011-09-14T17:02:59 | Light Fixture P1 | 1DC1 | M_Pendant Light - Linear - 2 Lamp:2400mm - 120V:2400mm - 120V:746439 | Autodesk Revit MEP 2011 | IfcFlowTerminal | 1MPejKGxvAxOPe64yBS0H7 | n/a | n/a | n/a | n/a | n/a | n/a
Light Fixture P1-05 | danielle.r.love@usace.army.mil | 2011-09-14T17:02:59 | Light Fixture P1 | 1DC1 | M_Pendant Light - Linear - 2 Lamp:2400mm - 120V:2400mm - 120V:746494 | Autodesk Revit MEP 2011 | IfcFlowTerminal | 1MPejKGxvAxOPe64yBS0H_ | n/a | n/a | n/a | n/a | n/a | n/a
Light Fixture P1-06 | danielle.r.love@usace.army.mil | 2011-09-14T17:02:59 | Light Fixture P1 | 1DC1 | M_Pendant Light - Linear - 2 Lamp:2400mm - 120V:2400mm - 120V:746528 | Autodesk Revit MEP 2011 | IfcFlowTerminal | 1MPejKGxvAxOPe64yBS0EW | n/a | n/a | n/a | n/a | n/a | n/a
Light Fixture P1-07 | danielle.r.love@usace.army.mil | 2011-09-14T17:02:59 | Light Fixture P1 | 1DC1 | M_Pendant Light - Linear - 2 Lamp:2400mm - 120V:2400mm - 120V:746576 | Autodesk Revit MEP 2011 | IfcFlowTerminal | 1MPejKGxvAxOPe64yBS0FG | n/a | n/a | n/a | n/a | n/a | n/a
Light Fixture P1-08 | danielle.r.love@usace.army.mil | 2011-09-14T17:02:59 | Light Fixture P1 | 2D18 | M_Pendant Light - Linear - 2 Lamp:2400mm - 120V:2400mm - 120V:777306 | Autodesk Revit MEP 2011 | IfcFlowTerminal | 0yuotxu8DEgv2qMIt$xMll | n/a | n/a | n/a | n/a | n/a | n/a
Light Fixture P1-09 | danielle.r.love@usace.army.mil | 2011-09-14T17:02:59 | Light Fixture P1 | 2D18 | M_Pendant Light - Linear - 2 Lamp:2400mm - 120V:2400mm - 120V:777413 | Autodesk Revit MEP 2011 | IfcFlowTerminal | 0yuotxu8DEgv2qMIt$xMjm | n/a | n/a | n/a | n/a | n/a | n/a
Light Fixture P1-10 | danielle.r.love@usace.army.mil | 2011-09-14T17:02:59 | Light Fixture P1 | 2D18 | M_Pendant Light - Linear - 2 Lamp:2400mm - 120V:2400mm - 120V:777540 | Autodesk Revit MEP 2011 | IfcFlowTerminal | 0yuotxu8DEgv2qMIt$xMhn | n/a | n/a | n/a | n/a | n/a | n/a
Light Fixture P1-11 | danielle.r.love@usace.army.mil | 2011-09-14T17:02:59 | Light Fixture P1 | 2D18 | M_Pendant Light - Linear - 2 Lamp:2400mm - 120V:2400mm - 120V:777566 | Autodesk Revit MEP 2011 | IfcFlowTerminal | 0yuotxu8DEgv2qMIt$xMhh | n/a | n/a | n/a | n/a | n/a | n/a
Light Fixture P1-12 | danielle.r.love@usace.army.mil | 2011-09-14T17:02:59 | Light Fixture P1 | 2D18 | M_Pendant Light - Linear - 2 Lamp:2400mm - 120V:2400mm - 120V:777702 | Autodesk Revit MEP 2011 | IfcFlowTerminal | 0yuotxu8DEgv2qMIt$xMfJ | n/a | n/a | n/a | n/a | n/a | n/a
Light Fixture P1-13 | danielle.r.love@usace.army.mil | 2011-09-14T17:02:59 | Light Fixture P1 | 2D18 | M_Pendant Light - Linear - 2 Lamp:2400mm - 120V:2400mm - 120V:777758 | Autodesk Revit MEP 2011 | IfcFlowTerminal | 0yuotxu8DEgv2qMIt$xMch | n/a | n/a | n/a | n/a | n/a | n/a
Light Fixture Q1-01 | danielle.r.love@usace.army.mil | 2011-09-14T17:02:59 | Light Fixture Q1 | 1A11 | M_Pendant Light - Linear - 2 Lamp:1200mm - 120V:1200mm - 120V:826740 | Autodesk Revit MEP 2011 | IfcFlowTerminal | 3dg6tDRA54OxNLWvKHl6J5 | n/a | n/a | n/a | n/a | n/a | n/a
Light Fixture Q1-02 | danielle.r.love@usace.army.mil | 2011-09-14T17:02:59 | Light Fixture Q1 | 1B16 | M_Pendant Light - Linear - 2 Lamp:1200mm - 120V:1200mm - 120V:745294 | Autodesk Revit MEP 2011 | IfcFlowTerminal | 1MPejKGxvAxOPe64yBS3ZE | n/a | n/a | n/a | n/a | n/a | n/a
Light Fixture Q1-03 | danielle.r.love@usace.army.mil | 2011-09-14T17:02:59 | Light Fixture Q1 | 1D17 | M_Pendant Light - Linear - 2 Lamp:1200mm - 120V:1200mm - 120V:825912 | Autodesk Revit MEP 2011 | IfcFlowTerminal | 3bmQGUDVPDR8T4sy25fwo3 | n/a | n/a | n/a | n/a | n/a | n/a
Light Fixture Q1-04 | danielle.r.love@usace.army.mil | 2011-09-14T17:02:59 | Light Fixture Q1 | 2B02 | M_Pendant Light - Linear - 2 Lamp:1200mm - 120V_ 1m Drop:1200mm - 120V_ 1m Drop:843057 | Autodesk Revit MEP 2011 | IfcFlowTerminal | 050aEzwQLErOVNO9YHe8DY | n/a | n/a | n/a | n/a | n/a | n/a
Light Fixture Q1-05 | danielle.r.love@usace.army.mil | 2011-09-14T17:02:59 | Light Fixture Q1 | 2B20 | M_Pendant Light - Linear - 2 Lamp:1200mm - 120V:1200mm - 120V:850985 | Autodesk Revit MEP 2011 | IfcFlowTerminal | 37vDTF7Of8HgUYMzIbEQLG | n/a | n/a | n/a | n/a | n/a | n/a
Light Fixture Q1-06 | danielle.r.love@usace.army.mil | 2011-09-14T17:02:59 | Light Fixture Q1 | 2C05 | M_Pendant Light - Linear - 2 Lamp:1200mm - 120V_ 1m Drop:1200mm - 120V_ 1m Drop:849854 | Autodesk Revit MEP 2011 | IfcFlowTerminal | 050aEzwQLErOVNO9YHeAdj | n/a | n/a | n/a | n/a | n/a | n/a
Light Fixture Q4-01 | danielle.r.love@usace.army.mil | 2011-09-14T17:02:59 | Light Fixture Q4 | 1E02 | M_Pendant Light - Linear - 2 Lamp:1200mm - 120V:1200mm - 120V:826248 | Autodesk Revit MEP 2011 | IfcFlowTerminal | 3dg6tDRA54OxNLWvKHl68v | n/a | n/a | n/a | n/a | n/a | n/a
Light Fixture Q4-02 | danielle.r.love@usace.army.mil | 2011-09-14T17:02:59 | Light Fixture Q4 | 1E03 | M_Pendant Light - Linear - 2 Lamp:1200mm - 120V:1200mm - 120V:826374 | Autodesk Revit MEP 2011 | IfcFlowTerminal | 3dg6tDRA54OxNLWvKHl6Mt | n/a | n/a | n/a | n/a | n/a | n/a
Light Fixture Q4-03 | danielle.r.love@usace.army.mil | 2011-09-14T17:02:59 | Light Fixture Q4 | 1E15 | M_Pendant Light - Linear - 2 Lamp:1200mm - 120V:1200mm - 120V:744703 | Autodesk Revit MEP 2011 | IfcFlowTerminal | 1MPejKGxvAxOPe64yBS3j$ | n/a | n/a | n/a | n/a | n/a | n/a
Light Fixture Q4-04 | danielle.r.love@usace.army.mil | 2011-09-14T17:02:59 | Light Fixture Q4 | 1E15 | M_Pendant Light - Linear - 2 Lamp:1200mm - 120V:1200mm - 120V:744869 | Autodesk Revit MEP 2011 | IfcFlowTerminal | 1MPejKGxvAxOPe64yBS3eb | n/a | n/a | n/a | n/a | n/a | n/a
Light Fixture Q4-05 | danielle.r.love@usace.army.mil | 2011-09-14T17:02:59 | Light Fixture Q4 | 1E15 | M_Pendant Light - Linear - 2 Lamp:1200mm - 120V:1200mm - 120V:744933 | Autodesk Revit MEP 2011 | IfcFlowTerminal | 1MPejKGxvAxOPe64yBS3fb | n/a | n/a | n/a | n/a | n/a | n/a
Light Fixture Q4-06 | danielle.r.love@usace.army.mil | 2011-09-14T17:02:59 | Light Fixture Q4 | 1E17 | M_Pendant Light - Linear - 2 Lamp:1200mm - 120V:1200mm - 120V:827331 | Autodesk Revit MEP 2011 | IfcFlowTerminal | 3dg6tDRA54OxNLWvKHl6Po | n/a | n/a | n/a | n/a | n/a | n/a
Light Fixture Q4-07 | danielle.r.love@usace.army.mil | 2011-09-14T17:02:59 | Light Fixture Q4 | 1E19 | M_Pendant Light - Linear - 2 Lamp:1200mm - 120V:1200mm - 120V:745992 | Autodesk Revit MEP 2011 | IfcFlowTerminal | 1MPejKGxvAxOPe64yBS0M8 | n/a | n/a | n/a | n/a | n/a | n/a
Light Fixture Q4-08 | danielle.r.love@usace.army.mil | 2011-09-14T17:02:59 | Light Fixture Q4 | 1E20 | M_Pendant Light - Linear - 2 Lamp:1200mm - 120V:1200mm - 120V:745757 | Autodesk Revit MEP 2011 | IfcFlowTerminal | 1MPejKGxvAxOPe64yBS0QT | n/a | n/a | n/a | n/a | n/a | n/a
Light Fixture Q4-09 | danielle.r.love@usace.army.mil | 2011-09-14T17:02:59 | Light Fixture Q4 | 1E21 | M_Pendant Light - Linear - 2 Lamp:1200mm - 120V:1200mm - 120V:745874 | Autodesk Revit MEP 2011 | IfcFlowTerminal | 1MPejKGxvAxOPe64yBS0OI | n/a | n/a | n/a | n/a | n/a | n/a
Light Fixture Q4-10 | danielle.r.love@usace.army.mil | 2011-09-14T17:02:59 | Light Fixture Q4 | 1B21 | M_Pendant Light - Linear - 2 Lamp:1200mm - 120V:1200mm - 120V:750622 | Autodesk Revit MEP 2011 | IfcFlowTerminal | 1MPejKGxvAxOPe64yBS1EU | n/a | n/a | n/a | n/a | n/a | n/a
Light Fixture Q4-11 | danielle.r.love@usace.army.mil | 2011-09-14T17:02:59 | Light Fixture Q4 | 1B23 | M_Pendant Light - Linear - 2 Lamp:1200mm - 120V:1200mm - 120V:750727 | Autodesk Revit MEP 2011 | IfcFlowTerminal | 1MPejKGxvAxOPe64yBS1C7 | n/a | n/a | n/a | n/a | n/a | n/a
Light Fixture Q4-12 | danielle.r.love@usace.army.mil | 2011-09-14T17:02:59 | Light Fixture Q4 | 1C03 | M_Pendant Light - Linear - 2 Lamp:1200mm - 120V:1200mm - 120V:825760 | Autodesk Revit MEP 2011 | IfcFlowTerminal | 3bmQGUDVPDR8T4sy25fwyR | n/a | n/a | n/a | n/a | n/a | n/a
Light Fixture Q4-13 | danielle.r.love@usace.army.mil | 2011-09-14T17:02:59 | Light Fixture Q4 | 1C13 | M_Pendant Light - Linear - 2 Lamp:1200mm - 120V:1200mm - 120V:744180 | Autodesk Revit MEP 2011 | IfcFlowTerminal | 1u6gIsGb53eBw7yXFtscrA | n/a | n/a | n/a | n/a | n/a | n/a
Light Fixture Q4-14 | danielle.r.love@usace.army.mil | 2011-09-14T17:02:59 | Light Fixture Q4 | 1C13 | M_Pendant Light - Linear - 2 Lamp:1200mm - 120V:1200mm - 120V:744273 | Autodesk Revit MEP 2011 | IfcFlowTerminal | 1MPejKGxvAxOPe64yBS3pH | n/a | n/a | n/a | n/a | n/a | n/a
Light Fixture Q4-15 | danielle.r.love@usace.army.mil | 2011-09-14T17:02:59 | Light Fixture Q4 | 2B12 | M_Pendant Light - Linear - 2 Lamp:1200mm - 120V:1200mm - 120V:776627 | Autodesk Revit MEP 2011 | IfcFlowTerminal | 0yuotxu8DEgv2qMIt$xMu6 | n/a | n/a | n/a | n/a | n/a | n/a
Light Fixture Q4-16 | danielle.r.love@usace.army.mil | 2011-09-14T17:02:59 | Light Fixture Q4 | 2B13 | M_Pendant Light - Linear - 2 Lamp:1200mm - 120V:1200mm - 120V:776509 | Autodesk Revit MEP 2011 | IfcFlowTerminal | 0yuotxu8DEgv2qMIt$xMw8 | n/a | n/a | n/a | n/a | n/a | n/a
Light Fixture Q4-17 | danielle.r.love@usace.army.mil | 2011-09-14T17:02:59 | Light Fixture Q4 | 2C15 | M_Pendant Light - Linear - 2 Lamp:1200mm - 120V_ 1m Drop:1200mm - 120V_ 1m Drop:783320 | Autodesk Revit MEP 2011 | IfcFlowTerminal | 0yuotxu8DEgv2qMIt$xKHj | n/a | n/a | n/a | n/a | n/a | n/a
Light Fixture Q4-18 | danielle.r.love@usace.army.mil | 2011-09-14T17:02:59 | Light Fixture Q4 | 2C18 | M_Pendant Light - Linear - 2 Lamp:1200mm - 120V_ 1m Drop:1200mm - 120V_ 1m Drop:783310 | Autodesk Revit MEP 2011 | IfcFlowTerminal | 0yuotxu8DEgv2qMIt$xKHx | n/a | n/a | n/a | n/a | n/a | n/a
Light Fixture Q4-19 | danielle.r.love@usace.army.mil | 2011-09-14T17:02:59 | Light Fixture Q4 | 2D05 | M_Pendant Light - Linear - 2 Lamp:1200mm - 120V_ 1m Drop:1200mm - 120V_ 1m Drop:774134 | Autodesk Revit MEP 2011 | IfcFlowTerminal | 0yuotxu8DEgv2qMIt$xNX3 | n/a | n/a | n/a | n/a | n/a | n/a
Light Fixture Q4-20 | danielle.r.love@usace.army.mil | 2011-09-14T17:02:59 | Light Fixture Q4 | 2D05 | M_Pendant Light - Linear - 2 Lamp:1200mm - 120V_ 1m Drop:1200mm - 120V_ 1m Drop:774298 | Autodesk Revit MEP 2011 | IfcFlowTerminal | 0yuotxu8DEgv2qMIt$xMSl | n/a | n/a | n/a | n/a | n/a | n/a
Light Fixture Q4-21 | danielle.r.love@usace.army.mil | 2011-09-14T17:02:59 | Light Fixture Q4 | 2D05 | M_Pendant Light - Linear - 2 Lamp:1200mm - 120V_ 1m Drop:1200mm - 120V_ 1m Drop:774451 | Autodesk Revit MEP 2011 | IfcFlowTerminal | 0yuotxu8DEgv2qMIt$xMQ6 | n/a | n/a | n/a | n/a | n/a | n/a
Light Fixture Q4-22 | danielle.r.love@usace.army.mil | 2011-09-14T17:02:59 | Light Fixture Q4 | 2D05 | M_Pendant Light - Linear - 2 Lamp:1200mm - 120V_ 1m Drop:1200mm - 120V_ 1m Drop:774522 | Autodesk Revit MEP 2011 | IfcFlowTerminal | 0yuotxu8DEgv2qMIt$xMRF | n/a | n/a | n/a | n/a | n/a | n/a
Light Fixture Q4-23 | danielle.r.love@usace.army.mil | 2011-09-14T17:02:59 | Light Fixture Q4 | 2D05 | M_Pendant Light - Linear - 2 Lamp:1200mm - 120V_ 1m Drop:1200mm - 120V_ 1m Drop:774621 | Autodesk Revit MEP 2011 | IfcFlowTerminal | 0yuotxu8DEgv2qMIt$xMPe | n/a | n/a | n/a | n/a | n/a | n/a
Light Fixture Q4-24 | danielle.r.love@usace.army.mil | 2011-09-14T17:02:59 | Light Fixture Q4 | 2D05 | M_Pendant Light - Linear - 2 Lamp:1200mm - 120V_ 1m Drop:1200mm - 120V_ 1m Drop:774680 | Autodesk Revit MEP 2011 | IfcFlowTerminal | 0yuotxu8DEgv2qMIt$xMMj | n/a | n/a | n/a | n/a | n/a | n/a
Light Fixture Q4-25 | danielle.r.love@usace.army.mil | 2011-09-14T17:02:59 | Light Fixture Q4 | 2D05 | M_Pendant Light - Linear - 2 Lamp:1200mm - 120V_ 1m Drop:1200mm - 120V_ 1m Drop:774744 | Autodesk Revit MEP 2011 | IfcFlowTerminal | 0yuotxu8DEgv2qMIt$xMNj | n/a | n/a | n/a | n/a | n/a | n/a
Light Fixture Q4-26 | danielle.r.love@usace.army.mil | 2011-09-14T17:02:59 | Light Fixture Q4 | 2D05 | M_Pendant Light - Linear - 2 Lamp:1200mm - 120V_ 1m Drop:1200mm - 120V_ 1m Drop:774911 | Autodesk Revit MEP 2011 | IfcFlowTerminal | 0yuotxu8DEgv2qMIt$xMLA | n/a | n/a | n/a | n/a | n/a | n/a
Light Fixture Q4-27 | danielle.r.love@usace.army.mil | 2011-09-14T17:02:59 | Light Fixture Q4 | 2D05 | M_Pendant Light - Linear - 2 Lamp:1200mm - 120V_ 1m Drop:1200mm - 120V_ 1m Drop:774993 | Autodesk Revit MEP 2011 | IfcFlowTerminal | 0yuotxu8DEgv2qMIt$xMJa | n/a | n/a | n/a | n/a | n/a | n/a
Light Fixture Q4-28 | danielle.r.love@usace.army.mil | 2011-09-14T17:02:59 | Light Fixture Q4 | 2D05 | M_Pendant Light - Linear - 2 Lamp:1200mm - 120V_ 1m Drop:1200mm - 120V_ 1m Drop:775091 | Autodesk Revit MEP 2011 | IfcFlowTerminal | 0yuotxu8DEgv2qMIt$xMG6 | n/a | n/a | n/a | n/a | n/a | n/a
Light Fixture Q4-29 | danielle.r.love@usace.army.mil | 2011-09-14T17:02:59 | Light Fixture Q4 | 2D05 | M_Pendant Light - Linear - 2 Lamp:1200mm - 120V_ 1m Drop:1200mm - 120V_ 1m Drop:775170 | Autodesk Revit MEP 2011 | IfcFlowTerminal | 0yuotxu8DEgv2qMIt$xMEt | n/a | n/a | n/a | n/a | n/a | n/a
Light Fixture Q4-30 | danielle.r.love@usace.army.mil | 2011-09-14T17:02:59 | Light Fixture Q4 | 2D05 | M_Pendant Light - Linear - 2 Lamp:1200mm - 120V_ 1m Drop:1200mm - 120V_ 1m Drop:775226 | Autodesk Revit MEP 2011 | IfcFlowTerminal | 0yuotxu8DEgv2qMIt$xMEF | n/a | n/a | n/a | n/a | n/a | n/a
Light Fixture Q4-31 | danielle.r.love@usace.army.mil | 2011-09-14T17:02:59 | Light Fixture Q4 | 2D05 | M_Pendant Light - Linear - 2 Lamp:1200mm - 120V_ 1m Drop:1200mm - 120V_ 1m Drop:775261 | Autodesk Revit MEP 2011 | IfcFlowTerminal | 0yuotxu8DEgv2qMIt$xMFe | n/a | n/a | n/a | n/a | n/a | n/a
Light Fixture Q4-32 | danielle.r.love@usace.army.mil | 2011-09-14T17:02:59 | Light Fixture Q4 | 2D05 | M_Pendant Light - Linear - 2 Lamp:1200mm - 120V_ 1m Drop:1200mm - 120V_ 1m Drop:775330 | Autodesk Revit MEP 2011 | IfcFlowTerminal | 0yuotxu8DEgv2qMIt$xMCN | n/a | n/a | n/a | n/a | n/a | n/a
Light Fixture Q4-33 | danielle.r.love@usace.army.mil | 2011-09-14T17:02:59 | Light Fixture Q4 | 2D05 | M_Pendant Light - Linear - 2 Lamp:1200mm - 120V_ 1m Drop:1200mm - 120V_ 1m Drop:775447 | Autodesk Revit MEP 2011 | IfcFlowTerminal | 0yuotxu8DEgv2qMIt$xMAY | n/a | n/a | n/a | n/a | n/a | n/a
Light Fixture Q4-34 | danielle.r.love@usace.army.mil | 2011-09-14T17:02:59 | Light Fixture Q4 | 2D05 | M_Pendant Light - Linear - 2 Lamp:1200mm - 120V_ 1m Drop:1200mm - 120V_ 1m Drop:775523 | Autodesk Revit MEP 2011 | IfcFlowTerminal | 0yuotxu8DEgv2qMIt$xMBM | n/a | n/a | n/a | n/a | n/a | n/a
Light Fixture Q4-35 | danielle.r.love@usace.army.mil | 2011-09-14T17:02:59 | Light Fixture Q4 | 2D05 | M_Pendant Light - Linear - 2 Lamp:1200mm - 120V_ 1m Drop:1200mm - 120V_ 1m Drop:775602 | Autodesk Revit MEP 2011 | IfcFlowTerminal | 0yuotxu8DEgv2qMIt$xM87 | n/a | n/a | n/a | n/a | n/a | n/a
Light Fixture Q4-36 | danielle.r.love@usace.army.mil | 2011-09-14T17:02:59 | Light Fixture Q4 | 2D05 | M_Pendant Light - Linear - 2 Lamp:1200mm - 120V_ 1m Drop:1200mm - 120V_ 1m Drop:775734 | Autodesk Revit MEP 2011 | IfcFlowTerminal | 0yuotxu8DEgv2qMIt$xM63 | n/a | n/a | n/a | n/a | n/a | n/a
Light Fixture Q4-37 | danielle.r.love@usace.army.mil | 2011-09-14T17:02:59 | Light Fixture Q4 | 2D05 | M_Pendant Light - Linear - 2 Lamp:1200mm - 120V_ 1m Drop:1200mm - 120V_ 1m Drop:775855 | Autodesk Revit MEP 2011 | IfcFlowTerminal | 0yuotxu8DEgv2qMIt$xM4Q | n/a | n/a | n/a | n/a | n/a | n/a
Light Fixture Q4-38 | danielle.r.love@usace.army.mil | 2011-09-14T17:02:59 | Light Fixture Q4 | 2D05 | M_Pendant Light - Linear - 2 Lamp:1200mm - 120V_ 1m Drop:1200mm - 120V_ 1m Drop:775907 | Autodesk Revit MEP 2011 | IfcFlowTerminal | 0yuotxu8DEgv2qMIt$xM5M | n/a | n/a | n/a | n/a | n/a | n/a
Light Fixture Q4B-01 | danielle.r.love@usace.army.mil | 2011-09-14T17:02:59 | Light Fixture Q4B | 1E15 | M_Pendant Light - Linear - 2 Lamp:1200mm - 120V:1200mm - 120V:744837 | Autodesk Revit MEP 2011 | IfcFlowTerminal | 1MPejKGxvAxOPe64yBS3e5 | n/a | n/a | n/a | n/a | n/a | n/a
Light Fixture Q4B-02 | danielle.r.love@usace.army.mil | 2011-09-14T17:02:59 | Light Fixture Q4B | 1E19 | M_Pendant Light - Linear - 2 Lamp:1200mm - 120V:1200mm - 120V:746053 | Autodesk Revit MEP 2011 | IfcFlowTerminal | 1MPejKGxvAxOPe64yBS0N5 | n/a | n/a | n/a | n/a | n/a | n/a
Light Fixture Q4B-03 | danielle.r.love@usace.army.mil | 2011-09-14T17:02:59 | Light Fixture Q4B | 1E20 | M_Pendant Light - Linear - 2 Lamp:1200mm - 120V:1200mm - 120V:745835 | Autodesk Revit MEP 2011 | IfcFlowTerminal | 1MPejKGxvAxOPe64yBS0Rh | n/a | n/a | n/a | n/a | n/a | n/a
Light Fixture Q4B-04 | danielle.r.love@usace.army.mil | 2011-09-14T17:02:59 | Light Fixture Q4B | 1B21 | M_Pendant Light - Linear - 2 Lamp:1200mm - 120V:1200mm - 120V:750581 | Autodesk Revit MEP 2011 | IfcFlowTerminal | 1MPejKGxvAxOPe64yBS1Hr | n/a | n/a | n/a | n/a | n/a | n/a
Light Fixture Q4B-05 | danielle.r.love@usace.army.mil | 2011-09-14T17:02:59 | Light Fixture Q4B | 1B23 | M_Pendant Light - Linear - 2 Lamp:1200mm - 120V:1200mm - 120V:750780 | Autodesk Revit MEP 2011 | IfcFlowTerminal | 1MPejKGxvAxOPe64yBS1Cy | n/a | n/a | n/a | n/a | n/a | n/a
Light Fixture Q4B-06 | danielle.r.love@usace.army.mil | 2011-09-14T17:02:59 | Light Fixture Q4B | 2B12 | M_Pendant Light - Linear - 2 Lamp:1200mm - 120V:1200mm - 120V:776596 | Autodesk Revit MEP 2011 | IfcFlowTerminal | 0yuotxu8DEgv2qMIt$xMuX | n/a | n/a | n/a | n/a | n/a | n/a
Light Fixture Q4B-07 | danielle.r.love@usace.army.mil | 2011-09-14T17:02:59 | Light Fixture Q4B | 2B13 | M_Pendant Light - Linear - 2 Lamp:1200mm - 120V:1200mm - 120V:776471 | Autodesk Revit MEP 2011 | IfcFlowTerminal | 0yuotxu8DEgv2qMIt$xMwY | n/a | n/a | n/a | n/a | n/a | n/a
Light Fixture Q4B-08 | danielle.r.love@usace.army.mil | 2011-09-14T17:02:59 | Light Fixture Q4B | 2C15 | M_Pendant Light - Linear - 2 Lamp:1200mm - 120V_ 1m Drop:1200mm - 120V_ 1m Drop:783328 | Autodesk Revit MEP 2011 | IfcFlowTerminal | 146qGFGm5CFuylDvDQdKco | n/a | n/a | n/a | n/a | n/a | n/a
Light Fixture Q4B-09 | danielle.r.love@usace.army.mil | 2011-09-14T17:02:59 | Light Fixture Q4B | 2C18 | M_Pendant Light - Linear - 2 Lamp:1200mm - 120V_ 1m Drop:1200mm - 120V_ 1m Drop:783301 | Autodesk Revit MEP 2011 | IfcFlowTerminal | 146qGFGm5CFuylDvDQdKcN | n/a | n/a | n/a | n/a | n/a | n/a
Light Fixture Q4B-10 | danielle.r.love@usace.army.mil | 2011-09-14T17:02:59 | Light Fixture Q4B | 2D05 | M_Pendant Light - Linear - 2 Lamp:1200mm - 120V_ 1m Drop:1200mm - 120V_ 1m Drop:774387 | Autodesk Revit MEP 2011 | IfcFlowTerminal | 0yuotxu8DEgv2qMIt$xMT6 | n/a | n/a | n/a | n/a | n/a | n/a
Light Fixture Q4B-11 | danielle.r.love@usace.army.mil | 2011-09-14T17:02:59 | Light Fixture Q4B | 2D05 | M_Pendant Light - Linear - 2 Lamp:1200mm - 120V_ 1m Drop:1200mm - 120V_ 1m Drop:774861 | Autodesk Revit MEP 2011 | IfcFlowTerminal | 0yuotxu8DEgv2qMIt$xMLu | n/a | n/a | n/a | n/a | n/a | n/a
Light Fixture Q4B-12 | danielle.r.love@usace.army.mil | 2011-09-14T17:02:59 | Light Fixture Q4B | 2D05 | M_Pendant Light - Linear - 2 Lamp:1200mm - 120V_ 1m Drop:1200mm - 120V_ 1m Drop:775688 | Autodesk Revit MEP 2011 | IfcFlowTerminal | 0yuotxu8DEgv2qMIt$xM6z | n/a | n/a | n/a | n/a | n/a | n/a
Light Fixture Q4B-13 | danielle.r.love@usace.army.mil | 2011-09-14T17:02:59 | Light Fixture Q4B | 2D05 | M_Pendant Light - Linear - 2 Lamp:1200mm - 120V_ 1m Drop:1200mm - 120V_ 1m Drop:776018 | Autodesk Revit MEP 2011 | IfcFlowTerminal | 0yuotxu8DEgv2qMIt$xM3d | n/a | n/a | n/a | n/a | n/a | n/a
Light Fixture R1-01 | danielle.r.love@usace.army.mil | 2011-09-14T17:02:59 | Light Fixture R1 | 1B07 | M_Pendant Light - Linear - 2 Lamp:1200mm - 120V:1200mm - 120V:745555 | Autodesk Revit MEP 2011 | IfcFlowTerminal | 1MPejKGxvAxOPe64yBS0VJ | n/a | n/a | n/a | n/a | n/a | n/a
Light Fixture R1-02 | danielle.r.love@usace.army.mil | 2011-09-14T17:02:59 | Light Fixture R1 | 1B09 | M_Pendant Light - Linear - 2 Lamp:1200mm - 120V:1200mm - 120V:745477 | Autodesk Revit MEP 2011 | IfcFlowTerminal | 1MPejKGxvAxOPe64yBS0U5 | n/a | n/a | n/a | n/a | n/a | n/a
Light Fixture R1-03 | danielle.r.love@usace.army.mil | 2011-09-14T17:02:59 | Light Fixture R1 | 1B12 | M_Pendant Light - Linear - 2 Lamp:1200mm - 120V:1200mm - 120V:745370 | Autodesk Revit MEP 2011 | IfcFlowTerminal | 1MPejKGxvAxOPe64yBS3WQ | n/a | n/a | n/a | n/a | n/a | n/a
Light Fixture R1-04 | danielle.r.love@usace.army.mil | 2011-09-14T17:02:59 | Light Fixture R1 | 1B14 | M_Pendant Light - Linear - 2 Lamp:1200mm - 120V:1200mm - 120V:745356 | Autodesk Revit MEP 2011 | IfcFlowTerminal | 1MPejKGxvAxOPe64yBS3WC | n/a | n/a | n/a | n/a | n/a | n/a
Light Fixture S-01 | danielle.r.love@usace.army.mil | 2011-09-14T17:02:59 | Light Fixture S | 2A01 | M_Downlight - Recessed Can:203mm Incandescent - 120V:203mm Incandescent - 120V:778151 | Autodesk Revit MEP 2011 | IfcFlowTerminal | 0yuotxu8DEgv2qMIt$xMWI | n/a | n/a | n/a | n/a | n/a | n/a
Light Fixture S-02 | danielle.r.love@usace.army.mil | 2011-09-14T17:02:59 | Light Fixture S | 2A01 | M_Downlight - Recessed Can:203mm Incandescent - 120V:203mm Incandescent - 120V:778229 | Autodesk Revit MEP 2011 | IfcFlowTerminal | 0yuotxu8DEgv2qMIt$xMX0 | n/a | n/a | n/a | n/a | n/a | n/a
Light Fixture S-03 | danielle.r.love@usace.army.mil | 2011-09-14T17:02:59 | Light Fixture S | 2A01 | M_Downlight - Recessed Can:203mm Incandescent - 120V:203mm Incandescent - 120V:778312 | Autodesk Revit MEP 2011 | IfcFlowTerminal | 0yuotxu8DEgv2qMIt$xLVz | n/a | n/a | n/a | n/a | n/a | n/a
Light Fixture S-04 | danielle.r.love@usace.army.mil | 2011-09-14T17:02:59 | Light Fixture S | 2A01 | M_Downlight - Recessed Can:203mm Incandescent - 120V:203mm Incandescent - 120V:778364 | Autodesk Revit MEP 2011 | IfcFlowTerminal | 0yuotxu8DEgv2qMIt$xLV9 | n/a | n/a | n/a | n/a | n/a | n/a
Light Fixture S-05 | danielle.r.love@usace.army.mil | 2011-09-14T17:02:59 | Light Fixture S | 2A01 | M_Downlight - Recessed Can:203mm Incandescent - 120V:203mm Incandescent - 120V:778414 | Autodesk Revit MEP 2011 | IfcFlowTerminal | 0yuotxu8DEgv2qMIt$xLSR | n/a | n/a | n/a | n/a | n/a | n/a
Light Fixture S-06 | danielle.r.love@usace.army.mil | 2011-09-14T17:02:59 | Light Fixture S | 2A01 | M_Downlight - Recessed Can:203mm Incandescent - 120V:203mm Incandescent - 120V:778608 | Autodesk Revit MEP 2011 | IfcFlowTerminal | 0yuotxu8DEgv2qMIt$xLR5 | n/a | n/a | n/a | n/a | n/a | n/a
Light Fixture S-07 | danielle.r.love@usace.army.mil | 2011-09-14T17:02:59 | Light Fixture S | 2A01 | M_Downlight - Recessed Can:203mm Incandescent - 120V:203mm Incandescent - 120V:778668 | Autodesk Revit MEP 2011 | IfcFlowTerminal | 0yuotxu8DEgv2qMIt$xLOP | n/a | n/a | n/a | n/a | n/a | n/a
Light Fixture S-08 | danielle.r.love@usace.army.mil | 2011-09-14T17:02:59 | Light Fixture S | 2A01 | M_Downlight - Recessed Can:203mm Incandescent - 120V:203mm Incandescent - 120V:778744 | Autodesk Revit MEP 2011 | IfcFlowTerminal | 0yuotxu8DEgv2qMIt$xLPD | n/a | n/a | n/a | n/a | n/a | n/a
Light Fixture S-09 | danielle.r.love@usace.army.mil | 2011-09-14T17:02:59 | Light Fixture S | 2A01 | M_Downlight - Recessed Can:203mm Incandescent - 120V:203mm Incandescent - 120V:778810 | Autodesk Revit MEP 2011 | IfcFlowTerminal | 0yuotxu8DEgv2qMIt$xLMF | n/a | n/a | n/a | n/a | n/a | n/a
Light Fixture SA-01 | danielle.r.love@usace.army.mil | 2011-09-14T17:02:59 | Light Fixture SA | 1D18 | M_Downlight - Recessed Can:203mm Incandescent - 120V:203mm Incandescent - 120V:809668 | Autodesk Revit MEP 2011 | IfcFlowTerminal | 27hb3WYkv0ex4q4a4cSxAk | n/a | n/a | n/a | n/a | n/a | n/a
Light Fixture SA-02 | danielle.r.love@usace.army.mil | 2011-09-14T17:02:59 | Light Fixture SA | 2C07 | M_Downlight - Recessed Can:203mm Incandescent - 120V:203mm Incandescent - 120V:784102 | Autodesk Revit MEP 2011 | IfcFlowTerminal | 0FGGKr9E19BvyMqqUqgng9 | n/a | n/a | n/a | n/a | n/a | n/a
Light Fixture SA-03 | danielle.r.love@usace.army.mil | 2011-09-14T17:02:59 | Light Fixture SA | 2C08 | M_Downlight - Recessed Can:203mm Incandescent - 120V:203mm Incandescent - 120V:783090 | Autodesk Revit MEP 2011 | IfcFlowTerminal | 0yuotxu8DEgv2qMIt$xKL7 | n/a | n/a | n/a | n/a | n/a | n/a
Light Fixture SB-01 | danielle.r.love@usace.army.mil | 2011-09-14T17:02:59 | Light Fixture SB | 1C02 | M_Downlight - Recessed Can:203mm Incandescent - 120V:203mm Incandescent - 120V:748595 | Autodesk Revit MEP 2011 | IfcFlowTerminal | 1MPejKGxvAxOPe64yBS0kp | n/a | n/a | n/a | n/a | n/a | n/a
Light Fixture SB-02 | danielle.r.love@usace.army.mil | 2011-09-14T17:02:59 | Light Fixture SB | 1C02 | M_Downlight - Recessed Can:203mm Incandescent - 120V:203mm Incandescent - 120V:748650 | Autodesk Revit MEP 2011 | IfcFlowTerminal | 1MPejKGxvAxOPe64yBS0lg | n/a | n/a | n/a | n/a | n/a | n/a
Light Fixture SB-03 | danielle.r.love@usace.army.mil | 2011-09-14T17:02:59 | Light Fixture SB | 1C02 | M_Downlight - Recessed Can:203mm Incandescent - 120V:203mm Incandescent - 120V:748712 | Autodesk Revit MEP 2011 | IfcFlowTerminal | 1MPejKGxvAxOPe64yBS0ie | n/a | n/a | n/a | n/a | n/a | n/a
Light Fixture SB-04 | danielle.r.love@usace.army.mil | 2011-09-14T17:02:59 | Light Fixture SB | 1C07 | M_Downlight - Recessed Can:203mm Incandescent - 120V:203mm Incandescent - 120V:748970 | Autodesk Revit MEP 2011 | IfcFlowTerminal | 1MPejKGxvAxOPe64yBS0eg | n/a | n/a | n/a | n/a | n/a | n/a
Light Fixture SB-05 | danielle.r.love@usace.army.mil | 2011-09-14T17:02:59 | Light Fixture SB | 1C07 | M_Downlight - Recessed Can:203mm Incandescent - 120V:203mm Incandescent - 120V:749027 | Autodesk Revit MEP 2011 | IfcFlowTerminal | 1MPejKGxvAxOPe64yBS0fZ | n/a | n/a | n/a | n/a | n/a | n/a
Light Fixture SB-06 | danielle.r.love@usace.army.mil | 2011-09-14T17:02:59 | Light Fixture SB | 1C07 | M_Downlight - Recessed Can:203mm Incandescent - 120V:203mm Incandescent - 120V:749067 | Autodesk Revit MEP 2011 | IfcFlowTerminal | 1MPejKGxvAxOPe64yBS0cB | n/a | n/a | n/a | n/a | n/a | n/a
Light Fixture SB-07 | danielle.r.love@usace.army.mil | 2011-09-14T17:02:59 | Light Fixture SB | 1C07 | M_Downlight - Recessed Can:203mm Incandescent - 120V:203mm Incandescent - 120V:749099 | Autodesk Revit MEP 2011 | IfcFlowTerminal | 1MPejKGxvAxOPe64yBS0ch | n/a | n/a | n/a | n/a | n/a | n/a
Light Fixture SB-08 | danielle.r.love@usace.army.mil | 2011-09-14T17:02:59 | Light Fixture SB | 1C07 | M_Downlight - Recessed Can:203mm Incandescent - 120V:203mm Incandescent - 120V:749133 | Autodesk Revit MEP 2011 | IfcFlowTerminal | 1MPejKGxvAxOPe64yBS0dD | n/a | n/a | n/a | n/a | n/a | n/a
Light Fixture SB-09 | danielle.r.love@usace.army.mil | 2011-09-14T17:02:59 | Light Fixture SB | 1C10 | M_Downlight - Recessed Can:203mm Incandescent - 120V:203mm Incandescent - 120V:748764 | Autodesk Revit MEP 2011 | IfcFlowTerminal | 1MPejKGxvAxOPe64yBS0jS | n/a | n/a | n/a | n/a | n/a | n/a
Light Fixture SB-10 | danielle.r.love@usace.army.mil | 2011-09-14T17:02:59 | Light Fixture SB | 1C10 | M_Downlight - Recessed Can:203mm Incandescent - 120V:203mm Incandescent - 120V:748855 | Autodesk Revit MEP 2011 | IfcFlowTerminal | 1MPejKGxvAxOPe64yBS0gt | n/a | n/a | n/a | n/a | n/a | n/a
Light Fixture SB-11 | danielle.r.love@usace.army.mil | 2011-09-14T17:02:59 | Light Fixture SB | 1C10 | M_Downlight - Recessed Can:203mm Incandescent - 120V:203mm Incandescent - 120V:748879 | Autodesk Revit MEP 2011 | IfcFlowTerminal | 1MPejKGxvAxOPe64yBS0hF | n/a | n/a | n/a | n/a | n/a | n/a
Light Fixture SB-12 | danielle.r.love@usace.army.mil | 2011-09-14T17:02:59 | Light Fixture SB | 1C10 | M_Downlight - Recessed Can:203mm Incandescent - 120V:203mm Incandescent - 120V:748906 | Autodesk Revit MEP 2011 | IfcFlowTerminal | 1MPejKGxvAxOPe64yBS0hg | n/a | n/a | n/a | n/a | n/a | n/a
Light Fixture SB-13 | danielle.r.love@usace.army.mil | 2011-09-14T17:02:59 | Light Fixture SB | 1C10 | M_Downlight - Recessed Can:203mm Incandescent - 120V:203mm Incandescent - 120V:748928 | Autodesk Revit MEP 2011 | IfcFlowTerminal | 1MPejKGxvAxOPe64yBS0e0 | n/a | n/a | n/a | n/a | n/a | n/a
Light Fixture SB-14 | danielle.r.love@usace.army.mil | 2011-09-14T17:02:59 | Light Fixture SB | 1D22 | M_Downlight - Recessed Can:203mm Incandescent - 120V:203mm Incandescent - 120V:747509 | Autodesk Revit MEP 2011 | IfcFlowTerminal | 1MPejKGxvAxOPe64yBS01r | n/a | n/a | n/a | n/a | n/a | n/a
Light Fixture SB-15 | danielle.r.love@usace.army.mil | 2011-09-14T17:02:59 | Light Fixture SB | 1D22 | M_Downlight - Recessed Can:203mm Incandescent - 120V:203mm Incandescent - 120V:747543 | Autodesk Revit MEP 2011 | IfcFlowTerminal | 1MPejKGxvAxOPe64yBS0_N | n/a | n/a | n/a | n/a | n/a | n/a
Light Fixture SB-16 | danielle.r.love@usace.army.mil | 2011-09-14T17:02:59 | Light Fixture SB | 1DC1 | M_Downlight - Recessed Can:203mm Incandescent - 120V:203mm Incandescent - 120V:746741 | Autodesk Revit MEP 2011 | IfcFlowTerminal | 2nUVyCXHb9V8ah_6TlmSI6 | n/a | n/a | n/a | n/a | n/a | n/a
Light Fixture SB-17 | danielle.r.love@usace.army.mil | 2011-09-14T17:02:59 | Light Fixture SB | 1DC1 | M_Downlight - Recessed Can:203mm Incandescent - 120V:203mm Incandescent - 120V:746836 | Autodesk Revit MEP 2011 | IfcFlowTerminal | 1MPejKGxvAxOPe64yBS0BK | n/a | n/a | n/a | n/a | n/a | n/a
Light Fixture SB-18 | danielle.r.love@usace.army.mil | 2011-09-14T17:02:59 | Light Fixture SB | 1DC1 | M_Downlight - Recessed Can:203mm Incandescent - 120V:203mm Incandescent - 120V:746910 | Autodesk Revit MEP 2011 | IfcFlowTerminal | 1MPejKGxvAxOPe64yBS08U | n/a | n/a | n/a | n/a | n/a | n/a
Light Fixture SB-19 | danielle.r.love@usace.army.mil | 2011-09-14T17:02:59 | Light Fixture SB | 1DC1 | M_Downlight - Recessed Can:203mm Incandescent - 120V:203mm Incandescent - 120V:746973 | Autodesk Revit MEP 2011 | IfcFlowTerminal | 1MPejKGxvAxOPe64yBS09T | n/a | n/a | n/a | n/a | n/a | n/a
Light Fixture SB-20 | danielle.r.love@usace.army.mil | 2011-09-14T17:02:59 | Light Fixture SB | 1DC1 | M_Downlight - Recessed Can:203mm Incandescent - 120V:203mm Incandescent - 120V:747095 | Autodesk Revit MEP 2011 | IfcFlowTerminal | 1MPejKGxvAxOPe64yBS07N | n/a | n/a | n/a | n/a | n/a | n/a
Light Fixture SB-21 | danielle.r.love@usace.army.mil | 2011-09-14T17:02:59 | Light Fixture SB | 1DC1 | M_Downlight - Recessed Can:203mm Incandescent - 120V:203mm Incandescent - 120V:747243 | Autodesk Revit MEP 2011 | IfcFlowTerminal | 1MPejKGxvAxOPe64yBS05h | n/a | n/a | n/a | n/a | n/a | n/a
Light Fixture SB-22 | danielle.r.love@usace.army.mil | 2011-09-14T17:02:59 | Light Fixture SB | 1DC1 | M_Downlight - Recessed Can:203mm Incandescent - 120V:203mm Incandescent - 120V:747315 | Autodesk Revit MEP 2011 | IfcFlowTerminal | 1MPejKGxvAxOPe64yBS02p | n/a | n/a | n/a | n/a | n/a | n/a
Light Fixture SB-23 | danielle.r.love@usace.army.mil | 2011-09-14T17:02:59 | Light Fixture SB | 1DC1 | M_Downlight - Recessed Can:203mm Incandescent - 120V:203mm Incandescent - 120V:747370 | Autodesk Revit MEP 2011 | IfcFlowTerminal | 1MPejKGxvAxOPe64yBS03g | n/a | n/a | n/a | n/a | n/a | n/a
Light Fixture SB-24 | danielle.r.love@usace.army.mil | 2011-09-14T17:02:59 | Light Fixture SB | 1DC1 | M_Downlight - Recessed Can:203mm Incandescent - 120V:203mm Incandescent - 120V:747461 | Autodesk Revit MEP 2011 | IfcFlowTerminal | 1MPejKGxvAxOPe64yBS015 | n/a | n/a | n/a | n/a | n/a | n/a
Light Fixture SB-25 | danielle.r.love@usace.army.mil | 2011-09-14T17:02:59 | Light Fixture SB | 1DC1 | M_Downlight - Recessed Can:203mm Incandescent - 120V:203mm Incandescent - 120V:747680 | Autodesk Revit MEP 2011 | IfcFlowTerminal | 1MPejKGxvAxOPe64yBS0yW | n/a | n/a | n/a | n/a | n/a | n/a
Light Fixture SB-26 | danielle.r.love@usace.army.mil | 2011-09-14T17:02:59 | Light Fixture SB | 1DC1 | M_Downlight - Recessed Can:203mm Incandescent - 120V:203mm Incandescent - 120V:747783 | Autodesk Revit MEP 2011 | IfcFlowTerminal | 1MPejKGxvAxOPe64yBS0w7 | n/a | n/a | n/a | n/a | n/a | n/a
Light Fixture SB-27 | danielle.r.love@usace.army.mil | 2011-09-14T17:02:59 | Light Fixture SB | 1DC1 | M_Downlight - Recessed Can:203mm Incandescent - 120V:203mm Incandescent - 120V:747831 | Autodesk Revit MEP 2011 | IfcFlowTerminal | 1MPejKGxvAxOPe64yBS0wt | n/a | n/a | n/a | n/a | n/a | n/a
Light Fixture SB-28 | danielle.r.love@usace.army.mil | 2011-09-14T17:02:59 | Light Fixture SB | 1DC1 | M_Downlight - Recessed Can:203mm Incandescent - 120V:203mm Incandescent - 120V:747929 | Autodesk Revit MEP 2011 | IfcFlowTerminal | 1MPejKGxvAxOPe64yBS0uP | n/a | n/a | n/a | n/a | n/a | n/a
Light Fixture SB-29 | danielle.r.love@usace.army.mil | 2011-09-14T17:02:59 | Light Fixture SB | 1DC1 | M_Downlight - Recessed Can:203mm Incandescent - 120V:203mm Incandescent - 120V:748022 | Autodesk Revit MEP 2011 | IfcFlowTerminal | 1MPejKGxvAxOPe64yBS0vs | n/a | n/a | n/a | n/a | n/a | n/a
Light Fixture SB-30 | danielle.r.love@usace.army.mil | 2011-09-14T17:02:59 | Light Fixture SB | 1DC1 | M_Downlight - Recessed Can:203mm Incandescent - 120V:203mm Incandescent - 120V:748080 | Autodesk Revit MEP 2011 | IfcFlowTerminal | 1MPejKGxvAxOPe64yBS0sm | n/a | n/a | n/a | n/a | n/a | n/a
Light Fixture SB-31 | danielle.r.love@usace.army.mil | 2011-09-14T17:02:59 | Light Fixture SB | 2BC1 | M_Downlight - Recessed Can:203mm Incandescent - 120V:203mm Incandescent - 120V:782024 | Autodesk Revit MEP 2011 | IfcFlowTerminal | 0yuotxu8DEgv2qMIt$xLbz | n/a | n/a | n/a | n/a | n/a | n/a
Light Fixture SB-32 | danielle.r.love@usace.army.mil | 2011-09-14T17:02:59 | Light Fixture SB | 2BC1 | M_Downlight - Recessed Can:203mm Incandescent - 120V:203mm Incandescent - 120V:782088 | Autodesk Revit MEP 2011 | IfcFlowTerminal | 0yuotxu8DEgv2qMIt$xLYz | n/a | n/a | n/a | n/a | n/a | n/a
Light Fixture SB-33 | danielle.r.love@usace.army.mil | 2011-09-14T17:02:59 | Light Fixture SB | 2D18 | M_Downlight - Recessed Can:203mm Incandescent - 120V:203mm Incandescent - 120V:780694 | Autodesk Revit MEP 2011 | IfcFlowTerminal | 0yuotxu8DEgv2qMIt$xLuZ | n/a | n/a | n/a | n/a | n/a | n/a
Light Fixture SB-34 | danielle.r.love@usace.army.mil | 2011-09-14T17:02:59 | Light Fixture SB | 2D18 | M_Downlight - Recessed Can:203mm Incandescent - 120V:203mm Incandescent - 120V:780937 | Autodesk Revit MEP 2011 | IfcFlowTerminal | 0yuotxu8DEgv2qMIt$xLqy | n/a | n/a | n/a | n/a | n/a | n/a
Light Fixture SB-35 | danielle.r.love@usace.army.mil | 2011-09-14T17:02:59 | Light Fixture SB | 2D18 | M_Downlight - Recessed Can:203mm Incandescent - 120V:203mm Incandescent - 120V:781006 | Autodesk Revit MEP 2011 | IfcFlowTerminal | 0yuotxu8DEgv2qMIt$xLrx | n/a | n/a | n/a | n/a | n/a | n/a
Light Fixture SB-36 | danielle.r.love@usace.army.mil | 2011-09-14T17:02:59 | Light Fixture SB | 2D18 | M_Downlight - Recessed Can:203mm Incandescent - 120V:203mm Incandescent - 120V:781031 | Autodesk Revit MEP 2011 | IfcFlowTerminal | 0yuotxu8DEgv2qMIt$xLrI | n/a | n/a | n/a | n/a | n/a | n/a
Light Fixture SB-37 | danielle.r.love@usace.army.mil | 2011-09-14T17:02:59 | Light Fixture SB | 2D18 | M_Downlight - Recessed Can:203mm Incandescent - 120V:203mm Incandescent - 120V:781098 | Autodesk Revit MEP 2011 | IfcFlowTerminal | 0yuotxu8DEgv2qMIt$xLoV | n/a | n/a | n/a | n/a | n/a | n/a
Light Fixture SB-38 | danielle.r.love@usace.army.mil | 2011-09-14T17:02:59 | Light Fixture SB | 2D18 | M_Downlight - Recessed Can:203mm Incandescent - 120V:203mm Incandescent - 120V:781411 | Autodesk Revit MEP 2011 | IfcFlowTerminal | 0yuotxu8DEgv2qMIt$xLlM | n/a | n/a | n/a | n/a | n/a | n/a
Light Fixture SB-39 | danielle.r.love@usace.army.mil | 2011-09-14T17:02:59 | Light Fixture SB | 2D18 | M_Downlight - Recessed Can:203mm Incandescent - 120V:203mm Incandescent - 120V:781444 | Autodesk Revit MEP 2011 | IfcFlowTerminal | 0yuotxu8DEgv2qMIt$xLin | n/a | n/a | n/a | n/a | n/a | n/a
Light Fixture SBB-01 | danielle.r.love@usace.army.mil | 2011-09-14T17:02:59 | Light Fixture SBB | 1DC1 | M_Downlight - Recessed Can:203mm Incandescent - 120V:203mm Incandescent - 120V:746870 | Autodesk Revit MEP 2011 | IfcFlowTerminal | 1MPejKGxvAxOPe64yBS0Bs | n/a | n/a | n/a | n/a | n/a | n/a
Light Fixture SBB-02 | danielle.r.love@usace.army.mil | 2011-09-14T17:02:59 | Light Fixture SBB | 1DC1 | M_Downlight - Recessed Can:203mm Incandescent - 120V:203mm Incandescent - 120V:747203 | Autodesk Revit MEP 2011 | IfcFlowTerminal | 1MPejKGxvAxOPe64yBS053 | n/a | n/a | n/a | n/a | n/a | n/a
Light Fixture SBB-03 | danielle.r.love@usace.army.mil | 2011-09-14T17:02:59 | Light Fixture SBB | 1DC1 | M_Downlight - Recessed Can:203mm Incandescent - 120V:203mm Incandescent - 120V:747745 | Autodesk Revit MEP 2011 | IfcFlowTerminal | 1MPejKGxvAxOPe64yBS0zX | n/a | n/a | n/a | n/a | n/a | n/a
Light Fixture SBB-04 | danielle.r.love@usace.army.mil | 2011-09-14T17:02:59 | Light Fixture SBB | 1DC1 | M_Downlight - Recessed Can:203mm Incandescent - 120V:203mm Incandescent - 120V:747965 | Autodesk Revit MEP 2011 | IfcFlowTerminal | 1MPejKGxvAxOPe64yBS0uz | n/a | n/a | n/a | n/a | n/a | n/a
Light Fixture SBB-05 | danielle.r.love@usace.army.mil | 2011-09-14T17:02:59 | Light Fixture SBB | 1DC1 | M_Downlight - Recessed Can:203mm Incandescent - 120V:203mm Incandescent - 120V:748138 | Autodesk Revit MEP 2011 | IfcFlowTerminal | 1MPejKGxvAxOPe64yBS0tg | n/a | n/a | n/a | n/a | n/a | n/a
Light Fixture SBB-06 | danielle.r.love@usace.army.mil | 2011-09-14T17:02:59 | Light Fixture SBB | 2BC1 | M_Downlight - Recessed Can:203mm Incandescent - 120V:203mm Incandescent - 120V:782159 | Autodesk Revit MEP 2011 | IfcFlowTerminal | 0yuotxu8DEgv2qMIt$xLZw | n/a | n/a | n/a | n/a | n/a | n/a
Light Fixture SBB-07 | danielle.r.love@usace.army.mil | 2011-09-14T17:02:59 | Light Fixture SBB | 2BC1 | M_Downlight - Recessed Can:203mm Incandescent - 120V:203mm Incandescent - 120V:782187 | Autodesk Revit MEP 2011 | IfcFlowTerminal | 0yuotxu8DEgv2qMIt$xLZU | n/a | n/a | n/a | n/a | n/a | n/a
Light Fixture SBB-08 | danielle.r.love@usace.army.mil | 2011-09-14T17:02:59 | Light Fixture SBB | 2D18 | M_Downlight - Recessed Can:203mm Incandescent - 120V:203mm Incandescent - 120V:780723 | Autodesk Revit MEP 2011 | IfcFlowTerminal | 0yuotxu8DEgv2qMIt$xLu6 | n/a | n/a | n/a | n/a | n/a | n/a
Light Fixture SBB-09 | danielle.r.love@usace.army.mil | 2011-09-14T17:02:59 | Light Fixture SBB | 2D18 | M_Downlight - Recessed Can:203mm Incandescent - 120V:203mm Incandescent - 120V:780978 | Autodesk Revit MEP 2011 | IfcFlowTerminal | 0yuotxu8DEgv2qMIt$xLq7 | n/a | n/a | n/a | n/a | n/a | n/a
Light Fixture SBB-10 | danielle.r.love@usace.army.mil | 2011-09-14T17:02:59 | Light Fixture SBB | 2D18 | M_Downlight - Recessed Can:203mm Incandescent - 120V:203mm Incandescent - 120V:781069 | Autodesk Revit MEP 2011 | IfcFlowTerminal | 0yuotxu8DEgv2qMIt$xLou | n/a | n/a | n/a | n/a | n/a | n/a
Light Fixture SBB-11 | danielle.r.love@usace.army.mil | 2011-09-14T17:02:59 | Light Fixture SBB | 2D18 | M_Downlight - Recessed Can:203mm Incandescent - 120V:203mm Incandescent - 120V:781128 | Autodesk Revit MEP 2011 | IfcFlowTerminal | 0yuotxu8DEgv2qMIt$xLpz | n/a | n/a | n/a | n/a | n/a | n/a
Light Fixture SBB-12 | danielle.r.love@usace.army.mil | 2011-09-14T17:02:59 | Light Fixture SBB | 2D18 | M_Downlight - Recessed Can:203mm Incandescent - 120V:203mm Incandescent - 120V:781384 | Autodesk Revit MEP 2011 | IfcFlowTerminal | 0yuotxu8DEgv2qMIt$xLlz | n/a | n/a | n/a | n/a | n/a | n/a
Light Fixture SC-01 | danielle.r.love@usace.army.mil | 2011-09-14T17:02:59 | Light Fixture SC | 2A03 | M_Downlight - Recessed Can:203mm Incandescent - 120V:203mm Incandescent - 120V:783478 | Autodesk Revit MEP 2011 | IfcFlowTerminal | 0yuotxu8DEgv2qMIt$xKF3 | n/a | n/a | n/a | n/a | n/a | n/a
Light Fixture SC-02 | danielle.r.love@usace.army.mil | 2011-09-14T17:02:59 | Light Fixture SC | 2A03 | M_Downlight - Recessed Can:203mm Incandescent - 120V:203mm Incandescent - 120V:783538 | Autodesk Revit MEP 2011 | IfcFlowTerminal | 0yuotxu8DEgv2qMIt$xKC7 | n/a | n/a | n/a | n/a | n/a | n/a
Light Fixture SC-03 | danielle.r.love@usace.army.mil | 2011-09-14T17:02:59 | Light Fixture SC | 2A03 | M_Downlight - Recessed Can:203mm Incandescent - 120V:203mm Incandescent - 120V:783580 | Autodesk Revit MEP 2011 | IfcFlowTerminal | 0yuotxu8DEgv2qMIt$xKDf | n/a | n/a | n/a | n/a | n/a | n/a
Light Fixture SC-04 | danielle.r.love@usace.army.mil | 2011-09-14T17:02:59 | Light Fixture SC | 2A04 | M_Downlight - Recessed Can:203mm Incandescent - 120V:203mm Incandescent - 120V:783354 | Autodesk Revit MEP 2011 | IfcFlowTerminal | 0yuotxu8DEgv2qMIt$xKHF | n/a | n/a | n/a | n/a | n/a | n/a
Light Fixture SC-05 | danielle.r.love@usace.army.mil | 2011-09-14T17:02:59 | Light Fixture SC | 2A04 | M_Downlight - Recessed Can:203mm Incandescent - 120V:203mm Incandescent - 120V:783402 | Autodesk Revit MEP 2011 | IfcFlowTerminal | 0yuotxu8DEgv2qMIt$xKEV | n/a | n/a | n/a | n/a | n/a | n/a
Light Fixture SC-06 | danielle.r.love@usace.army.mil | 2011-09-14T17:02:59 | Light Fixture SC | 2A04 | M_Downlight - Recessed Can:203mm Incandescent - 120V:203mm Incandescent - 120V:783430 | Autodesk Revit MEP 2011 | IfcFlowTerminal | 0yuotxu8DEgv2qMIt$xKFp | n/a | n/a | n/a | n/a | n/a | n/a
Light Fixture SC-07 | danielle.r.love@usace.army.mil | 2011-09-14T17:02:59 | Light Fixture SC | 2A12A | M_Downlight - Recessed Can:203mm Incandescent - 120V:203mm Incandescent - 120V:783825 | Autodesk Revit MEP 2011 | IfcFlowTerminal | 0yuotxu8DEgv2qMIt$xK9a | n/a | n/a | n/a | n/a | n/a | n/a
Light Fixture SC-08 | danielle.r.love@usace.army.mil | 2011-09-14T17:02:59 | Light Fixture SC | 2AC1 | M_Downlight - Recessed Can:203mm Incandescent - 120V:203mm Incandescent - 120V:779322 | Autodesk Revit MEP 2011 | IfcFlowTerminal | 0yuotxu8DEgv2qMIt$xLEF | n/a | n/a | n/a | n/a | n/a | n/a
Light Fixture SC-09 | danielle.r.love@usace.army.mil | 2011-09-14T17:02:59 | Light Fixture SC | 2AC1 | M_Downlight - Recessed Can:203mm Incandescent - 120V:203mm Incandescent - 120V:779368 | Autodesk Revit MEP 2011 | IfcFlowTerminal | 0yuotxu8DEgv2qMIt$xLFT | n/a | n/a | n/a | n/a | n/a | n/a
Light Fixture SC-10 | danielle.r.love@usace.army.mil | 2011-09-14T17:02:59 | Light Fixture SC | 2AC1 | M_Downlight - Recessed Can:203mm Incandescent - 120V:203mm Incandescent - 120V:779408 | Autodesk Revit MEP 2011 | IfcFlowTerminal | 0yuotxu8DEgv2qMIt$xLCb | n/a | n/a | n/a | n/a | n/a | n/a
Light Fixture SC-11 | danielle.r.love@usace.army.mil | 2011-09-14T17:02:59 | Light Fixture SC | 2AC1 | M_Downlight - Recessed Can:203mm Incandescent - 120V:203mm Incandescent - 120V:779444 | Autodesk Revit MEP 2011 | IfcFlowTerminal | 0yuotxu8DEgv2qMIt$xLC1 | n/a | n/a | n/a | n/a | n/a | n/a
Light Fixture SC-12 | danielle.r.love@usace.army.mil | 2011-09-14T17:02:59 | Light Fixture SC | 2AC1 | M_Downlight - Recessed Can:203mm Incandescent - 120V:203mm Incandescent - 120V:779480 | Autodesk Revit MEP 2011 | IfcFlowTerminal | 0yuotxu8DEgv2qMIt$xLDj | n/a | n/a | n/a | n/a | n/a | n/a
Light Fixture SC-13 | danielle.r.love@usace.army.mil | 2011-09-14T17:02:59 | Light Fixture SC | 2AS1 | M_Downlight - Recessed Can:203mm Incandescent - 120V:203mm Incandescent - 120V:779853 | Autodesk Revit MEP 2011 | IfcFlowTerminal | 0yuotxu8DEgv2qMIt$xL7u | n/a | n/a | n/a | n/a | n/a | n/a
Light Fixture SC-14 | danielle.r.love@usace.army.mil | 2011-09-14T17:02:59 | Light Fixture SC | 2AS1 | M_Downlight - Recessed Can:203mm Incandescent - 120V:203mm Incandescent - 120V:779897 | Autodesk Revit MEP 2011 | IfcFlowTerminal | 0yuotxu8DEgv2qMIt$xL7C | n/a | n/a | n/a | n/a | n/a | n/a
Light Fixture SC-15 | danielle.r.love@usace.army.mil | 2011-09-14T17:02:59 | Light Fixture SC | 2AS1 | M_Downlight - Recessed Can:203mm Incandescent - 120V:203mm Incandescent - 120V:779979 | Autodesk Revit MEP 2011 | IfcFlowTerminal | 0yuotxu8DEgv2qMIt$xL5_ | n/a | n/a | n/a | n/a | n/a | n/a
Light Fixture SC-16 | danielle.r.love@usace.army.mil | 2011-09-14T17:02:59 | Light Fixture SC | 2AS1 | M_Downlight - Recessed Can:203mm Incandescent - 120V:203mm Incandescent - 120V:780057 | Autodesk Revit MEP 2011 | IfcFlowTerminal | 0yuotxu8DEgv2qMIt$xL2i | n/a | n/a | n/a | n/a | n/a | n/a
Light Fixture SC-17 | danielle.r.love@usace.army.mil | 2011-09-14T17:02:59 | Light Fixture SC | 2AS1 | M_Downlight - Recessed Can:203mm Incandescent - 120V:203mm Incandescent - 120V:780097 | Autodesk Revit MEP 2011 | IfcFlowTerminal | 0yuotxu8DEgv2qMIt$xL3q | n/a | n/a | n/a | n/a | n/a | n/a
Light Fixture SC-18 | danielle.r.love@usace.army.mil | 2011-09-14T17:02:59 | Light Fixture SC | 2B11 | M_Downlight - Recessed Can:203mm Incandescent - 120V:203mm Incandescent - 120V:781718 | Autodesk Revit MEP 2011 | IfcFlowTerminal | 0yuotxu8DEgv2qMIt$xLeZ | n/a | n/a | n/a | n/a | n/a | n/a
Light Fixture SC-19 | danielle.r.love@usace.army.mil | 2011-09-14T17:02:59 | Light Fixture SC | 2B11 | M_Downlight - Recessed Can:203mm Incandescent - 120V:203mm Incandescent - 120V:781769 | Autodesk Revit MEP 2011 | IfcFlowTerminal | 0yuotxu8DEgv2qMIt$xLfy | n/a | n/a | n/a | n/a | n/a | n/a
Light Fixture SC-20 | danielle.r.love@usace.army.mil | 2011-09-14T17:02:59 | Light Fixture SC | 2B11 | M_Downlight - Recessed Can:203mm Incandescent - 120V:203mm Incandescent - 120V:781817 | Autodesk Revit MEP 2011 | IfcFlowTerminal | 0yuotxu8DEgv2qMIt$xLfC | n/a | n/a | n/a | n/a | n/a | n/a
Light Fixture SC-21 | danielle.r.love@usace.army.mil | 2011-09-14T17:02:59 | Light Fixture SC | 2B11 | M_Downlight - Recessed Can:203mm Incandescent - 120V:203mm Incandescent - 120V:781853 | Autodesk Revit MEP 2011 | IfcFlowTerminal | 0yuotxu8DEgv2qMIt$xLce | n/a | n/a | n/a | n/a | n/a | n/a
Light Fixture SC-22 | danielle.r.love@usace.army.mil | 2011-09-14T17:02:59 | Light Fixture SC | 2B11 | M_Downlight - Recessed Can:203mm Incandescent - 120V:203mm Incandescent - 120V:781897 | Autodesk Revit MEP 2011 | IfcFlowTerminal | 0yuotxu8DEgv2qMIt$xLdy | n/a | n/a | n/a | n/a | n/a | n/a
Light Fixture SC-23 | danielle.r.love@usace.army.mil | 2011-09-14T17:02:59 | Light Fixture SC | 2B11 | M_Downlight - Recessed Can:203mm Incandescent - 120V:203mm Incandescent - 120V:781949 | Autodesk Revit MEP 2011 | IfcFlowTerminal | 0yuotxu8DEgv2qMIt$xLd8 | n/a | n/a | n/a | n/a | n/a | n/a
Light Fixture SC-24 | danielle.r.love@usace.army.mil | 2011-09-14T17:02:59 | Light Fixture SC | 2D18 | M_Downlight - Recessed Can:203mm Incandescent - 120V:203mm Incandescent - 120V:781184 | Autodesk Revit MEP 2011 | IfcFlowTerminal | 0yuotxu8DEgv2qMIt$xLmr | n/a | n/a | n/a | n/a | n/a | n/a
Light Fixture SC-25 | danielle.r.love@usace.army.mil | 2011-09-14T17:02:59 | Light Fixture SC | 2D18 | M_Downlight - Recessed Can:203mm Incandescent - 120V:203mm Incandescent - 120V:781289 | Autodesk Revit MEP 2011 | IfcFlowTerminal | 0yuotxu8DEgv2qMIt$xLnS | n/a | n/a | n/a | n/a | n/a | n/a
Light Fixture SCB-01 | danielle.r.love@usace.army.mil | 2011-09-14T17:02:59 | Light Fixture SCB | 2AC1 | M_Downlight - Recessed Can:203mm Incandescent - 120V:203mm Incandescent - 120V:779188 | Autodesk Revit MEP 2011 | IfcFlowTerminal | 0yuotxu8DEgv2qMIt$xLG1 | n/a | n/a | n/a | n/a | n/a | n/a
Light Fixture SCB-02 | danielle.r.love@usace.army.mil | 2011-09-14T17:02:59 | Light Fixture SCB | 2AS1 | M_Downlight - Recessed Can:203mm Incandescent - 120V:203mm Incandescent - 120V:779791 | Autodesk Revit MEP 2011 | IfcFlowTerminal | 0yuotxu8DEgv2qMIt$xL6w | n/a | n/a | n/a | n/a | n/a | n/a
Light Fixture SCB-03 | danielle.r.love@usace.army.mil | 2011-09-14T17:02:59 | Light Fixture SCB | 2AS1 | M_Downlight - Recessed Can:203mm Incandescent - 120V:203mm Incandescent - 120V:779939 | Autodesk Revit MEP 2011 | IfcFlowTerminal | 0yuotxu8DEgv2qMIt$xL4M | n/a | n/a | n/a | n/a | n/a | n/a
Light Fixture SCB-04 | danielle.r.love@usace.army.mil | 2011-09-14T17:02:59 | Light Fixture SCB | 2AS1 | M_Downlight - Recessed Can:203mm Incandescent - 120V:203mm Incandescent - 120V:780013 | Autodesk Revit MEP 2011 | IfcFlowTerminal | 0yuotxu8DEgv2qMIt$xL5O | n/a | n/a | n/a | n/a | n/a | n/a
Light Fixture SCB-05 | danielle.r.love@usace.army.mil | 2011-09-14T17:02:59 | Light Fixture SCB | 2D18 | M_Downlight - Recessed Can:203mm Incandescent - 120V:203mm Incandescent - 120V:781249 | Autodesk Revit MEP 2011 | IfcFlowTerminal | 0yuotxu8DEgv2qMIt$xLnq | n/a | n/a | n/a | n/a | n/a | n/a
Light Fixture SD-01 | danielle.r.love@usace.army.mil | 2011-09-14T17:02:59 | Light Fixture SD | 1AC1 | M_Downlight - Recessed Can:203mm Incandescent - 120V:203mm Incandescent - 120V:749654 | Autodesk Revit MEP 2011 | IfcFlowTerminal | 1MPejKGxvAxOPe64yBS1VM | n/a | n/a | n/a | n/a | n/a | n/a
Light Fixture SD-02 | danielle.r.love@usace.army.mil | 2011-09-14T17:02:59 | Light Fixture SD | 1AC1 | M_Downlight - Recessed Can:203mm Incandescent - 120V:203mm Incandescent - 120V:749761 | Autodesk Revit MEP 2011 | IfcFlowTerminal | 1MPejKGxvAxOPe64yBS1T1 | n/a | n/a | n/a | n/a | n/a | n/a
Light Fixture SD-03 | danielle.r.love@usace.army.mil | 2011-09-14T17:02:59 | Light Fixture SD | 1AC1 | M_Downlight - Recessed Can:203mm Incandescent - 120V:203mm Incandescent - 120V:749805 | Autodesk Revit MEP 2011 | IfcFlowTerminal | 1MPejKGxvAxOPe64yBS1Tj | n/a | n/a | n/a | n/a | n/a | n/a
Light Fixture SD-04 | danielle.r.love@usace.army.mil | 2011-09-14T17:02:59 | Light Fixture SD | 1AC1 | M_Downlight - Recessed Can:203mm Incandescent - 120V:203mm Incandescent - 120V:749876 | Autodesk Revit MEP 2011 | IfcFlowTerminal | 1MPejKGxvAxOPe64yBS1Qq | n/a | n/a | n/a | n/a | n/a | n/a
Light Fixture SD-05 | danielle.r.love@usace.army.mil | 2011-09-14T17:02:59 | Light Fixture SD | 1AC1 | M_Downlight - Recessed Can:203mm Incandescent - 120V:203mm Incandescent - 120V:749926 | Autodesk Revit MEP 2011 | IfcFlowTerminal | 1MPejKGxvAxOPe64yBS1Rc | n/a | n/a | n/a | n/a | n/a | n/a
Light Fixture SD-06 | danielle.r.love@usace.army.mil | 2011-09-14T17:02:59 | Light Fixture SD | 1AC1 | M_Downlight - Recessed Can:203mm Incandescent - 120V:203mm Incandescent - 120V:749997 | Autodesk Revit MEP 2011 | IfcFlowTerminal | 1MPejKGxvAxOPe64yBS1Oj | n/a | n/a | n/a | n/a | n/a | n/a
Light Fixture SD-07 | danielle.r.love@usace.army.mil | 2011-09-14T17:02:59 | Light Fixture SD | 1AC1 | M_Downlight - Recessed Can:203mm Incandescent - 120V:203mm Incandescent - 120V:750152 | Autodesk Revit MEP 2011 | IfcFlowTerminal | 1MPejKGxvAxOPe64yBS1N8 | n/a | n/a | n/a | n/a | n/a | n/a
Light Fixture SD-08 | danielle.r.love@usace.army.mil | 2011-09-14T17:02:59 | Light Fixture SD | 1AC2 | M_Downlight - Recessed Can:203mm Incandescent - 120V:203mm Incandescent - 120V:749379 | Autodesk Revit MEP 2011 | IfcFlowTerminal | 1MPejKGxvAxOPe64yBS0Z3 | n/a | n/a | n/a | n/a | n/a | n/a
Light Fixture SD-09 | danielle.r.love@usace.army.mil | 2011-09-14T17:02:59 | Light Fixture SD | 1AC2 | M_Downlight - Recessed Can:203mm Incandescent - 120V:203mm Incandescent - 120V:749526 | Autodesk Revit MEP 2011 | IfcFlowTerminal | 1MPejKGxvAxOPe64yBS0XM | n/a | n/a | n/a | n/a | n/a | n/a
Light Fixture SD-10 | danielle.r.love@usace.army.mil | 2011-09-14T17:02:59 | Light Fixture SD | 1AC2 | M_Downlight - Recessed Can:203mm Incandescent - 120V:203mm Incandescent - 120V:749576 | Autodesk Revit MEP 2011 | IfcFlowTerminal | 1MPejKGxvAxOPe64yBS1U8 | n/a | n/a | n/a | n/a | n/a | n/a
Light Fixture SD-11 | danielle.r.love@usace.army.mil | 2011-09-14T17:02:59 | Light Fixture SD | 1B19 | M_Downlight - Recessed Can:203mm Incandescent - 120V:203mm Incandescent - 120V:827108 | Autodesk Revit MEP 2011 | IfcFlowTerminal | 3dg6tDRA54OxNLWvKHl6TL | n/a | n/a | n/a | n/a | n/a | n/a
Light Fixture SD-12 | danielle.r.love@usace.army.mil | 2011-09-14T17:02:59 | Light Fixture SD | 1C01 | M_Downlight - Recessed Can:203mm Incandescent - 120V:203mm Incandescent - 120V:748450 | Autodesk Revit MEP 2011 | IfcFlowTerminal | 1MPejKGxvAxOPe64yBS0mY | n/a | n/a | n/a | n/a | n/a | n/a
Light Fixture SD-13 | danielle.r.love@usace.army.mil | 2011-09-14T17:02:59 | Light Fixture SD | 1C01 | M_Downlight - Recessed Can:203mm Incandescent - 120V:203mm Incandescent - 120V:748516 | Autodesk Revit MEP 2011 | IfcFlowTerminal | 1MPejKGxvAxOPe64yBS0na | n/a | n/a | n/a | n/a | n/a | n/a
Light Fixture SD-14 | danielle.r.love@usace.army.mil | 2011-09-14T17:02:59 | Light Fixture SD | 1C01 | M_Downlight - Recessed Can:203mm Incandescent - 120V:203mm Incandescent - 120V:748538 | Autodesk Revit MEP 2011 | IfcFlowTerminal | 1MPejKGxvAxOPe64yBS0nw | n/a | n/a | n/a | n/a | n/a | n/a
Light Fixture SD-15 | danielle.r.love@usace.army.mil | 2011-09-14T17:02:59 | Light Fixture SD | 1C01 | M_Downlight - Recessed Can:203mm Incandescent - 120V:203mm Incandescent - 120V:748571 | Autodesk Revit MEP 2011 | IfcFlowTerminal | 1MPejKGxvAxOPe64yBS0kR | n/a | n/a | n/a | n/a | n/a | n/a
Light Fixture SD-16 | danielle.r.love@usace.army.mil | 2011-09-14T17:02:59 | Light Fixture SD | 1F02 | M_Downlight - Recessed Can:203mm Incandescent - 120V:203mm Incandescent - 120V:827428 | Autodesk Revit MEP 2011 | IfcFlowTerminal | 3dg6tDRA54OxNLWvKHl5cL | n/a | n/a | n/a | n/a | n/a | n/a
Light Fixture SD-17 | danielle.r.love@usace.army.mil | 2011-09-14T17:02:59 | Light Fixture SD | 1F02 | M_Downlight - Recessed Can:203mm Incandescent - 120V:203mm Incandescent - 120V:827488 | Autodesk Revit MEP 2011 | IfcFlowTerminal | 3dg6tDRA54OxNLWvKHl5dH | n/a | n/a | n/a | n/a | n/a | n/a
Light Fixture SD-18 | danielle.r.love@usace.army.mil | 2011-09-14T17:02:59 | Light Fixture SD | 2D10 | M_Downlight - Recessed Can:203mm Incandescent - 120V:203mm Incandescent - 120V:780754 | Autodesk Revit MEP 2011 | IfcFlowTerminal | 0yuotxu8DEgv2qMIt$xLvd | n/a | n/a | n/a | n/a | n/a | n/a
Light Fixture SD-19 | danielle.r.love@usace.army.mil | 2011-09-14T17:02:59 | Light Fixture SD | 2D10 | M_Downlight - Recessed Can:203mm Incandescent - 120V:203mm Incandescent - 120V:780882 | Autodesk Revit MEP 2011 | IfcFlowTerminal | 0yuotxu8DEgv2qMIt$xLtd | n/a | n/a | n/a | n/a | n/a | n/a
Light Fixture SD-20 | danielle.r.love@usace.army.mil | 2011-09-14T17:02:59 | Light Fixture SD | 2D10 | M_Downlight - Recessed Can:203mm Incandescent - 120V:203mm Incandescent - 120V:780905 | Autodesk Revit MEP 2011 | IfcFlowTerminal | 0yuotxu8DEgv2qMIt$xLtS | n/a | n/a | n/a | n/a | n/a | n/a
Light Fixture SDB-01 | danielle.r.love@usace.army.mil | 2011-09-14T17:02:59 | Light Fixture SDB | 1AC1 | M_Downlight - Recessed Can:203mm Incandescent - 120V:203mm Incandescent - 120V:749727 | Autodesk Revit MEP 2011 | IfcFlowTerminal | 1MPejKGxvAxOPe64yBS1SV | n/a | n/a | n/a | n/a | n/a | n/a
Light Fixture SDB-02 | danielle.r.love@usace.army.mil | 2011-09-14T17:02:59 | Light Fixture SDB | 1AC1 | M_Downlight - Recessed Can:203mm Incandescent - 120V:203mm Incandescent - 120V:749843 | Autodesk Revit MEP 2011 | IfcFlowTerminal | 1MPejKGxvAxOPe64yBS1QJ | n/a | n/a | n/a | n/a | n/a | n/a
Light Fixture SDB-03 | danielle.r.love@usace.army.mil | 2011-09-14T17:02:59 | Light Fixture SDB | 1AC1 | M_Downlight - Recessed Can:203mm Incandescent - 120V:203mm Incandescent - 120V:749899 | Autodesk Revit MEP 2011 | IfcFlowTerminal | 1MPejKGxvAxOPe64yBS1RB | n/a | n/a | n/a | n/a | n/a | n/a
Light Fixture SDB-04 | danielle.r.love@usace.army.mil | 2011-09-14T17:02:59 | Light Fixture SDB | 1AC1 | M_Downlight - Recessed Can:203mm Incandescent - 120V:203mm Incandescent - 120V:749954 | Autodesk Revit MEP 2011 | IfcFlowTerminal | 1MPejKGxvAxOPe64yBS1O2 | n/a | n/a | n/a | n/a | n/a | n/a
Light Fixture SDB-05 | danielle.r.love@usace.army.mil | 2011-09-14T17:02:59 | Light Fixture SDB | 1AC1 | M_Downlight - Recessed Can:203mm Incandescent - 120V:203mm Incandescent - 120V:750055 | Autodesk Revit MEP 2011 | IfcFlowTerminal | 1MPejKGxvAxOPe64yBS1Pd | n/a | n/a | n/a | n/a | n/a | n/a
Light Fixture SDB-06 | danielle.r.love@usace.army.mil | 2011-09-14T17:02:59 | Light Fixture SDB | 1AC2 | M_Downlight - Recessed Can:203mm Incandescent - 120V:203mm Incandescent - 120V:749482 | Autodesk Revit MEP 2011 | IfcFlowTerminal | 1MPejKGxvAxOPe64yBS0Wg | n/a | n/a | n/a | n/a | n/a | n/a
Light Fixture SDB-07 | danielle.r.love@usace.army.mil | 2011-09-14T17:02:59 | Light Fixture SDB | 1F02 | M_Downlight - Recessed Can:203mm Incandescent - 120V:203mm Incandescent - 120V:827479 | Autodesk Revit MEP 2011 | IfcFlowTerminal | 3dg6tDRA54OxNLWvKHl5dc | n/a | n/a | n/a | n/a | n/a | n/a
Light Fixture SE-01 | danielle.r.love@usace.army.mil | 2011-09-14T17:02:59 | Light Fixture SE | 2D11 | M_Downlight - Recessed Can:203mm Incandescent - 120V:203mm Incandescent - 120V:780357 | Autodesk Revit MEP 2011 | IfcFlowTerminal | 0yuotxu8DEgv2qMIt$xL$m | n/a | n/a | n/a | n/a | n/a | n/a
Light Fixture SE-02 | danielle.r.love@usace.army.mil | 2011-09-14T17:02:59 | Light Fixture SE | 2D11 | M_Downlight - Recessed Can:203mm Incandescent - 120V:203mm Incandescent - 120V:780417 | Autodesk Revit MEP 2011 | IfcFlowTerminal | 0yuotxu8DEgv2qMIt$xLyq | n/a | n/a | n/a | n/a | n/a | n/a
Light Fixture SE-03 | danielle.r.love@usace.army.mil | 2011-09-14T17:02:59 | Light Fixture SE | 2D11 | M_Downlight - Recessed Can:203mm Incandescent - 120V:203mm Incandescent - 120V:780461 | Autodesk Revit MEP 2011 | IfcFlowTerminal | 0yuotxu8DEgv2qMIt$xLyO | n/a | n/a | n/a | n/a | n/a | n/a
Light Fixture SE-04 | danielle.r.love@usace.army.mil | 2011-09-14T17:02:59 | Light Fixture SE | 2D11 | M_Downlight - Recessed Can:203mm Incandescent - 120V:203mm Incandescent - 120V:780518 | Autodesk Revit MEP 2011 | IfcFlowTerminal | 0yuotxu8DEgv2qMIt$xLzJ | n/a | n/a | n/a | n/a | n/a | n/a
Light Fixture SE-05 | danielle.r.love@usace.army.mil | 2011-09-14T17:02:59 | Light Fixture SE | 2D12 | M_Downlight - Recessed Can:203mm Incandescent - 120V:203mm Incandescent - 120V:850647 | Autodesk Revit MEP 2011 | IfcFlowTerminal | 37vDTF7Of8HgUYMzIbEQEk | n/a | n/a | n/a | n/a | n/a | n/a
Light Fixture T1-01 | danielle.r.love@usace.army.mil | 2011-09-14T17:02:59 | Light Fixture T1 | 1AC1 | M_Sconce Light - Sphere:100W - 120V:100W - 120V:752725 | Autodesk Revit MEP 2011 | IfcFlowTerminal | 3JTOexAHj9Xw3yzzemI156 | n/a | n/a | n/a | n/a | n/a | n/a
Light Fixture T1-02 | danielle.r.love@usace.army.mil | 2011-09-14T17:02:59 | Light Fixture T1 | 1AC1 | M_Sconce Light - Sphere:100W - 120V:100W - 120V:752761 | Autodesk Revit MEP 2011 | IfcFlowTerminal | 1MPejKGxvAxOPe64yBS1lv | n/a | n/a | n/a | n/a | n/a | n/a
Light Fixture T1-03 | danielle.r.love@usace.army.mil | 2011-09-14T17:02:59 | Light Fixture T1 | 1AC1 | M_Sconce Light - Sphere:100W - 120V:100W - 120V:753021 | Autodesk Revit MEP 2011 | IfcFlowTerminal | 1MPejKGxvAxOPe64yBS1hz | n/a | n/a | n/a | n/a | n/a | n/a
Light Fixture T1-04 | danielle.r.love@usace.army.mil | 2011-09-14T17:02:59 | Light Fixture T1 | 1AC1 | M_Sconce Light - Sphere:100W - 120V:100W - 120V:753296 | Autodesk Revit MEP 2011 | IfcFlowTerminal | 1MPejKGxvAxOPe64yBS1aG | n/a | n/a | n/a | n/a | n/a | n/a
Light Fixture T1-05 | danielle.r.love@usace.army.mil | 2011-09-14T17:02:59 | Light Fixture T1 | 1DC1 | M_Downlight - Recessed Can:203mm Incandescent - 120V:203mm Incandescent - 120V:927298 | Autodesk Revit MEP 2011 | IfcFlowTerminal | 0Oe4W3Rwf1Dht7uPdCMYHr | n/a | n/a | n/a | n/a | n/a | n/a
Light Fixture T1-06 | danielle.r.love@usace.army.mil | 2011-09-14T17:02:59 | Light Fixture T1 | 1DC1 | M_Downlight - Recessed Can:203mm Incandescent - 120V:203mm Incandescent - 120V:927365 | Autodesk Revit MEP 2011 | IfcFlowTerminal | 0Oe4W3Rwf1Dht7uPdCMYIo | n/a | n/a | n/a | n/a | n/a | n/a
Light Fixture T1-07 | danielle.r.love@usace.army.mil | 2011-09-14T17:02:59 | Light Fixture T1 | 1DC1 | M_Sconce Light - Sphere:100W - 120V:100W - 120V:927616 | Autodesk Revit MEP 2011 | IfcFlowTerminal | 08GdY_8_fDohnDfeW7zj1g | n/a | n/a | n/a | n/a | n/a | n/a
Light Fixture T1-08 | danielle.r.love@usace.army.mil | 2011-09-14T17:02:59 | Light Fixture T1 | 1DC1 | M_Sconce Light - Sphere:100W - 120V:100W - 120V:927617 | Autodesk Revit MEP 2011 | IfcFlowTerminal | 08GdY_8_fDohnDfeW7zj1h | n/a | n/a | n/a | n/a | n/a | n/a
Light Fixture X1-01 | danielle.r.love@usace.army.mil | 2011-09-14T17:02:59 | Light Fixture X1 | 2D18 | M_Downlight - Recessed Can:203mm Incandescent - 120V:203mm Incandescent - 120V:781328 | Autodesk Revit MEP 2011 | IfcFlowTerminal | 0yuotxu8DEgv2qMIt$xLkb | n/a | n/a | n/a | n/a | n/a | n/a
Light Fixture Y1-01 | danielle.r.love@usace.army.mil | 2011-09-14T17:02:59 | Light Fixture Y1 | 2A13 | M_Downlight - Recessed Can:203mm Incandescent - 120V:203mm Incandescent - 120V:783739 | Autodesk Revit MEP 2011 | IfcFlowTerminal | 0yuotxu8DEgv2qMIt$xKBE | n/a | n/a | n/a | n/a | n/a | n/a
Light Fixture Y2-01 | danielle.r.love@usace.army.mil | 2011-09-14T17:02:59 | Light Fixture Y2 | 2A13 | M_Troffer Light - Parabolic Square:0600x0600mm(2 Lamp) - 120V:0600x0600mm(2 Lamp) - 120V:760903 | Autodesk Revit MEP 2011 | IfcFlowTerminal | 3nfyjyjOf1zQfCeH8h9i$9 | n/a | n/a | n/a | n/a | n/a | n/a
Light Switch- Three Way-01 | danielle.r.love@usace.army.mil | 2011-09-14T17:02:59 | Light Switch- Three Way | 1C10 | M_Lighting Switches:Three Way:Three Way:803977 | Autodesk Revit MEP 2011 | IfcFlowTerminal | 1LRV9a7_TAYg7FVXvT_Hmi | n/a | n/a | n/a | n/a | n/a | n/a
Light Switch- Three Way-02 | danielle.r.love@usace.army.mil | 2011-09-14T17:02:59 | Light Switch- Three Way | 1C18 | M_Lighting Switches:Three Way:Three Way:798387 | Autodesk Revit MEP 2011 | IfcFlowTerminal | 0KdYUMbf9698C$hTLVJ9xX | n/a | n/a | n/a | n/a | n/a | n/a
Light Switch- Three Way-03 | danielle.r.love@usace.army.mil | 2011-09-14T17:02:59 | Light Switch- Three Way | 1C18 | M_Lighting Switches:Three Way:Three Way:798953 | Autodesk Revit MEP 2011 | IfcFlowTerminal | 0YIMYffWP7i9skNaemGOHJ | n/a | n/a | n/a | n/a | n/a | n/a
Light Switch- Three Way-04 | danielle.r.love@usace.army.mil | 2011-09-14T17:02:59 | Light Switch- Three Way | 1DC1 | M_Lighting Switches:Three Way:Three Way:811180 | Autodesk Revit MEP 2011 | IfcFlowTerminal | 27hb3WYkv0ex4q4a4cSuZ6 | n/a | n/a | n/a | n/a | n/a | n/a
LIGHT-DENTAL-OPERATING-CHAIR-01 | bill.east@us.army.mil | 2013-02-28T01:01:01 | Equip-D6000 | 2A09 | LIGHT-DENTAL-OPERATING-CHAIR | n/a | n/a | n/a | n/a | n/a | n/a | n/a | n/a | n/a
LIGHT-DENTAL-OPERATING-CHAIR-02 | bill.east@us.army.mil | 2013-02-28T01:01:01 | Equip-D6000 | 2A08 | LIGHT-DENTAL-OPERATING-CHAIR | n/a | n/a | n/a | n/a | n/a | n/a | n/a | n/a | n/a
LIGHT-DENTAL-OPERATING-CHAIR-03 | bill.east@us.army.mil | 2013-02-28T01:01:01 | Equip-D6000 | 2C02 | LIGHT-DENTAL-OPERATING-CHAIR | n/a | n/a | n/a | n/a | n/a | n/a | n/a | n/a | n/a
LIGHT-DENTAL-OPERATING-CHAIR-04 | bill.east@us.army.mil | 2013-02-28T01:01:01 | Equip-D6000 | 2C04 | LIGHT-DENTAL-OPERATING-CHAIR | n/a | n/a | n/a | n/a | n/a | n/a | n/a | n/a | n/a
LIGHT-DENTAL-OPERATING-CHAIR-05 | bill.east@us.army.mil | 2013-02-28T01:01:01 | Equip-D6000 | 2C14 | LIGHT-DENTAL-OPERATING-CHAIR | n/a | n/a | n/a | n/a | n/a | n/a | n/a | n/a | n/a
LIGHT-EXAM-CEILING MOUNTED-M7405-01 | bill.east@us.army.mil | 2013-02-28T01:01:01 | Equip-M7405 | 1D38 | LIGHT-EXAM-CEILING MOUNTED | n/a | n/a | n/a | n/a | n/a | n/a | n/a | n/a | n/a
LIGHT-EXAM-CEILING MOUNTED-M750-01 | bill.east@us.army.mil | 2013-02-28T01:01:01 | Equip-M750 | 1D05 | LIGHT-EXAM-CEILING MOUNTED | n/a | n/a | n/a | n/a | n/a | n/a | n/a | n/a | n/a
Lighting and Appliance Panelboard- 01 | danielle.r.love@usace.army.mil | 2011-09-14T17:02:59 | Lighting and Appliance Panelboard | 1E15 | M_Lighting and Appliance Panelboard - 208V MLO:225 A:1MEC:1063416 | Autodesk Revit MEP 2011 | IfcFlowTerminal | 3mlsJvN5541AmnAA2SD4t5 | n/a | n/a | n/a | n/a | n/a | n/a
Lighting and Appliance Panelboard- 02 | danielle.r.love@usace.army.mil | 2011-09-14T17:02:59 | Lighting and Appliance Panelboard | 1E19 | M_Lighting and Appliance Panelboard - 208V MLO:225 A:E41E:859289 | Autodesk Revit MEP 2011 | IfcFlowTerminal | 23oK9Ybpf2MPoMOri$Yluj | n/a | n/a | n/a | n/a | n/a | n/a
Lighting and Appliance Panelboard- 03 | danielle.r.love@usace.army.mil | 2011-09-14T17:02:59 | Lighting and Appliance Panelboard | 1E19 | M_Lighting and Appliance Panelboard - 208V MLO:225 A:F21E:859016 | Autodesk Revit MEP 2011 | IfcFlowTerminal | 23oK9Ybpf2MPoMOri$Ylay | n/a | n/a | n/a | n/a | n/a | n/a
Lighting and Appliance Panelboard- 04 | danielle.r.love@usace.army.mil | 2011-09-14T17:02:59 | Lighting and Appliance Panelboard | 1E19 | M_Lighting and Appliance Panelboard - 208V MLO:225 A:F41E:859225 | Autodesk Revit MEP 2011 | IfcFlowTerminal | 23oK9Ybpf2MPoMOri$Ylxj | n/a | n/a | n/a | n/a | n/a | n/a
Lighting and Appliance Panelboard- 05 | danielle.r.love@usace.army.mil | 2011-09-14T17:02:59 | Lighting and Appliance Panelboard | 1E19 | M_Lighting and Appliance Panelboard - 208V MLO:225 A:N21E:858856 | Autodesk Revit MEP 2011 | IfcFlowTerminal | 2FRKJ442L0sA1o0Zl_sArA | n/a | n/a | n/a | n/a | n/a | n/a
Lighting and Appliance Panelboard- 06 | danielle.r.love@usace.army.mil | 2011-09-14T17:02:59 | Lighting and Appliance Panelboard | 1E19 | M_Lighting and Appliance Panelboard - 208V MLO:225 A:N21E1:858660 | Autodesk Revit MEP 2011 | IfcFlowTerminal | 23oK9Ybpf2MPoMOri$YlYG | n/a | n/a | n/a | n/a | n/a | n/a
Lighting and Appliance Panelboard- 07 | danielle.r.love@usace.army.mil | 2011-09-14T17:02:59 | Lighting and Appliance Panelboard | 1E19 | M_Lighting and Appliance Panelboard - 208V MLO:225 A:N21E2:858534 | Autodesk Revit MEP 2011 | IfcFlowTerminal | 1VAod$xq1ABfrwbyiSLBLn | n/a | n/a | n/a | n/a | n/a | n/a
Lighting and Appliance Panelboard- 08 | danielle.r.love@usace.army.mil | 2011-09-14T17:02:59 | Lighting and Appliance Panelboard | 1B23 | M_Lighting and Appliance Panelboard - 208V MLO:225 A:L41B:860639 | Autodesk Revit MEP 2011 | IfcFlowTerminal | 23oK9Ybpf2MPoMOri$YiDh | n/a | n/a | n/a | n/a | n/a | n/a
Lighting and Appliance Panelboard- 09 | danielle.r.love@usace.army.mil | 2011-09-14T17:02:59 | Lighting and Appliance Panelboard | 1B23 | M_Lighting and Appliance Panelboard - 208V MLO:225 A:N21B:860380 | Autodesk Revit MEP 2011 | IfcFlowTerminal | 23oK9Ybpf2MPoMOri$Yi9e | n/a | n/a | n/a | n/a | n/a | n/a
Lighting and Appliance Panelboard- 10 | danielle.r.love@usace.army.mil | 2011-09-14T17:02:59 | Lighting and Appliance Panelboard | 1B23 | M_Lighting and Appliance Panelboard - 208V MLO:225 A:N21B1:860405 | Autodesk Revit MEP 2011 | IfcFlowTerminal | 23oK9Ybpf2MPoMOri$Yi91 | n/a | n/a | n/a | n/a | n/a | n/a
Lighting and Appliance Panelboard- 11 | danielle.r.love@usace.army.mil | 2011-09-14T17:02:59 | Lighting and Appliance Panelboard | 1B23 | M_Lighting and Appliance Panelboard - 208V MLO:225 A:N21B2:860552 | Autodesk Revit MEP 2011 | IfcFlowTerminal | 23oK9Ybpf2MPoMOri$YiCy | n/a | n/a | n/a | n/a | n/a | n/a
Lighting and Appliance Panelboard- 12 | danielle.r.love@usace.army.mil | 2011-09-14T17:02:59 | Lighting and Appliance Panelboard | 1C11 | M_Lighting and Appliance Panelboard - 208V MLO:225 A:L41C:861513 | Autodesk Revit MEP 2011 | IfcFlowTerminal | 23oK9Ybpf2MPoMOri$YiVz | n/a | n/a | n/a | n/a | n/a | n/a
Lighting and Appliance Panelboard- 13 | danielle.r.love@usace.army.mil | 2011-09-14T17:02:59 | Lighting and Appliance Panelboard | 1C11 | M_Lighting and Appliance Panelboard - 208V MLO:225 A:N21C:861177 | Autodesk Revit MEP 2011 | IfcFlowTerminal | 23oK9Ybpf2MPoMOri$Yi5D | n/a | n/a | n/a | n/a | n/a | n/a
Lighting and Appliance Panelboard- 14 | danielle.r.love@usace.army.mil | 2011-09-14T17:02:59 | Lighting and Appliance Panelboard | 1C11 | M_Lighting and Appliance Panelboard - 208V MLO:225 A:N21C1:861212 | Autodesk Revit MEP 2011 | IfcFlowTerminal | 23oK9Ybpf2MPoMOri$YiQe | n/a | n/a | n/a | n/a | n/a | n/a
Lighting and Appliance Panelboard- 15 | danielle.r.love@usace.army.mil | 2011-09-14T17:02:59 | Lighting and Appliance Panelboard | 2B13 | M_Lighting and Appliance Panelboard - 208V MLO:225 A:2SITE:936184 | Autodesk Revit MEP 2011 | IfcFlowTerminal | 3siVN4TEj4IQGQkG26auZd | n/a | n/a | n/a | n/a | n/a | n/a
Lighting and Appliance Panelboard- 16 | danielle.r.love@usace.army.mil | 2011-09-14T17:02:59 | Lighting and Appliance Panelboard | 2B13 | M_Lighting and Appliance Panelboard - 208V MLO:225 A:F22B:937316 | Autodesk Revit MEP 2011 | IfcFlowTerminal | 2ls3VmmPX7V9D6mR$D93fB | n/a | n/a | n/a | n/a | n/a | n/a
Lighting and Appliance Panelboard- 17 | danielle.r.love@usace.army.mil | 2011-09-14T17:02:59 | Lighting and Appliance Panelboard | 2B13 | M_Lighting and Appliance Panelboard - 208V MLO:225 A:F42B:936707 | Autodesk Revit MEP 2011 | IfcFlowTerminal | 3siVN4TEj4IQGQkG26auiS | n/a | n/a | n/a | n/a | n/a | n/a
Lighting and Appliance Panelboard- 18 | danielle.r.love@usace.army.mil | 2011-09-14T17:02:59 | Lighting and Appliance Panelboard | 2B13 | M_Lighting and Appliance Panelboard - 208V MLO:225 A:L42B:936522 | Autodesk Revit MEP 2011 | IfcFlowTerminal | 3siVN4TEj4IQGQkG26aufL | n/a | n/a | n/a | n/a | n/a | n/a
Lighting and Appliance Panelboard- 19 | danielle.r.love@usace.army.mil | 2011-09-14T17:02:59 | Lighting and Appliance Panelboard | 2B13 | M_Lighting and Appliance Panelboard - 208V MLO:225 A:N22B:937047 | Autodesk Revit MEP 2011 | IfcFlowTerminal | 3siVN4TEj4IQGQkG26aun8 | n/a | n/a | n/a | n/a | n/a | n/a
Lighting and Appliance Panelboard- 20 | danielle.r.love@usace.army.mil | 2011-09-14T17:02:59 | Lighting and Appliance Panelboard | 2B13 | M_Lighting and Appliance Panelboard - 208V MLO:225 A:N22B1:936279 | Autodesk Revit MEP 2011 | IfcFlowTerminal | 3siVN4TEj4IQGQkG26aub8 | n/a | n/a | n/a | n/a | n/a | n/a
Lighting and Appliance Panelboard- 21 | danielle.r.love@usace.army.mil | 2011-09-14T17:02:59 | Lighting and Appliance Panelboard | 2B13 | M_Lighting and Appliance Panelboard - 208V MLO:225 A:N22B2:936228 | Autodesk Revit MEP 2011 | IfcFlowTerminal | 3siVN4TEj4IQGQkG26auax | n/a | n/a | n/a | n/a | n/a | n/a
Lighting and Appliance Panelboard- 22 | danielle.r.love@usace.army.mil | 2011-09-14T17:02:59 | Lighting and Appliance Panelboard | 2C18 | M_Lighting and Appliance Panelboard - 208V MLO:225 A:2MEC:939396 | Autodesk Revit MEP 2011 | IfcFlowTerminal | 3siVN4TEj4IQGQkG26avMR | n/a | n/a | n/a | n/a | n/a | n/a
Lighting and Appliance Panelboard- 23 | danielle.r.love@usace.army.mil | 2011-09-14T17:02:59 | Lighting and Appliance Panelboard | 2C18 | M_Lighting and Appliance Panelboard - 208V MLO:225 A:F22C:938873 | Autodesk Revit MEP 2011 | IfcFlowTerminal | 3siVN4TEj4IQGQkG26avDc | n/a | n/a | n/a | n/a | n/a | n/a
Lighting and Appliance Panelboard- 24 | danielle.r.love@usace.army.mil | 2011-09-14T17:02:59 | Lighting and Appliance Panelboard | 2C18 | M_Lighting and Appliance Panelboard - 208V MLO:225 A:F42C:938813 | Autodesk Revit MEP 2011 | IfcFlowTerminal | 3siVN4TEj4IQGQkG26avCY | n/a | n/a | n/a | n/a | n/a | n/a
Lighting and Appliance Panelboard- 25 | danielle.r.love@usace.army.mil | 2011-09-14T17:02:59 | Lighting and Appliance Panelboard | 2C18 | M_Lighting and Appliance Panelboard - 208V MLO:225 A:L42C:939569 | Autodesk Revit MEP 2011 | IfcFlowTerminal | 3siVN4TEj4IQGQkG26avOk | n/a | n/a | n/a | n/a | n/a | n/a
Lighting and Appliance Panelboard- 26 | danielle.r.love@usace.army.mil | 2011-09-14T17:02:59 | Lighting and Appliance Panelboard | 2C18 | M_Lighting and Appliance Panelboard - 208V MLO:225 A:N22C:939057 | Autodesk Revit MEP 2011 | IfcFlowTerminal | 3siVN4TEj4IQGQkG26avGk | n/a | n/a | n/a | n/a | n/a | n/a
Lighting and Appliance Panelboard- 27 | danielle.r.love@usace.army.mil | 2011-09-14T17:02:59 | Lighting and Appliance Panelboard | 2C18 | M_Lighting and Appliance Panelboard - 208V MLO:225 A:N22C1:939133 | Autodesk Revit MEP 2011 | IfcFlowTerminal | 3siVN4TEj4IQGQkG26avHY | n/a | n/a | n/a | n/a | n/a | n/a
Lighting and Appliance Panelboard- 28 | danielle.r.love@usace.army.mil | 2011-09-14T17:02:59 | Lighting and Appliance Panelboard | 2C18 | M_Lighting and Appliance Panelboard - 208V MLO:225 A:N22C2:939184 | Autodesk Revit MEP 2011 | IfcFlowTerminal | 3siVN4TEj4IQGQkG26avIl | n/a | n/a | n/a | n/a | n/a | n/a
LightSwitch-001 | danielle.r.love@usace.army.mil | 2011-09-14T17:02:59 | Light Switch | 1E01 | M_Lighting Switches:Single Pole:Single Pole:814607 | Autodesk Revit MEP 2011 | IfcFlowTerminal | 0FXKOTtYf3kRrcedvXFXp1 | n/a | n/a | n/a | n/a | n/a | n/a
LightSwitch-002 | danielle.r.love@usace.army.mil | 2011-09-14T17:02:59 | Light Switch | 1E02 | M_Lighting Switches:Single Pole:Single Pole:814717 | Autodesk Revit MEP 2011 | IfcFlowTerminal | 0FXKOTtYf3kRrcedvXFXop | n/a | n/a | n/a | n/a | n/a | n/a
LightSwitch-003 | danielle.r.love@usace.army.mil | 2011-09-14T17:02:59 | Light Switch | 1E03 | M_Lighting Switches:Single Pole:Single Pole:814814 | Autodesk Revit MEP 2011 | IfcFlowTerminal | 0FXKOTtYf3kRrcedvXFXmG | n/a | n/a | n/a | n/a | n/a | n/a
LightSwitch-004 | danielle.r.love@usace.army.mil | 2011-09-14T17:02:59 | Light Switch | 1E04 | M_Lighting Switches:Single Pole:Single Pole:814459 | Autodesk Revit MEP 2011 | IfcFlowTerminal | 0FXKOTtYf3kRrcedvXFX_r | n/a | n/a | n/a | n/a | n/a | n/a
LightSwitch-005 | danielle.r.love@usace.army.mil | 2011-09-14T17:02:59 | Light Switch | 1E05 | M_Lighting Switches:Single Pole:Single Pole:814969 | Autodesk Revit MEP 2011 | IfcFlowTerminal | 0FXKOTtYf3kRrcedvXFXst | n/a | n/a | n/a | n/a | n/a | n/a
LightSwitch-006 | danielle.r.love@usace.army.mil | 2011-09-14T17:02:59 | Light Switch | 1E06 | M_Lighting Switches:Single Pole:Single Pole:814350 | Autodesk Revit MEP 2011 | IfcFlowTerminal | 0FXKOTtYf3kRrcedvXFX$0 | n/a | n/a | n/a | n/a | n/a | n/a
LightSwitch-007 | danielle.r.love@usace.army.mil | 2011-09-14T17:02:59 | Light Switch | 1E07 | M_Lighting Switches:Single Pole:Single Pole:814134 | Autodesk Revit MEP 2011 | IfcFlowTerminal | 0FXKOTtYf3kRrcedvXFXxu | n/a | n/a | n/a | n/a | n/a | n/a
LightSwitch-008 | danielle.r.love@usace.army.mil | 2011-09-14T17:02:59 | Light Switch | 1E07 | M_Lighting Switches:Single Pole:Single Pole:814259 | Autodesk Revit MEP 2011 | IfcFlowTerminal | 0FXKOTtYf3kRrcedvXFXvz | n/a | n/a | n/a | n/a | n/a | n/a
LightSwitch-009 | danielle.r.love@usace.army.mil | 2011-09-14T17:02:59 | Light Switch | 1E09 | M_Lighting Switches:Single Pole:Single Pole:813945 | Autodesk Revit MEP 2011 | IfcFlowTerminal | 0FXKOTtYf3kRrcedvXFXct | n/a | n/a | n/a | n/a | n/a | n/a
LightSwitch-010 | danielle.r.love@usace.army.mil | 2011-09-14T17:02:59 | Light Switch | 1E10 | M_Lighting Switches:Single Pole:Single Pole:814012 | Autodesk Revit MEP 2011 | IfcFlowTerminal | 0FXKOTtYf3kRrcedvXFXbo | n/a | n/a | n/a | n/a | n/a | n/a
LightSwitch-011 | danielle.r.love@usace.army.mil | 2011-09-14T17:02:59 | Light Switch | 1E11 | M_Lighting Switches:Single Pole:Single Pole:813556 | Autodesk Revit MEP 2011 | IfcFlowTerminal | 0FXKOTtYf3kRrcedvXFXiw | n/a | n/a | n/a | n/a | n/a | n/a
LightSwitch-012 | danielle.r.love@usace.army.mil | 2011-09-14T17:02:59 | Light Switch | 1E12 | M_Lighting Switches:Single Pole:Single Pole:813186 | Autodesk Revit MEP 2011 | IfcFlowTerminal | 0FXKOTtYf3kRrcedvXFXfC | n/a | n/a | n/a | n/a | n/a | n/a
LightSwitch-013 | danielle.r.love@usace.army.mil | 2011-09-14T17:02:59 | Light Switch | 1E14 | M_Lighting Switches:Single Pole:Single Pole:813009 | Autodesk Revit MEP 2011 | IfcFlowTerminal | 0FXKOTtYf3kRrcedvXFXKV | n/a | n/a | n/a | n/a | n/a | n/a
LightSwitch-014 | danielle.r.love@usace.army.mil | 2011-09-14T17:02:59 | Light Switch | 1E15 | M_Lighting Switches:Single Pole:Single Pole:813365 | Autodesk Revit MEP 2011 | IfcFlowTerminal | 0FXKOTtYf3kRrcedvXFXlx | n/a | n/a | n/a | n/a | n/a | n/a
LightSwitch-015 | danielle.r.love@usace.army.mil | 2011-09-14T17:02:59 | Light Switch | 1E16 | M_Lighting Switches:Single Pole:Single Pole:819572 | Autodesk Revit MEP 2011 | IfcFlowTerminal | 0FXKOTtYf3kRrcedvXFlEw | n/a | n/a | n/a | n/a | n/a | n/a
LightSwitch-016 | danielle.r.love@usace.army.mil | 2011-09-14T17:02:59 | Light Switch | 1E17 | M_Lighting Switches:Single Pole:Single Pole:819880 | Autodesk Revit MEP 2011 | IfcFlowTerminal | 0FXKOTtYf3kRrcedvXFl1c | n/a | n/a | n/a | n/a | n/a | n/a
LightSwitch-017 | danielle.r.love@usace.army.mil | 2011-09-14T17:02:59 | Light Switch | 1E18 | M_Lighting Switches:Single Pole:Single Pole:819825 | Autodesk Revit MEP 2011 | IfcFlowTerminal | 0FXKOTtYf3kRrcedvXFl2$ | n/a | n/a | n/a | n/a | n/a | n/a
LightSwitch-018 | danielle.r.love@usace.army.mil | 2011-09-14T17:02:59 | Light Switch | 1E19 | M_Lighting Switches:Single Pole:Single Pole:819445 | Autodesk Revit MEP 2011 | IfcFlowTerminal | 0FXKOTtYf3kRrcedvXFl8x | n/a | n/a | n/a | n/a | n/a | n/a
LightSwitch-019 | danielle.r.love@usace.army.mil | 2011-09-14T17:02:59 | Light Switch | 1E20 | M_Lighting Switches:Single Pole:Single Pole:818499 | Autodesk Revit MEP 2011 | IfcFlowTerminal | 0FXKOTtYf3kRrcedvXFW_D | n/a | n/a | n/a | n/a | n/a | n/a
LightSwitch-020 | danielle.r.love@usace.army.mil | 2011-09-14T17:02:59 | Light Switch | 1E21 | M_Lighting Switches:Single Pole:Single Pole:818809 | Autodesk Revit MEP 2011 | IfcFlowTerminal | 0FXKOTtYf3kRrcedvXFWot | n/a | n/a | n/a | n/a | n/a | n/a
LightSwitch-021 | danielle.r.love@usace.army.mil | 2011-09-14T17:02:59 | Light Switch | 1E22 | M_Lighting Switches:Single Pole:Single Pole:818986 | Autodesk Revit MEP 2011 | IfcFlowTerminal | 0FXKOTtYf3kRrcedvXFWta | n/a | n/a | n/a | n/a | n/a | n/a
LightSwitch-022 | danielle.r.love@usace.army.mil | 2011-09-14T17:02:59 | Light Switch | 1E23 | M_Lighting Switches:Single Pole:Single Pole:819278 | Autodesk Revit MEP 2011 | IfcFlowTerminal | 0FXKOTtYf3kRrcedvXFlA0 | n/a | n/a | n/a | n/a | n/a | n/a
LightSwitch-023 | danielle.r.love@usace.army.mil | 2011-09-14T17:02:59 | Light Switch | 1E24 | M_Lighting Switches:Single Pole:Single Pole:817900 | Autodesk Revit MEP 2011 | IfcFlowTerminal | 0FXKOTtYf3kRrcedvXFWWY | n/a | n/a | n/a | n/a | n/a | n/a
LightSwitch-024 | danielle.r.love@usace.army.mil | 2011-09-14T17:02:59 | Light Switch | 1E24 | M_Lighting Switches:Single Pole:Single Pole:818059 | Autodesk Revit MEP 2011 | IfcFlowTerminal | 0FXKOTtYf3kRrcedvXFWb5 | n/a | n/a | n/a | n/a | n/a | n/a
LightSwitch-025 | danielle.r.love@usace.army.mil | 2011-09-14T17:02:59 | Light Switch | 1E26 | M_Lighting Switches:Single Pole:Single Pole:817560 | Autodesk Revit MEP 2011 | IfcFlowTerminal | 0FXKOTtYf3kRrcedvXFWjM | n/a | n/a | n/a | n/a | n/a | n/a
LightSwitch-026 | danielle.r.love@usace.army.mil | 2011-09-14T17:02:59 | Light Switch | 1E27 | M_Lighting Switches:Single Pole:Single Pole:817668 | Autodesk Revit MEP 2011 | IfcFlowTerminal | 0FXKOTtYf3kRrcedvXFWZA | n/a | n/a | n/a | n/a | n/a | n/a
LightSwitch-027 | danielle.r.love@usace.army.mil | 2011-09-14T17:02:59 | Light Switch | 1E28 | M_Lighting Switches:Single Pole:Single Pole:817744 | Autodesk Revit MEP 2011 | IfcFlowTerminal | 0FXKOTtYf3kRrcedvXFWYU | n/a | n/a | n/a | n/a | n/a | n/a
LightSwitch-028 | danielle.r.love@usace.army.mil | 2011-09-14T17:02:59 | Light Switch | 1E30 | M_Lighting Switches:Single Pole:Single Pole:819190 | Autodesk Revit MEP 2011 | IfcFlowTerminal | 0FXKOTtYf3kRrcedvXFWqu | n/a | n/a | n/a | n/a | n/a | n/a
LightSwitch-029 | danielle.r.love@usace.army.mil | 2011-09-14T17:02:59 | Light Switch | 1E33 | M_Lighting Switches:Single Pole:Single Pole:813301 | Autodesk Revit MEP 2011 | IfcFlowTerminal | 0FXKOTtYf3kRrcedvXFXex | n/a | n/a | n/a | n/a | n/a | n/a
LightSwitch-030 | danielle.r.love@usace.army.mil | 2011-09-14T17:02:59 | Light Switch | 1A03 | M_Lighting Switches:Single Pole:Single Pole:806667 | Autodesk Revit MEP 2011 | IfcFlowTerminal | 1LRV9a7_TAYg7FVXvT_HUk | n/a | n/a | n/a | n/a | n/a | n/a
LightSwitch-031 | danielle.r.love@usace.army.mil | 2011-09-14T17:02:59 | Light Switch | 1A04 | M_Lighting Switches:Single Pole:Single Pole:807245 | Autodesk Revit MEP 2011 | IfcFlowTerminal | 1LRV9a7_TAYg7FVXvT_Gde | n/a | n/a | n/a | n/a | n/a | n/a
LightSwitch-032 | danielle.r.love@usace.army.mil | 2011-09-14T17:02:59 | Light Switch | 1A05 | M_Lighting Switches:Single Pole:Single Pole:806465 | Autodesk Revit MEP 2011 | IfcFlowTerminal | 1LRV9a7_TAYg7FVXvT_HRa | n/a | n/a | n/a | n/a | n/a | n/a
LightSwitch-033 | danielle.r.love@usace.army.mil | 2011-09-14T17:02:59 | Light Switch | 1A06 | M_Lighting Switches:Single Pole:Single Pole:807125 | Autodesk Revit MEP 2011 | IfcFlowTerminal | 1LRV9a7_TAYg7FVXvT_GXm | n/a | n/a | n/a | n/a | n/a | n/a
LightSwitch-034 | danielle.r.love@usace.army.mil | 2011-09-14T17:02:59 | Light Switch | 1A07 | M_Lighting Switches:Single Pole:Single Pole:806189 | Autodesk Revit MEP 2011 | IfcFlowTerminal | 1LRV9a7_TAYg7FVXvT_HM8 | n/a | n/a | n/a | n/a | n/a | n/a
LightSwitch-035 | danielle.r.love@usace.army.mil | 2011-09-14T17:02:59 | Light Switch | 1A08 | M_Lighting Switches:Single Pole:Single Pole:805904 | Autodesk Revit MEP 2011 | IfcFlowTerminal | 1LRV9a7_TAYg7FVXvT_HIr | n/a | n/a | n/a | n/a | n/a | n/a
LightSwitch-036 | danielle.r.love@usace.army.mil | 2011-09-14T17:02:59 | Light Switch | 1A09 | M_Lighting Switches:Single Pole:Single Pole:805429 | Autodesk Revit MEP 2011 | IfcFlowTerminal | 1LRV9a7_TAYg7FVXvT_HAG | n/a | n/a | n/a | n/a | n/a | n/a
LightSwitch-037 | danielle.r.love@usace.army.mil | 2011-09-14T17:02:59 | Light Switch | 1A10 | M_Lighting Switches:Single Pole:Single Pole:805694 | Autodesk Revit MEP 2011 | IfcFlowTerminal | 1LRV9a7_TAYg7FVXvT_HER | n/a | n/a | n/a | n/a | n/a | n/a
LightSwitch-038 | danielle.r.love@usace.army.mil | 2011-09-14T17:02:59 | Light Switch | 1A11 | M_Lighting Switches:Single Pole:Single Pole:805799 | Autodesk Revit MEP 2011 | IfcFlowTerminal | 1LRV9a7_TAYg7FVXvT_HC2 | n/a | n/a | n/a | n/a | n/a | n/a
LightSwitch-039 | danielle.r.love@usace.army.mil | 2011-09-14T17:02:59 | Light Switch | 1A12 | M_Lighting Switches:Single Pole:Single Pole:805499 | Autodesk Revit MEP 2011 | IfcFlowTerminal | 1LRV9a7_TAYg7FVXvT_HBU | n/a | n/a | n/a | n/a | n/a | n/a
LightSwitch-040 | danielle.r.love@usace.army.mil | 2011-09-14T17:02:59 | Light Switch | 1A13 | M_Lighting Switches:Single Pole:Single Pole:808334 | Autodesk Revit MEP 2011 | IfcFlowTerminal | 1LRV9a7_TAYg7FVXvT_Gqh | n/a | n/a | n/a | n/a | n/a | n/a
LightSwitch-041 | danielle.r.love@usace.army.mil | 2011-09-14T17:02:59 | Light Switch | 1A14 | M_Lighting Switches:Single Pole:Single Pole:808165 | Autodesk Revit MEP 2011 | IfcFlowTerminal | 1LRV9a7_TAYg7FVXvT_Gn0 | n/a | n/a | n/a | n/a | n/a | n/a
LightSwitch-042 | danielle.r.love@usace.army.mil | 2011-09-14T17:02:59 | Light Switch | 1A15 | M_Lighting Switches:Single Pole:Single Pole:807734 | Autodesk Revit MEP 2011 | IfcFlowTerminal | 1LRV9a7_TAYg7FVXvT_GkJ | n/a | n/a | n/a | n/a | n/a | n/a
LightSwitch-043 | danielle.r.love@usace.army.mil | 2011-09-14T17:02:59 | Light Switch | 1A16 | M_Lighting Switches:Single Pole:Single Pole:806115 | Autodesk Revit MEP 2011 | IfcFlowTerminal | 1LRV9a7_TAYg7FVXvT_HH6 | n/a | n/a | n/a | n/a | n/a | n/a
LightSwitch-044 | danielle.r.love@usace.army.mil | 2011-09-14T17:02:59 | Light Switch | 1AC4 | M_Lighting Switches:Single Pole:Single Pole:805558 | Autodesk Revit MEP 2011 | IfcFlowTerminal | 1LRV9a7_TAYg7FVXvT_H8J | n/a | n/a | n/a | n/a | n/a | n/a
LightSwitch-045 | danielle.r.love@usace.army.mil | 2011-09-14T17:02:59 | Light Switch | 1AC5 | M_Lighting Switches:Single Pole:Single Pole:806381 | Autodesk Revit MEP 2011 | IfcFlowTerminal | 1LRV9a7_TAYg7FVXvT_HL8 | n/a | n/a | n/a | n/a | n/a | n/a
LightSwitch-046 | danielle.r.love@usace.army.mil | 2011-09-14T17:02:59 | Light Switch | 1AC5 | M_Lighting Switches:Single Pole:Single Pole:807422 | Autodesk Revit MEP 2011 | IfcFlowTerminal | 1LRV9a7_TAYg7FVXvT_GbR | n/a | n/a | n/a | n/a | n/a | n/a
LightSwitch-047 | danielle.r.love@usace.army.mil | 2011-09-14T17:02:59 | Light Switch | 1B01 | M_Lighting Switches:Single Pole:Single Pole:824335 | Autodesk Revit MEP 2011 | IfcFlowTerminal | 0FXKOTtYf3kRrcedvXFkR1 | n/a | n/a | n/a | n/a | n/a | n/a
LightSwitch-048 | danielle.r.love@usace.army.mil | 2011-09-14T17:02:59 | Light Switch | 1B02 | M_Lighting Switches:Single Pole:Single Pole:823724 | Autodesk Revit MEP 2011 | IfcFlowTerminal | 0FXKOTtYf3kRrcedvXFkDY | n/a | n/a | n/a | n/a | n/a | n/a
LightSwitch-049 | danielle.r.love@usace.army.mil | 2011-09-14T17:02:59 | Light Switch | 1B04 | M_Lighting Switches:Single Pole:Single Pole:822413 | Autodesk Revit MEP 2011 | IfcFlowTerminal | 0FXKOTtYf3kRrcedvXFlv3 | n/a | n/a | n/a | n/a | n/a | n/a
LightSwitch-050 | danielle.r.love@usace.army.mil | 2011-09-14T17:02:59 | Light Switch | 1B04 | M_Lighting Switches:Single Pole:Single Pole:823139 | Autodesk Revit MEP 2011 | IfcFlowTerminal | 0FXKOTtYf3kRrcedvXFlsj | n/a | n/a | n/a | n/a | n/a | n/a
LightSwitch-051 | danielle.r.love@usace.army.mil | 2011-09-14T17:02:59 | Light Switch | 1B05 | M_Lighting Switches:Single Pole:Single Pole:822076 | Autodesk Revit MEP 2011 | IfcFlowTerminal | 0FXKOTtYf3kRrcedvXFldo | n/a | n/a | n/a | n/a | n/a | n/a
LightSwitch-052 | danielle.r.love@usace.army.mil | 2011-09-14T17:02:59 | Light Switch | 1B06 | M_Lighting Switches:Single Pole:Single Pole:823066 | Autodesk Revit MEP 2011 | IfcFlowTerminal | 0FXKOTtYf3kRrcedvXFltK | n/a | n/a | n/a | n/a | n/a | n/a
LightSwitch-053 | danielle.r.love@usace.army.mil | 2011-09-14T17:02:59 | Light Switch | 1B07 | M_Lighting Switches:Single Pole:Single Pole:821991 | Autodesk Revit MEP 2011 | IfcFlowTerminal | 0FXKOTtYf3kRrcedvXFlWf | n/a | n/a | n/a | n/a | n/a | n/a
LightSwitch-054 | danielle.r.love@usace.army.mil | 2011-09-14T17:02:59 | Light Switch | 1B08 | M_Lighting Switches:Single Pole:Single Pole:823003 | Autodesk Revit MEP 2011 | IfcFlowTerminal | 0FXKOTtYf3kRrcedvXFlmL | n/a | n/a | n/a | n/a | n/a | n/a
LightSwitch-055 | danielle.r.love@usace.army.mil | 2011-09-14T17:02:59 | Light Switch | 1B09 | M_Lighting Switches:Single Pole:Single Pole:821969 | Autodesk Revit MEP 2011 | IfcFlowTerminal | 0FXKOTtYf3kRrcedvXFlWV | n/a | n/a | n/a | n/a | n/a | n/a
LightSwitch-056 | danielle.r.love@usace.army.mil | 2011-09-14T17:02:59 | Light Switch | 1B10 | M_Lighting Switches:Single Pole:Single Pole:822735 | Autodesk Revit MEP 2011 | IfcFlowTerminal | 0FXKOTtYf3kRrcedvXFly1 | n/a | n/a | n/a | n/a | n/a | n/a
LightSwitch-057 | danielle.r.love@usace.army.mil | 2011-09-14T17:02:59 | Light Switch | 1B11 | M_Lighting Switches:Single Pole:Single Pole:822650 | Autodesk Revit MEP 2011 | IfcFlowTerminal | 0FXKOTtYf3kRrcedvXFl_q | n/a | n/a | n/a | n/a | n/a | n/a
LightSwitch-058 | danielle.r.love@usace.army.mil | 2011-09-14T17:02:59 | Light Switch | 1B17 | M_Lighting Switches:Single Pole:Single Pole:822180 | Autodesk Revit MEP 2011 | IfcFlowTerminal | 0FXKOTtYf3kRrcedvXFlbg | n/a | n/a | n/a | n/a | n/a | n/a
LightSwitch-059 | danielle.r.love@usace.army.mil | 2011-09-14T17:02:59 | Light Switch | 1B19 | M_Lighting Switches:Single Pole:Single Pole:821134 | Autodesk Revit MEP 2011 | IfcFlowTerminal | 0FXKOTtYf3kRrcedvXFlL0 | n/a | n/a | n/a | n/a | n/a | n/a
LightSwitch-060 | danielle.r.love@usace.army.mil | 2011-09-14T17:02:59 | Light Switch | 1B19 | M_Lighting Switches:Single Pole:Single Pole:821262 | Autodesk Revit MEP 2011 | IfcFlowTerminal | 0FXKOTtYf3kRrcedvXFlh0 | n/a | n/a | n/a | n/a | n/a | n/a
LightSwitch-061 | danielle.r.love@usace.army.mil | 2011-09-14T17:02:59 | Light Switch | 1B19 | M_Lighting Switches:Single Pole:Single Pole:821628 | Autodesk Revit MEP 2011 | IfcFlowTerminal | 0FXKOTtYf3kRrcedvXFlko | n/a | n/a | n/a | n/a | n/a | n/a
LightSwitch-062 | danielle.r.love@usace.army.mil | 2011-09-14T17:02:59 | Light Switch | 1B21 | M_Lighting Switches:Single Pole:Single Pole:815223 | Autodesk Revit MEP 2011 | IfcFlowTerminal | 0FXKOTtYf3kRrcedvXFWAv | n/a | n/a | n/a | n/a | n/a | n/a
LightSwitch-063 | danielle.r.love@usace.army.mil | 2011-09-14T17:02:59 | Light Switch | 1B23 | M_Lighting Switches:Single Pole:Single Pole:820830 | Autodesk Revit MEP 2011 | IfcFlowTerminal | 0FXKOTtYf3kRrcedvXFlIG | n/a | n/a | n/a | n/a | n/a | n/a
LightSwitch-064 | danielle.r.love@usace.army.mil | 2011-09-14T17:02:59 | Light Switch | 1BC1 | M_Lighting Switches:Single Pole:Single Pole:824211 | Autodesk Revit MEP 2011 | IfcFlowTerminal | 0FXKOTtYf3kRrcedvXFk5T | n/a | n/a | n/a | n/a | n/a | n/a
LightSwitch-065 | danielle.r.love@usace.army.mil | 2011-09-14T17:02:59 | Light Switch | 1BC3 | M_Lighting Switches:Single Pole:Single Pole:820075 | Autodesk Revit MEP 2011 | IfcFlowTerminal | 0FXKOTtYf3kRrcedvXFl6b | n/a | n/a | n/a | n/a | n/a | n/a
LightSwitch-066 | danielle.r.love@usace.army.mil | 2011-09-14T17:02:59 | Light Switch | 1BC4 | M_Lighting Switches:Single Pole:Single Pole:820512 | Autodesk Revit MEP 2011 | IfcFlowTerminal | 0FXKOTtYf3kRrcedvXFlVk | n/a | n/a | n/a | n/a | n/a | n/a
LightSwitch-067 | danielle.r.love@usace.army.mil | 2011-09-14T17:02:59 | Light Switch | 1C02 | M_Lighting Switches:Single Pole:Single Pole:803418 | Autodesk Revit MEP 2011 | IfcFlowTerminal | 1LRV9a7_TAYg7FVXvT_Hh$ | n/a | n/a | n/a | n/a | n/a | n/a
LightSwitch-068 | danielle.r.love@usace.army.mil | 2011-09-14T17:02:59 | Light Switch | 1C02 | M_Lighting Switches:Single Pole:Single Pole:826019 | Autodesk Revit MEP 2011 | IfcFlowTerminal | 3dg6tDRA54OxNLWvKHl6CI | n/a | n/a | n/a | n/a | n/a | n/a
LightSwitch-069 | danielle.r.love@usace.army.mil | 2011-09-14T17:02:59 | Light Switch | 1C03 | M_Lighting Switches:Single Pole:Single Pole:803717 | Autodesk Revit MEP 2011 | IfcFlowTerminal | 1LRV9a7_TAYg7FVXvT_HiW | n/a | n/a | n/a | n/a | n/a | n/a
LightSwitch-070 | danielle.r.love@usace.army.mil | 2011-09-14T17:02:59 | Light Switch | 1C04 | M_Lighting Switches:Single Pole:Single Pole:805044 | Autodesk Revit MEP 2011 | IfcFlowTerminal | 1LRV9a7_TAYg7FVXvT_H0H | n/a | n/a | n/a | n/a | n/a | n/a
LightSwitch-071 | danielle.r.love@usace.army.mil | 2011-09-14T17:02:59 | Light Switch | 1C05 | M_Lighting Switches:Single Pole:Single Pole:804939 | Autodesk Revit MEP 2011 | IfcFlowTerminal | 1LRV9a7_TAYg7FVXvT_H3k | n/a | n/a | n/a | n/a | n/a | n/a
LightSwitch-072 | danielle.r.love@usace.army.mil | 2011-09-14T17:02:59 | Light Switch | 1C06 | M_Lighting Switches:Single Pole:Single Pole:804855 | Autodesk Revit MEP 2011 | IfcFlowTerminal | 1LRV9a7_TAYg7FVXvT_HzI | n/a | n/a | n/a | n/a | n/a | n/a
LightSwitch-073 | danielle.r.love@usace.army.mil | 2011-09-14T17:02:59 | Light Switch | 1C07 | M_Lighting Switches:Single Pole:Single Pole:804030 | Autodesk Revit MEP 2011 | IfcFlowTerminal | 1LRV9a7_TAYg7FVXvT_HmR | n/a | n/a | n/a | n/a | n/a | n/a
LightSwitch-074 | danielle.r.love@usace.army.mil | 2011-09-14T17:02:59 | Light Switch | 1C07 | M_Lighting Switches:Single Pole:Single Pole:804075 | Autodesk Revit MEP 2011 | IfcFlowTerminal | 1LRV9a7_TAYg7FVXvT_HnE | n/a | n/a | n/a | n/a | n/a | n/a
LightSwitch-075 | danielle.r.love@usace.army.mil | 2011-09-14T17:02:59 | Light Switch | 1C08 | M_Lighting Switches:Single Pole:Single Pole:804129 | Autodesk Revit MEP 2011 | IfcFlowTerminal | 1LRV9a7_TAYg7FVXvT_Hs4 | n/a | n/a | n/a | n/a | n/a | n/a
LightSwitch-076 | danielle.r.love@usace.army.mil | 2011-09-14T17:02:59 | Light Switch | 1C09 | M_Lighting Switches:Single Pole:Single Pole:804666 | Autodesk Revit MEP 2011 | IfcFlowTerminal | 1LRV9a7_TAYg7FVXvT_H_V | n/a | n/a | n/a | n/a | n/a | n/a
LightSwitch-077 | danielle.r.love@usace.army.mil | 2011-09-14T17:02:59 | Light Switch | 1C10 | M_Lighting Switches:Single Pole:Single Pole:803770 | Autodesk Revit MEP 2011 | IfcFlowTerminal | 1LRV9a7_TAYg7FVXvT_HiV | n/a | n/a | n/a | n/a | n/a | n/a
LightSwitch-078 | danielle.r.love@usace.army.mil | 2011-09-14T17:02:59 | Light Switch | 1C11 | M_Lighting Switches:Single Pole:Single Pole:797783 | Autodesk Revit MEP 2011 | IfcFlowTerminal | 0FGGKr9E19BvyMqqUqhC0u | n/a | n/a | n/a | n/a | n/a | n/a
LightSwitch-079 | danielle.r.love@usace.army.mil | 2011-09-14T17:02:59 | Light Switch | 1C12 | M_Lighting Switches:Single Pole:Single Pole:796984 | Autodesk Revit MEP 2011 | IfcFlowTerminal | 0FGGKr9E19BvyMqqUqhCLN | n/a | n/a | n/a | n/a | n/a | n/a
LightSwitch-080 | danielle.r.love@usace.army.mil | 2011-09-14T17:02:59 | Light Switch | 1C13 | M_Lighting Switches:Single Pole:Single Pole:799439 | Autodesk Revit MEP 2011 | IfcFlowTerminal | 1LRV9a7_TAYg7FVXvT_Mfg | n/a | n/a | n/a | n/a | n/a | n/a
LightSwitch-081 | danielle.r.love@usace.army.mil | 2011-09-14T17:02:59 | Light Switch | 1C14 | M_Lighting Switches:Single Pole:Single Pole:796348 | Autodesk Revit MEP 2011 | IfcFlowTerminal | 0FGGKr9E19BvyMqqUqhChJ | n/a | n/a | n/a | n/a | n/a | n/a
LightSwitch-082 | danielle.r.love@usace.army.mil | 2011-09-14T17:02:59 | Light Switch | 1C15 | M_Lighting Switches:Single Pole:Single Pole:798440 | Autodesk Revit MEP 2011 | IfcFlowTerminal | 0YIMYffWP7i9skNaemGPfI | n/a | n/a | n/a | n/a | n/a | n/a
LightSwitch-083 | danielle.r.love@usace.army.mil | 2011-09-14T17:02:59 | Light Switch | 1C16 | M_Lighting Switches:Single Pole:Single Pole:795927 | Autodesk Revit MEP 2011 | IfcFlowTerminal | 0FGGKr9E19BvyMqqUqhCbu | n/a | n/a | n/a | n/a | n/a | n/a
LightSwitch-084 | danielle.r.love@usace.army.mil | 2011-09-14T17:02:59 | Light Switch | 1C17 | M_Lighting Switches:Single Pole:Single Pole:798847 | Autodesk Revit MEP 2011 | IfcFlowTerminal | 0YIMYffWP7i9skNaemGOJ5 | n/a | n/a | n/a | n/a | n/a | n/a
LightSwitch-085 | danielle.r.love@usace.army.mil | 2011-09-14T17:02:59 | Light Switch | 1C19 | M_Lighting Switches:Single Pole:Single Pole:795878 | Autodesk Revit MEP 2011 | IfcFlowTerminal | 1uMML$cxH6u8Lh2wxbD0e8 | n/a | n/a | n/a | n/a | n/a | n/a
LightSwitch-086 | danielle.r.love@usace.army.mil | 2011-09-14T17:02:59 | Light Switch | 1CC1 | M_Lighting Switches:Single Pole:Single Pole:805222 | Autodesk Revit MEP 2011 | IfcFlowTerminal | 1LRV9a7_TAYg7FVXvT_H73 | n/a | n/a | n/a | n/a | n/a | n/a
LightSwitch-087 | danielle.r.love@usace.army.mil | 2011-09-14T17:02:59 | Light Switch | 1D01 | M_Lighting Switches:Single Pole:Single Pole:801562 | Autodesk Revit MEP 2011 | IfcFlowTerminal | 1LRV9a7_TAYg7FVXvT_ME$ | n/a | n/a | n/a | n/a | n/a | n/a
LightSwitch-088 | danielle.r.love@usace.army.mil | 2011-09-14T17:02:59 | Light Switch | 1D02 | M_Lighting Switches:Single Pole:Single Pole:801956 | Autodesk Revit MEP 2011 | IfcFlowTerminal | 1LRV9a7_TAYg7FVXvT_MG1 | n/a | n/a | n/a | n/a | n/a | n/a
LightSwitch-089 | danielle.r.love@usace.army.mil | 2011-09-14T17:02:59 | Light Switch | 1D04 | M_Lighting Switches:Single Pole:Single Pole:802435 | Autodesk Revit MEP 2011 | IfcFlowTerminal | 1LRV9a7_TAYg7FVXvT_MOc | n/a | n/a | n/a | n/a | n/a | n/a
LightSwitch-090 | danielle.r.love@usace.army.mil | 2011-09-14T17:02:59 | Light Switch | 1D05 | M_Lighting Switches:Single Pole:Single Pole:802702 | Autodesk Revit MEP 2011 | IfcFlowTerminal | 1LRV9a7_TAYg7FVXvT_MSh | n/a | n/a | n/a | n/a | n/a | n/a
LightSwitch-091 | danielle.r.love@usace.army.mil | 2011-09-14T17:02:59 | Light Switch | 1D06 | M_Lighting Switches:Single Pole:Single Pole:802817 | Autodesk Revit MEP 2011 | IfcFlowTerminal | 1LRV9a7_TAYg7FVXvT_HYa | n/a | n/a | n/a | n/a | n/a | n/a
LightSwitch-092 | danielle.r.love@usace.army.mil | 2011-09-14T17:02:59 | Light Switch | 1D07 | M_Lighting Switches:Single Pole:Single Pole:802982 | Autodesk Revit MEP 2011 | IfcFlowTerminal | 1LRV9a7_TAYg7FVXvT_HW3 | n/a | n/a | n/a | n/a | n/a | n/a
LightSwitch-093 | danielle.r.love@usace.army.mil | 2011-09-14T17:02:59 | Light Switch | 1D08 | M_Lighting Switches:Single Pole:Single Pole:801519 | Autodesk Revit MEP 2011 | IfcFlowTerminal | 1LRV9a7_TAYg7FVXvT_M9A | n/a | n/a | n/a | n/a | n/a | n/a
LightSwitch-094 | danielle.r.love@usace.army.mil | 2011-09-14T17:02:59 | Light Switch | 1D09 | M_Lighting Switches:Single Pole:Single Pole:803110 | Autodesk Revit MEP 2011 | IfcFlowTerminal | 1LRV9a7_TAYg7FVXvT_Hc3 | n/a | n/a | n/a | n/a | n/a | n/a
LightSwitch-095 | danielle.r.love@usace.army.mil | 2011-09-14T17:02:59 | Light Switch | 1D10 | M_Lighting Switches:Single Pole:Single Pole:801352 | Autodesk Revit MEP 2011 | IfcFlowTerminal | 1LRV9a7_TAYg7FVXvT_MBj | n/a | n/a | n/a | n/a | n/a | n/a
LightSwitch-096 | danielle.r.love@usace.army.mil | 2011-09-14T17:02:59 | Light Switch | 1D11 | M_Lighting Switches:Single Pole:Single Pole:803163 | Autodesk Revit MEP 2011 | IfcFlowTerminal | 1LRV9a7_TAYg7FVXvT_Hd_ | n/a | n/a | n/a | n/a | n/a | n/a
LightSwitch-097 | danielle.r.love@usace.army.mil | 2011-09-14T17:02:59 | Light Switch | 1D12 | M_Lighting Switches:Single Pole:Single Pole:801247 | Autodesk Revit MEP 2011 | IfcFlowTerminal | 1LRV9a7_TAYg7FVXvT_M5w | n/a | n/a | n/a | n/a | n/a | n/a
LightSwitch-098 | danielle.r.love@usace.army.mil | 2011-09-14T17:02:59 | Light Switch | 1D13 | M_Lighting Switches:Single Pole:Single Pole:803313 | Autodesk Revit MEP 2011 | IfcFlowTerminal | 1LRV9a7_TAYg7FVXvT_HbK | n/a | n/a | n/a | n/a | n/a | n/a
LightSwitch-099 | danielle.r.love@usace.army.mil | 2011-09-14T17:02:59 | Light Switch | 1D14 | M_Lighting Switches:Single Pole:Single Pole:801082 | Autodesk Revit MEP 2011 | IfcFlowTerminal | 1LRV9a7_TAYg7FVXvT_M6V | n/a | n/a | n/a | n/a | n/a | n/a
LightSwitch-100 | danielle.r.love@usace.army.mil | 2011-09-14T17:02:59 | Light Switch | 1D15 | M_Lighting Switches:Single Pole:Single Pole:800786 | Autodesk Revit MEP 2011 | IfcFlowTerminal | 1LRV9a7_TAYg7FVXvT_M2t | n/a | n/a | n/a | n/a | n/a | n/a
LightSwitch-101 | danielle.r.love@usace.army.mil | 2011-09-14T17:02:59 | Light Switch | 1D16 | M_Lighting Switches:Single Pole:Single Pole:799512 | Autodesk Revit MEP 2011 | IfcFlowTerminal | 1LRV9a7_TAYg7FVXvT_Mkz | n/a | n/a | n/a | n/a | n/a | n/a
LightSwitch-102 | danielle.r.love@usace.army.mil | 2011-09-14T17:02:59 | Light Switch | 1D17 | M_Lighting Switches:Single Pole:Single Pole:799568 | Autodesk Revit MEP 2011 | IfcFlowTerminal | 1LRV9a7_TAYg7FVXvT_Mlr | n/a | n/a | n/a | n/a | n/a | n/a
LightSwitch-103 | danielle.r.love@usace.army.mil | 2011-09-14T17:02:59 | Light Switch | 1D18 | M_Lighting Switches:Single Pole:Single Pole:809790 | Autodesk Revit MEP 2011 | IfcFlowTerminal | 27hb3WYkv0ex4q4a4cSxDK | n/a | n/a | n/a | n/a | n/a | n/a
LightSwitch-104 | danielle.r.love@usace.army.mil | 2011-09-14T17:02:59 | Light Switch | 1D19 | M_Lighting Switches:Single Pole:Single Pole:800541 | Autodesk Revit MEP 2011 | IfcFlowTerminal | 1LRV9a7_TAYg7FVXvT_M_u | n/a | n/a | n/a | n/a | n/a | n/a
LightSwitch-105 | danielle.r.love@usace.army.mil | 2011-09-14T17:02:59 | Light Switch | 1D20 | M_Lighting Switches:Single Pole:Single Pole:800467 | Autodesk Revit MEP 2011 | IfcFlowTerminal | 1LRV9a7_TAYg7FVXvT_Mvs | n/a | n/a | n/a | n/a | n/a | n/a
LightSwitch-106 | danielle.r.love@usace.army.mil | 2011-09-14T17:02:59 | Light Switch | 1D21 | M_Lighting Switches:Single Pole:Single Pole:800165 | Autodesk Revit MEP 2011 | IfcFlowTerminal | 1LRV9a7_TAYg7FVXvT_Mq0 | n/a | n/a | n/a | n/a | n/a | n/a
LightSwitch-107 | danielle.r.love@usace.army.mil | 2011-09-14T17:02:59 | Light Switch | 1D22 | M_Lighting Switches:Single Pole:Single Pole:810587 | Autodesk Revit MEP 2011 | IfcFlowTerminal | 27hb3WYkv0ex4q4a4cSxOn | n/a | n/a | n/a | n/a | n/a | n/a
LightSwitch-108 | danielle.r.love@usace.army.mil | 2011-09-14T17:02:59 | Light Switch | 1D22 | M_Lighting Switches:Single Pole:Single Pole:810640 | Autodesk Revit MEP 2011 | IfcFlowTerminal | 27hb3WYkv0ex4q4a4cSxRw | n/a | n/a | n/a | n/a | n/a | n/a
LightSwitch-109 | danielle.r.love@usace.army.mil | 2011-09-14T17:02:59 | Light Switch | 1D23 | M_Lighting Switches:Single Pole:Single Pole:811985 | Autodesk Revit MEP 2011 | IfcFlowTerminal | 0FXKOTtYf3kRrcedvXFX4V | n/a | n/a | n/a | n/a | n/a | n/a
LightSwitch-110 | danielle.r.love@usace.army.mil | 2011-09-14T17:02:59 | Light Switch | 1D24 | M_Lighting Switches:Single Pole:Single Pole:812075 | Autodesk Revit MEP 2011 | IfcFlowTerminal | 0FXKOTtYf3kRrcedvXFXRb | n/a | n/a | n/a | n/a | n/a | n/a
LightSwitch-111 | danielle.r.love@usace.army.mil | 2011-09-14T17:02:59 | Light Switch | 1D25 | M_Lighting Switches:Single Pole:Single Pole:812883 | Autodesk Revit MEP 2011 | IfcFlowTerminal | 0FXKOTtYf3kRrcedvXFXMT | n/a | n/a | n/a | n/a | n/a | n/a
LightSwitch-112 | danielle.r.love@usace.army.mil | 2011-09-14T17:02:59 | Light Switch | 1D26 | M_Lighting Switches:Single Pole:Single Pole:812766 | Autodesk Revit MEP 2011 | IfcFlowTerminal | 0FXKOTtYf3kRrcedvXFXGG | n/a | n/a | n/a | n/a | n/a | n/a
LightSwitch-113 | danielle.r.love@usace.army.mil | 2011-09-14T17:02:59 | Light Switch | 1D27 | M_Lighting Switches:Single Pole:Single Pole:812252 | Autodesk Revit MEP 2011 | IfcFlowTerminal | 0FXKOTtYf3kRrcedvXFXOI | n/a | n/a | n/a | n/a | n/a | n/a
LightSwitch-114 | danielle.r.love@usace.army.mil | 2011-09-14T17:02:59 | Light Switch | 1D28 | M_Lighting Switches:Single Pole:Single Pole:816770 | Autodesk Revit MEP 2011 | IfcFlowTerminal | 0FXKOTtYf3kRrcedvXFWHC | n/a | n/a | n/a | n/a | n/a | n/a
LightSwitch-115 | danielle.r.love@usace.army.mil | 2011-09-14T17:02:59 | Light Switch | 1D30 | M_Lighting Switches:Single Pole:Single Pole:812430 | Autodesk Revit MEP 2011 | IfcFlowTerminal | 0FXKOTtYf3kRrcedvXFXT0 | n/a | n/a | n/a | n/a | n/a | n/a
LightSwitch-116 | danielle.r.love@usace.army.mil | 2011-09-14T17:02:59 | Light Switch | 1D31 | M_Lighting Switches:Single Pole:Single Pole:816853 | Autodesk Revit MEP 2011 | IfcFlowTerminal | 0FXKOTtYf3kRrcedvXFWGR | n/a | n/a | n/a | n/a | n/a | n/a
LightSwitch-117 | danielle.r.love@usace.army.mil | 2011-09-14T17:02:59 | Light Switch | 1D32 | M_Lighting Switches:Single Pole:Single Pole:816706 | Autodesk Revit MEP 2011 | IfcFlowTerminal | 0FXKOTtYf3kRrcedvXFWIC | n/a | n/a | n/a | n/a | n/a | n/a
LightSwitch-118 | danielle.r.love@usace.army.mil | 2011-09-14T17:02:59 | Light Switch | 1D33 | M_Lighting Switches:Single Pole:Single Pole:817170 | Autodesk Revit MEP 2011 | IfcFlowTerminal | 0FXKOTtYf3kRrcedvXFWhS | n/a | n/a | n/a | n/a | n/a | n/a
LightSwitch-119 | danielle.r.love@usace.army.mil | 2011-09-14T17:02:59 | Light Switch | 1D34 | M_Lighting Switches:Single Pole:Single Pole:816508 | Autodesk Revit MEP 2011 | IfcFlowTerminal | 0FXKOTtYf3kRrcedvXFWUo | n/a | n/a | n/a | n/a | n/a | n/a
LightSwitch-120 | danielle.r.love@usace.army.mil | 2011-09-14T17:02:59 | Light Switch | 1D35 | M_Lighting Switches:Single Pole:Single Pole:816136 | Autodesk Revit MEP 2011 | IfcFlowTerminal | 0FXKOTtYf3kRrcedvXFWR6 | n/a | n/a | n/a | n/a | n/a | n/a
LightSwitch-121 | danielle.r.love@usace.army.mil | 2011-09-14T17:02:59 | Light Switch | 1D36 | M_Lighting Switches:Single Pole:Single Pole:816486 | Autodesk Revit MEP 2011 | IfcFlowTerminal | 0FXKOTtYf3kRrcedvXFWUe | n/a | n/a | n/a | n/a | n/a | n/a
LightSwitch-122 | danielle.r.love@usace.army.mil | 2011-09-14T17:02:59 | Light Switch | 1D38 | M_Lighting Switches:Single Pole:Single Pole:815105 | Autodesk Revit MEP 2011 | IfcFlowTerminal | 0FXKOTtYf3kRrcedvXFWBF | n/a | n/a | n/a | n/a | n/a | n/a
LightSwitch-123 | danielle.r.love@usace.army.mil | 2011-09-14T17:02:59 | Light Switch | 1D39 | M_Lighting Switches:Single Pole:Single Pole:817233 | Autodesk Revit MEP 2011 | IfcFlowTerminal | 0FXKOTtYf3kRrcedvXFWgV | n/a | n/a | n/a | n/a | n/a | n/a
LightSwitch-124 | danielle.r.love@usace.army.mil | 2011-09-14T17:02:59 | Light Switch | 1D40 | M_Lighting Switches:Single Pole:Single Pole:815581 | Autodesk Revit MEP 2011 | IfcFlowTerminal | 0FXKOTtYf3kRrcedvXFWCJ | n/a | n/a | n/a | n/a | n/a | n/a
LightSwitch-125 | danielle.r.love@usace.army.mil | 2011-09-14T17:02:59 | Light Switch | 1DC1 | M_Lighting Switches:Single Pole:Single Pole:817531 | Autodesk Revit MEP 2011 | IfcFlowTerminal | 0FXKOTtYf3kRrcedvXFWkr | n/a | n/a | n/a | n/a | n/a | n/a
LightSwitch-126 | danielle.r.love@usace.army.mil | 2011-09-14T17:02:59 | Light Switch | 1DC4 | M_Lighting Switches:Single Pole:Single Pole:808853 | Autodesk Revit MEP 2011 | IfcFlowTerminal | 1LRV9a7_TAYg7FVXvT_Gym | n/a | n/a | n/a | n/a | n/a | n/a
LightSwitch-127 | danielle.r.love@usace.army.mil | 2011-09-14T17:02:59 | Light Switch | 1DC6 | M_Lighting Switches:Single Pole:Single Pole:812618 | Autodesk Revit MEP 2011 | IfcFlowTerminal | 0FXKOTtYf3kRrcedvXFXI4 | n/a | n/a | n/a | n/a | n/a | n/a
LightSwitch-128 | danielle.r.love@usace.army.mil | 2011-09-14T17:02:59 | Light Switch | 1EC4 | M_Lighting Switches:Single Pole:Single Pole:819214 | Autodesk Revit MEP 2011 | IfcFlowTerminal | 0FXKOTtYf3kRrcedvXFlB0 | n/a | n/a | n/a | n/a | n/a | n/a
LightSwitch-129 | danielle.r.love@usace.army.mil | 2011-09-14T17:02:59 | Light Switch | 2A01 | M_Lighting Switches:Single Pole:Single Pole:833594 | Autodesk Revit MEP 2011 | IfcFlowTerminal | 3q4w0ijjzFuh9My1IanU5u | n/a | n/a | n/a | n/a | n/a | n/a
LightSwitch-130 | danielle.r.love@usace.army.mil | 2011-09-14T17:02:59 | Light Switch | 2A01 | M_Lighting Switches:Single Pole:Single Pole:850233 | Autodesk Revit MEP 2011 | IfcFlowTerminal | 050aEzwQLErOVNO9YHeATg | n/a | n/a | n/a | n/a | n/a | n/a
LightSwitch-131 | danielle.r.love@usace.army.mil | 2011-09-14T17:02:59 | Light Switch | 2A01 | M_Lighting Switches:Single Pole:Single Pole:850240 | Autodesk Revit MEP 2011 | IfcFlowTerminal | 050aEzwQLErOVNO9YHeASJ | n/a | n/a | n/a | n/a | n/a | n/a
LightSwitch-132 | danielle.r.love@usace.army.mil | 2011-09-14T17:02:59 | Light Switch | 2A02 | M_Lighting Switches:Single Pole:Single Pole:832876 | Autodesk Revit MEP 2011 | IfcFlowTerminal | 3q4w0ijjzFuh9My1IanUmk | n/a | n/a | n/a | n/a | n/a | n/a
LightSwitch-133 | danielle.r.love@usace.army.mil | 2011-09-14T17:02:59 | Light Switch | 2A03 | M_Lighting Switches:Single Pole:Single Pole:831649 | Autodesk Revit MEP 2011 | IfcFlowTerminal | 3q4w0ijjzFuh9My1IanUdZ | n/a | n/a | n/a | n/a | n/a | n/a
LightSwitch-134 | danielle.r.love@usace.army.mil | 2011-09-14T17:02:59 | Light Switch | 2A04 | M_Lighting Switches:Single Pole:Single Pole:832546 | Autodesk Revit MEP 2011 | IfcFlowTerminal | 3q4w0ijjzFuh9My1IanUrW | n/a | n/a | n/a | n/a | n/a | n/a
LightSwitch-135 | danielle.r.love@usace.army.mil | 2011-09-14T17:02:59 | Light Switch | 2A05 | M_Lighting Switches:Single Pole:Single Pole:831395 | Autodesk Revit MEP 2011 | IfcFlowTerminal | 3q4w0ijjzFuh9My1IanVRX | n/a | n/a | n/a | n/a | n/a | n/a
LightSwitch-136 | danielle.r.love@usace.army.mil | 2011-09-14T17:02:59 | Light Switch | 2A06 | M_Lighting Switches:Single Pole:Single Pole:831311 | Autodesk Revit MEP 2011 | IfcFlowTerminal | 3q4w0ijjzFuh9My1IanVOD | n/a | n/a | n/a | n/a | n/a | n/a
LightSwitch-137 | danielle.r.love@usace.army.mil | 2011-09-14T17:02:59 | Light Switch | 2A07 | M_Lighting Switches:Single Pole:Single Pole:831258 | Autodesk Revit MEP 2011 | IfcFlowTerminal | 3q4w0ijjzFuh9My1IanVPO | n/a | n/a | n/a | n/a | n/a | n/a
LightSwitch-138 | danielle.r.love@usace.army.mil | 2011-09-14T17:02:59 | Light Switch | 2A08 | M_Lighting Switches:Single Pole:Single Pole:831153 | Autodesk Revit MEP 2011 | IfcFlowTerminal | 3q4w0ijjzFuh9My1IanVVp | n/a | n/a | n/a | n/a | n/a | n/a
LightSwitch-139 | danielle.r.love@usace.army.mil | 2011-09-14T17:02:59 | Light Switch | 2A09 | M_Lighting Switches:Single Pole:Single Pole:830720 | Autodesk Revit MEP 2011 | IfcFlowTerminal | 3q4w0ijjzFuh9My1IanVH2 | n/a | n/a | n/a | n/a | n/a | n/a
LightSwitch-140 | danielle.r.love@usace.army.mil | 2011-09-14T17:02:59 | Light Switch | 2A10 | M_Lighting Switches:Single Pole:Single Pole:830993 | Autodesk Revit MEP 2011 | IfcFlowTerminal | 3q4w0ijjzFuh9My1IanVTJ | n/a | n/a | n/a | n/a | n/a | n/a
LightSwitch-141 | danielle.r.love@usace.army.mil | 2011-09-14T17:02:59 | Light Switch | 2A11 | M_Lighting Switches:Single Pole:Single Pole:831048 | Autodesk Revit MEP 2011 | IfcFlowTerminal | 3q4w0ijjzFuh9My1IanVSA | n/a | n/a | n/a | n/a | n/a | n/a
LightSwitch-142 | danielle.r.love@usace.army.mil | 2011-09-14T17:02:59 | Light Switch | 2A11 | M_Lighting Switches:Single Pole:Single Pole:833917 | Autodesk Revit MEP 2011 | IfcFlowTerminal | 3q4w0ijjzFuh9My1IanU0$ | n/a | n/a | n/a | n/a | n/a | n/a
LightSwitch-143 | danielle.r.love@usace.army.mil | 2011-09-14T17:02:59 | Light Switch | 2A12 | M_Lighting Switches:Single Pole:Single Pole:831788 | Autodesk Revit MEP 2011 | IfcFlowTerminal | 3q4w0ijjzFuh9My1IanUXk | n/a | n/a | n/a | n/a | n/a | n/a
LightSwitch-144 | danielle.r.love@usace.army.mil | 2011-09-14T17:02:59 | Light Switch | 2A13 | M_Lighting Switches:Single Pole:Single Pole:831529 | Autodesk Revit MEP 2011 | IfcFlowTerminal | 3q4w0ijjzFuh9My1IanUbh | n/a | n/a | n/a | n/a | n/a | n/a
LightSwitch-145 | danielle.r.love@usace.army.mil | 2011-09-14T17:02:59 | Light Switch | 2A14 | M_Lighting Switches:Single Pole:Single Pole:833311 | Autodesk Revit MEP 2011 | IfcFlowTerminal | 3q4w0ijjzFuh9My1IanUvT | n/a | n/a | n/a | n/a | n/a | n/a
LightSwitch-146 | danielle.r.love@usace.army.mil | 2011-09-14T17:02:59 | Light Switch | 2AC1 | M_Lighting Switches:Single Pole:Single Pole:834262 | Autodesk Revit MEP 2011 | IfcFlowTerminal | 3q4w0ijjzFuh9My1IanUEK | n/a | n/a | n/a | n/a | n/a | n/a
LightSwitch-147 | danielle.r.love@usace.army.mil | 2011-09-14T17:02:59 | Light Switch | 2AC2 | M_Lighting Switches:Single Pole:Single Pole:830949 | Autodesk Revit MEP 2011 | IfcFlowTerminal | 3q4w0ijjzFuh9My1IanVId | n/a | n/a | n/a | n/a | n/a | n/a
LightSwitch-148 | danielle.r.love@usace.army.mil | 2011-09-14T17:02:59 | Light Switch | 2AC2 | M_Lighting Switches:Single Pole:Single Pole:834510 | Autodesk Revit MEP 2011 | IfcFlowTerminal | 3q4w0ijjzFuh9My1IanUAC | n/a | n/a | n/a | n/a | n/a | n/a
LightSwitch-149 | danielle.r.love@usace.army.mil | 2011-09-14T17:02:59 | Light Switch | 2B01 | M_Lighting Switches:Single Pole:Single Pole:843118 | Autodesk Revit MEP 2011 | IfcFlowTerminal | 050aEzwQLErOVNO9YHe8Cz | n/a | n/a | n/a | n/a | n/a | n/a
LightSwitch-150 | danielle.r.love@usace.army.mil | 2011-09-14T17:02:59 | Light Switch | 2B02 | M_Lighting Switches:Single Pole:Single Pole:842128 | Autodesk Revit MEP 2011 | IfcFlowTerminal | 050aEzwQLErOVNO9YHe8V3 | n/a | n/a | n/a | n/a | n/a | n/a
LightSwitch-151 | danielle.r.love@usace.army.mil | 2011-09-14T17:02:59 | Light Switch | 2B03 | M_Lighting Switches:Single Pole:Single Pole:841939 | Autodesk Revit MEP 2011 | IfcFlowTerminal | 050aEzwQLErOVNO9YHe8Q0 | n/a | n/a | n/a | n/a | n/a | n/a
LightSwitch-152 | danielle.r.love@usace.army.mil | 2011-09-14T17:02:59 | Light Switch | 2B04 | M_Lighting Switches:Single Pole:Single Pole:841678 | Autodesk Revit MEP 2011 | IfcFlowTerminal | 050aEzwQLErOVNO9YHe8cT | n/a | n/a | n/a | n/a | n/a | n/a
LightSwitch-153 | danielle.r.love@usace.army.mil | 2011-09-14T17:02:59 | Light Switch | 2B05 | M_Lighting Switches:Single Pole:Single Pole:843352 | Autodesk Revit MEP 2011 | IfcFlowTerminal | 050aEzwQLErOVNO9YHe80B | n/a | n/a | n/a | n/a | n/a | n/a
LightSwitch-154 | danielle.r.love@usace.army.mil | 2011-09-14T17:02:59 | Light Switch | 2B06 | M_Lighting Switches:Single Pole:Single Pole:844781 | Autodesk Revit MEP 2011 | IfcFlowTerminal | 050aEzwQLErOVNO9YHeBs_ | n/a | n/a | n/a | n/a | n/a | n/a
LightSwitch-155 | danielle.r.love@usace.army.mil | 2011-09-14T17:02:59 | Light Switch | 2B07 | M_Lighting Switches:Single Pole:Single Pole:841350 | Autodesk Revit MEP 2011 | IfcFlowTerminal | 050aEzwQLErOVNO9YHe8ZL | n/a | n/a | n/a | n/a | n/a | n/a
LightSwitch-156 | danielle.r.love@usace.army.mil | 2011-09-14T17:02:59 | Light Switch | 2B08 | M_Lighting Switches:Single Pole:Single Pole:844674 | Autodesk Revit MEP 2011 | IfcFlowTerminal | 050aEzwQLErOVNO9YHeBtH | n/a | n/a | n/a | n/a | n/a | n/a
LightSwitch-157 | danielle.r.love@usace.army.mil | 2011-09-14T17:02:59 | Light Switch | 2B09 | M_Lighting Switches:Single Pole:Single Pole:841615 | Autodesk Revit MEP 2011 | IfcFlowTerminal | 050aEzwQLErOVNO9YHe8dS | n/a | n/a | n/a | n/a | n/a | n/a
LightSwitch-158 | danielle.r.love@usace.army.mil | 2011-09-14T17:02:59 | Light Switch | 2B10 | M_Lighting Switches:Single Pole:Single Pole:844548 | Autodesk Revit MEP 2011 | IfcFlowTerminal | 050aEzwQLErOVNO9YHeBrN | n/a | n/a | n/a | n/a | n/a | n/a
LightSwitch-159 | danielle.r.love@usace.army.mil | 2011-09-14T17:02:59 | Light Switch | 2B12 | M_Lighting Switches:Single Pole:Single Pole:844413 | Autodesk Revit MEP 2011 | IfcFlowTerminal | 050aEzwQLErOVNO9YHeBmk | n/a | n/a | n/a | n/a | n/a | n/a
LightSwitch-160 | danielle.r.love@usace.army.mil | 2011-09-14T17:02:59 | Light Switch | 2B13 | M_Lighting Switches:Single Pole:Single Pole:844253 | Autodesk Revit MEP 2011 | IfcFlowTerminal | 050aEzwQLErOVNO9YHeB_E | n/a | n/a | n/a | n/a | n/a | n/a
LightSwitch-161 | danielle.r.love@usace.army.mil | 2011-09-14T17:02:59 | Light Switch | 2B14 | M_Lighting Switches:Single Pole:Single Pole:844160 | Autodesk Revit MEP 2011 | IfcFlowTerminal | 050aEzwQLErOVNO9YHeB$J | n/a | n/a | n/a | n/a | n/a | n/a
LightSwitch-162 | danielle.r.love@usace.army.mil | 2011-09-14T17:02:59 | Light Switch | 2B15 | M_Lighting Switches:Single Pole:Single Pole:844003 | Autodesk Revit MEP 2011 | IfcFlowTerminal | 050aEzwQLErOVNO9YHeBwm | n/a | n/a | n/a | n/a | n/a | n/a
LightSwitch-163 | danielle.r.love@usace.army.mil | 2011-09-14T17:02:59 | Light Switch | 2B16 | M_Lighting Switches:Single Pole:Single Pole:845761 | Autodesk Revit MEP 2011 | IfcFlowTerminal | 050aEzwQLErOVNO9YHeBcI | n/a | n/a | n/a | n/a | n/a | n/a
LightSwitch-164 | danielle.r.love@usace.army.mil | 2011-09-14T17:02:59 | Light Switch | 2B17 | M_Lighting Switches:Single Pole:Single Pole:843939 | Autodesk Revit MEP 2011 | IfcFlowTerminal | 050aEzwQLErOVNO9YHeBxm | n/a | n/a | n/a | n/a | n/a | n/a
LightSwitch-165 | danielle.r.love@usace.army.mil | 2011-09-14T17:02:59 | Light Switch | 2B18 | M_Lighting Switches:Single Pole:Single Pole:845612 | Autodesk Revit MEP 2011 | IfcFlowTerminal | 050aEzwQLErOVNO9YHeBb$ | n/a | n/a | n/a | n/a | n/a | n/a
LightSwitch-166 | danielle.r.love@usace.army.mil | 2011-09-14T17:02:59 | Light Switch | 2B19 | M_Lighting Switches:Single Pole:Single Pole:843886 | Autodesk Revit MEP 2011 | IfcFlowTerminal | 050aEzwQLErOVNO9YHeBuz | n/a | n/a | n/a | n/a | n/a | n/a
LightSwitch-167 | danielle.r.love@usace.army.mil | 2011-09-14T17:02:59 | Light Switch | 2B20 | M_Lighting Switches:Single Pole:Single Pole:845507 | Autodesk Revit MEP 2011 | IfcFlowTerminal | 050aEzwQLErOVNO9YHeBYG | n/a | n/a | n/a | n/a | n/a | n/a
LightSwitch-168 | danielle.r.love@usace.army.mil | 2011-09-14T17:02:59 | Light Switch | 2B21 | M_Lighting Switches:Single Pole:Single Pole:845255 | Autodesk Revit MEP 2011 | IfcFlowTerminal | 050aEzwQLErOVNO9YHeBkK | n/a | n/a | n/a | n/a | n/a | n/a
LightSwitch-169 | danielle.r.love@usace.army.mil | 2011-09-14T17:02:59 | Light Switch | 2B22 | M_Lighting Switches:Single Pole:Single Pole:844874 | Autodesk Revit MEP 2011 | IfcFlowTerminal | 050aEzwQLErOVNO9YHeBeP | n/a | n/a | n/a | n/a | n/a | n/a
LightSwitch-170 | danielle.r.love@usace.army.mil | 2011-09-14T17:02:59 | Light Switch | 2B23 | M_Lighting Switches:Single Pole:Single Pole:843801 | Autodesk Revit MEP 2011 | IfcFlowTerminal | 050aEzwQLErOVNO9YHeBvA | n/a | n/a | n/a | n/a | n/a | n/a
LightSwitch-171 | danielle.r.love@usace.army.mil | 2011-09-14T17:02:59 | Light Switch | 2B24 | M_Lighting Switches:Single Pole:Single Pole:843727 | Autodesk Revit MEP 2011 | IfcFlowTerminal | 050aEzwQLErOVNO9YHe86S | n/a | n/a | n/a | n/a | n/a | n/a
LightSwitch-172 | danielle.r.love@usace.army.mil | 2011-09-14T17:02:59 | Light Switch | 2B25 | M_Lighting Switches:Single Pole:Single Pole:843519 | Autodesk Revit MEP 2011 | IfcFlowTerminal | 050aEzwQLErOVNO9YHe82i | n/a | n/a | n/a | n/a | n/a | n/a
LightSwitch-173 | danielle.r.love@usace.army.mil | 2011-09-14T17:02:59 | Light Switch | 2BC1 | M_Lighting Switches:Single Pole:Single Pole:840574 | Autodesk Revit MEP 2011 | IfcFlowTerminal | 050aEzwQLErOVNO9YHe8qj | n/a | n/a | n/a | n/a | n/a | n/a
LightSwitch-174 | danielle.r.love@usace.army.mil | 2011-09-14T17:02:59 | Light Switch | 2BC2 | M_Lighting Switches:Single Pole:Single Pole:846291 | Autodesk Revit MEP 2011 | IfcFlowTerminal | 050aEzwQLErOVNO9YHeBU0 | n/a | n/a | n/a | n/a | n/a | n/a
LightSwitch-175 | danielle.r.love@usace.army.mil | 2011-09-14T17:02:59 | Light Switch | 2BC3 | M_Lighting Switches:Single Pole:Single Pole:845878 | Autodesk Revit MEP 2011 | IfcFlowTerminal | 050aEzwQLErOVNO9YHeBPb | n/a | n/a | n/a | n/a | n/a | n/a
LightSwitch-176 | danielle.r.love@usace.army.mil | 2011-09-14T17:02:59 | Light Switch | 2BC4 | M_Lighting Switches:Single Pole:Single Pole:843258 | Autodesk Revit MEP 2011 | IfcFlowTerminal | 050aEzwQLErOVNO9YHe8Ef | n/a | n/a | n/a | n/a | n/a | n/a
LightSwitch-177 | danielle.r.love@usace.army.mil | 2011-09-14T17:02:59 | Light Switch | 2BC5 | M_Lighting Switches:Single Pole:Single Pole:841296 | Autodesk Revit MEP 2011 | IfcFlowTerminal | 050aEzwQLErOVNO9YHe8W3 | n/a | n/a | n/a | n/a | n/a | n/a
LightSwitch-178 | danielle.r.love@usace.army.mil | 2011-09-14T17:02:59 | Light Switch | 2BC5 | M_Lighting Switches:Single Pole:Single Pole:843150 | Autodesk Revit MEP 2011 | IfcFlowTerminal | 050aEzwQLErOVNO9YHe8FT | n/a | n/a | n/a | n/a | n/a | n/a
LightSwitch-179 | danielle.r.love@usace.army.mil | 2011-09-14T17:02:59 | Light Switch | 2BC6 | M_Lighting Switches:Single Pole:Single Pole:840967 | Autodesk Revit MEP 2011 | IfcFlowTerminal | 050aEzwQLErOVNO9YHe8jK | n/a | n/a | n/a | n/a | n/a | n/a
LightSwitch-180 | danielle.r.love@usace.army.mil | 2011-09-14T17:02:59 | Light Switch | 2BC6 | M_Lighting Switches:Single Pole:Single Pole:841093 | Autodesk Revit MEP 2011 | IfcFlowTerminal | 050aEzwQLErOVNO9YHe8lM | n/a | n/a | n/a | n/a | n/a | n/a
LightSwitch-181 | danielle.r.love@usace.army.mil | 2011-09-14T17:02:59 | Light Switch | 2C01 | M_Lighting Switches:Single Pole:Single Pole:830657 | Autodesk Revit MEP 2011 | IfcFlowTerminal | 3q4w0ijjzFuh9My1IanVM3 | n/a | n/a | n/a | n/a | n/a | n/a
LightSwitch-182 | danielle.r.love@usace.army.mil | 2011-09-14T17:02:59 | Light Switch | 2C02 | M_Lighting Switches:Single Pole:Single Pole:830500 | Autodesk Revit MEP 2011 | IfcFlowTerminal | 3q4w0ijjzFuh9My1IanVLc | n/a | n/a | n/a | n/a | n/a | n/a
LightSwitch-183 | danielle.r.love@usace.army.mil | 2011-09-14T17:02:59 | Light Switch | 2C03 | M_Lighting Switches:Single Pole:Single Pole:830604 | Autodesk Revit MEP 2011 | IfcFlowTerminal | 3q4w0ijjzFuh9My1IanVNE | n/a | n/a | n/a | n/a | n/a | n/a
LightSwitch-184 | danielle.r.love@usace.army.mil | 2011-09-14T17:02:59 | Light Switch | 2C04 | M_Lighting Switches:Single Pole:Single Pole:830345 | Autodesk Revit MEP 2011 | IfcFlowTerminal | 3q4w0ijjzFuh9My1IanVBB | n/a | n/a | n/a | n/a | n/a | n/a
LightSwitch-185 | danielle.r.love@usace.army.mil | 2011-09-14T17:02:59 | Light Switch | 2C05 | M_Lighting Switches:Single Pole:Single Pole:830178 | Autodesk Revit MEP 2011 | IfcFlowTerminal | 3q4w0ijjzFuh9My1IanVEW | n/a | n/a | n/a | n/a | n/a | n/a
LightSwitch-186 | danielle.r.love@usace.army.mil | 2011-09-14T17:02:59 | Light Switch | 2C06 | M_Lighting Switches:Single Pole:Single Pole:829725 | Autodesk Revit MEP 2011 | IfcFlowTerminal | 3q4w0ijjzFuh9My1IanV1V | n/a | n/a | n/a | n/a | n/a | n/a
LightSwitch-187 | danielle.r.love@usace.army.mil | 2011-09-14T17:02:59 | Light Switch | 2C07 | M_Lighting Switches:Single Pole:Single Pole:830041 | Autodesk Revit MEP 2011 | IfcFlowTerminal | 3q4w0ijjzFuh9My1IanVCR | n/a | n/a | n/a | n/a | n/a | n/a
LightSwitch-188 | danielle.r.love@usace.army.mil | 2011-09-14T17:02:59 | Light Switch | 2C07 | M_Lighting Switches:Single Pole:Single Pole:835701 | Autodesk Revit MEP 2011 | IfcFlowTerminal | 3q4w0ijjzFuh9My1IanPat | n/a | n/a | n/a | n/a | n/a | n/a
LightSwitch-189 | danielle.r.love@usace.army.mil | 2011-09-14T17:02:59 | Light Switch | 2C08 | M_Lighting Switches:Single Pole:Single Pole:829849 | Autodesk Revit MEP 2011 | IfcFlowTerminal | 3q4w0ijjzFuh9My1IanV3R | n/a | n/a | n/a | n/a | n/a | n/a
LightSwitch-190 | danielle.r.love@usace.army.mil | 2011-09-14T17:02:59 | Light Switch | 2C08 | M_Lighting Switches:Single Pole:Single Pole:835627 | Autodesk Revit MEP 2011 | IfcFlowTerminal | 3q4w0ijjzFuh9My1IanPbf | n/a | n/a | n/a | n/a | n/a | n/a
LightSwitch-191 | danielle.r.love@usace.army.mil | 2011-09-14T17:02:59 | Light Switch | 2C09 | M_Lighting Switches:Single Pole:Single Pole:829485 | Autodesk Revit MEP 2011 | IfcFlowTerminal | 3q4w0ijjzFuh9My1IanV5l | n/a | n/a | n/a | n/a | n/a | n/a
LightSwitch-192 | danielle.r.love@usace.army.mil | 2011-09-14T17:02:59 | Light Switch | 2C10 | M_Lighting Switches:Single Pole:Single Pole:829579 | Autodesk Revit MEP 2011 | IfcFlowTerminal | 3q4w0ijjzFuh9My1IanV79 | n/a | n/a | n/a | n/a | n/a | n/a
LightSwitch-193 | danielle.r.love@usace.army.mil | 2011-09-14T17:02:59 | Light Switch | 2C11 | M_Lighting Switches:Single Pole:Single Pole:829157 | Autodesk Revit MEP 2011 | IfcFlowTerminal | 3q4w0ijjzFuh9My1IanV_d | n/a | n/a | n/a | n/a | n/a | n/a
LightSwitch-194 | danielle.r.love@usace.army.mil | 2011-09-14T17:02:59 | Light Switch | 2C12 | M_Lighting Switches:Single Pole:Single Pole:829252 | Autodesk Revit MEP 2011 | IfcFlowTerminal | 3q4w0ijjzFuh9My1IanVu6 | n/a | n/a | n/a | n/a | n/a | n/a
LightSwitch-195 | danielle.r.love@usace.army.mil | 2011-09-14T17:02:59 | Light Switch | 2C13 | M_Lighting Switches:Single Pole:Single Pole:827828 | Autodesk Revit MEP 2011 | IfcFlowTerminal | 3q4w0ijjzFuh9My1IanVZs | n/a | n/a | n/a | n/a | n/a | n/a
LightSwitch-196 | danielle.r.love@usace.army.mil | 2011-09-14T17:02:59 | Light Switch | 2C14 | M_Lighting Switches:Single Pole:Single Pole:827714 | Autodesk Revit MEP 2011 | IfcFlowTerminal | 3q4w0ijjzFuh9My1IanVW0 | n/a | n/a | n/a | n/a | n/a | n/a
LightSwitch-197 | danielle.r.love@usace.army.mil | 2011-09-14T17:02:59 | Light Switch | 2C15 | M_Lighting Switches:Single Pole:Single Pole:828798 | Autodesk Revit MEP 2011 | IfcFlowTerminal | 3q4w0ijjzFuh9My1IanVmy | n/a | n/a | n/a | n/a | n/a | n/a
LightSwitch-198 | danielle.r.love@usace.army.mil | 2011-09-14T17:02:59 | Light Switch | 2C16 | M_Lighting Switches:Single Pole:Single Pole:827675 | Autodesk Revit MEP 2011 | IfcFlowTerminal | 3q4w0ijjzFuh9My1IanVXP | n/a | n/a | n/a | n/a | n/a | n/a
LightSwitch-199 | danielle.r.love@usace.army.mil | 2011-09-14T17:02:59 | Light Switch | 2C17 | M_Lighting Switches:Single Pole:Single Pole:828216 | Autodesk Revit MEP 2011 | IfcFlowTerminal | 3q4w0ijjzFuh9My1IanVfw | n/a | n/a | n/a | n/a | n/a | n/a
LightSwitch-200 | danielle.r.love@usace.army.mil | 2011-09-14T17:02:59 | Light Switch | 2C18 | M_Lighting Switches:Single Pole:Single Pole:837031 | Autodesk Revit MEP 2011 | IfcFlowTerminal | 3q4w0ijjzFuh9My1IanPpb | n/a | n/a | n/a | n/a | n/a | n/a
LightSwitch-201 | danielle.r.love@usace.army.mil | 2011-09-14T17:02:59 | Light Switch | 2C19 | M_Lighting Switches:Single Pole:Single Pole:835745 | Autodesk Revit MEP 2011 | IfcFlowTerminal | 3q4w0ijjzFuh9My1IanPdZ | n/a | n/a | n/a | n/a | n/a | n/a
LightSwitch-202 | danielle.r.love@usace.army.mil | 2011-09-14T17:02:59 | Light Switch | 2C22 | M_Lighting Switches:Single Pole:Single Pole:834867 | Autodesk Revit MEP 2011 | IfcFlowTerminal | 3q4w0ijjzFuh9My1IanUHn | n/a | n/a | n/a | n/a | n/a | n/a
LightSwitch-203 | danielle.r.love@usace.army.mil | 2011-09-14T17:02:59 | Light Switch | 2C23 | M_Lighting Switches:Single Pole:Single Pole:834824 | Autodesk Revit MEP 2011 | IfcFlowTerminal | 3q4w0ijjzFuh9My1IanUHA | n/a | n/a | n/a | n/a | n/a | n/a
LightSwitch-204 | danielle.r.love@usace.army.mil | 2011-09-14T17:02:59 | Light Switch | 2C24 | M_Lighting Switches:Single Pole:Single Pole:834624 | Autodesk Revit MEP 2011 | IfcFlowTerminal | 3q4w0ijjzFuh9My1IanUK2 | n/a | n/a | n/a | n/a | n/a | n/a
LightSwitch-205 | danielle.r.love@usace.army.mil | 2011-09-14T17:02:59 | Light Switch | 2CC1 | M_Lighting Switches:Single Pole:Single Pole:836895 | Autodesk Revit MEP 2011 | IfcFlowTerminal | 3q4w0ijjzFuh9My1IanPnT | n/a | n/a | n/a | n/a | n/a | n/a
LightSwitch-206 | danielle.r.love@usace.army.mil | 2011-09-14T17:02:59 | Light Switch | 2CC4 | M_Lighting Switches:Single Pole:Single Pole:829306 | Autodesk Revit MEP 2011 | IfcFlowTerminal | 3q4w0ijjzFuh9My1IanVuu | n/a | n/a | n/a | n/a | n/a | n/a
LightSwitch-207 | danielle.r.love@usace.army.mil | 2011-09-14T17:02:59 | Light Switch | 2CC5 | M_Lighting Switches:Single Pole:Single Pole:828563 | Autodesk Revit MEP 2011 | IfcFlowTerminal | 3q4w0ijjzFuh9My1IanVtH | n/a | n/a | n/a | n/a | n/a | n/a
LightSwitch-208 | danielle.r.love@usace.army.mil | 2011-09-14T17:02:59 | Light Switch | 2CC5 | M_Lighting Switches:Single Pole:Single Pole:828923 | Autodesk Revit MEP 2011 | IfcFlowTerminal | 3q4w0ijjzFuh9My1IanVov | n/a | n/a | n/a | n/a | n/a | n/a
LightSwitch-209 | danielle.r.love@usace.army.mil | 2011-09-14T17:02:59 | Light Switch | 2D01 | M_Lighting Switches:Single Pole:Single Pole:840501 | Autodesk Revit MEP 2011 | IfcFlowTerminal | 050aEzwQLErOVNO9YHe8rc | n/a | n/a | n/a | n/a | n/a | n/a
LightSwitch-210 | danielle.r.love@usace.army.mil | 2011-09-14T17:02:59 | Light Switch | 2D02 | M_Lighting Switches:Single Pole:Single Pole:840473 | Autodesk Revit MEP 2011 | IfcFlowTerminal | 050aEzwQLErOVNO9YHe8rA | n/a | n/a | n/a | n/a | n/a | n/a
LightSwitch-211 | danielle.r.love@usace.army.mil | 2011-09-14T17:02:59 | Light Switch | 2D04 | M_Lighting Switches:Single Pole:Single Pole:840265 | Autodesk Revit MEP 2011 | IfcFlowTerminal | 3q4w0ijjzFuh9My1IanOiB | n/a | n/a | n/a | n/a | n/a | n/a
LightSwitch-212 | danielle.r.love@usace.army.mil | 2011-09-14T17:02:59 | Light Switch | 2D04A | M_Lighting Switches:Single Pole:Single Pole:840056 | Autodesk Revit MEP 2011 | IfcFlowTerminal | 3q4w0ijjzFuh9My1IanOWw | n/a | n/a | n/a | n/a | n/a | n/a
LightSwitch-213 | danielle.r.love@usace.army.mil | 2011-09-14T17:02:59 | Light Switch | 2D05 | M_Lighting Switches:Single Pole:Single Pole:837305 | Autodesk Revit MEP 2011 | IfcFlowTerminal | 3q4w0ijjzFuh9My1IanP$x | n/a | n/a | n/a | n/a | n/a | n/a
LightSwitch-214 | danielle.r.love@usace.army.mil | 2011-09-14T17:02:59 | Light Switch | 2D06 | M_Lighting Switches:Single Pole:Single Pole:839210 | Autodesk Revit MEP 2011 | IfcFlowTerminal | 3q4w0ijjzFuh9My1IanPTe | n/a | n/a | n/a | n/a | n/a | n/a
LightSwitch-215 | danielle.r.love@usace.army.mil | 2011-09-14T17:02:59 | Light Switch | 2D06 | M_Lighting Switches:Single Pole:Single Pole:839646 | Autodesk Revit MEP 2011 | IfcFlowTerminal | 3q4w0ijjzFuh9My1IanPQS | n/a | n/a | n/a | n/a | n/a | n/a
LightSwitch-216 | danielle.r.love@usace.army.mil | 2011-09-14T17:02:59 | Light Switch | 2D07 | M_Lighting Switches:Single Pole:Single Pole:838833 | Autodesk Revit MEP 2011 | IfcFlowTerminal | 3q4w0ijjzFuh9My1IanPNp | n/a | n/a | n/a | n/a | n/a | n/a
LightSwitch-217 | danielle.r.love@usace.army.mil | 2011-09-14T17:02:59 | Light Switch | 2D08 | M_Lighting Switches:Single Pole:Single Pole:838503 | Autodesk Revit MEP 2011 | IfcFlowTerminal | 3q4w0ijjzFuh9My1IanP8b | n/a | n/a | n/a | n/a | n/a | n/a
LightSwitch-218 | danielle.r.love@usace.army.mil | 2011-09-14T17:02:59 | Light Switch | 2D09 | M_Lighting Switches:Single Pole:Single Pole:838010 | Autodesk Revit MEP 2011 | IfcFlowTerminal | 3q4w0ijjzFuh9My1IanP0u | n/a | n/a | n/a | n/a | n/a | n/a
LightSwitch-219 | danielle.r.love@usace.army.mil | 2011-09-14T17:02:59 | Light Switch | 2D10 | M_Lighting Switches:Single Pole:Single Pole:848806 | Autodesk Revit MEP 2011 | IfcFlowTerminal | 050aEzwQLErOVNO9YHeAtr | n/a | n/a | n/a | n/a | n/a | n/a
LightSwitch-220 | danielle.r.love@usace.army.mil | 2011-09-14T17:02:59 | Light Switch | 2D11 | M_Lighting Switches:Single Pole:Single Pole:848624 | Autodesk Revit MEP 2011 | IfcFlowTerminal | 050aEzwQLErOVNO9YHeAoZ | n/a | n/a | n/a | n/a | n/a | n/a
LightSwitch-221 | danielle.r.love@usace.army.mil | 2011-09-14T17:02:59 | Light Switch | 2D12 | M_Lighting Switches:Single Pole:Single Pole:847690 | Autodesk Revit MEP 2011 | IfcFlowTerminal | 050aEzwQLErOVNO9YHeB4P | n/a | n/a | n/a | n/a | n/a | n/a
LightSwitch-222 | danielle.r.love@usace.army.mil | 2011-09-14T17:02:59 | Light Switch | 2D13 | M_Lighting Switches:Single Pole:Single Pole:847584 | Autodesk Revit MEP 2011 | IfcFlowTerminal | 050aEzwQLErOVNO9YHeB2p | n/a | n/a | n/a | n/a | n/a | n/a
LightSwitch-223 | danielle.r.love@usace.army.mil | 2011-09-14T17:02:59 | Light Switch | 2D14 | M_Lighting Switches:Single Pole:Single Pole:846902 | Autodesk Revit MEP 2011 | IfcFlowTerminal | 050aEzwQLErOVNO9YHeB9b | n/a | n/a | n/a | n/a | n/a | n/a
LightSwitch-224 | danielle.r.love@usace.army.mil | 2011-09-14T17:02:59 | Light Switch | 2D15 | M_Lighting Switches:Single Pole:Single Pole:847049 | Autodesk Revit MEP 2011 | IfcFlowTerminal | 050aEzwQLErOVNO9YHeBAQ | n/a | n/a | n/a | n/a | n/a | n/a
LightSwitch-225 | danielle.r.love@usace.army.mil | 2011-09-14T17:02:59 | Light Switch | 2D16 | M_Lighting Switches:Single Pole:Single Pole:847471 | Autodesk Revit MEP 2011 | IfcFlowTerminal | 050aEzwQLErOVNO9YHeB0y | n/a | n/a | n/a | n/a | n/a | n/a
LightSwitch-226 | danielle.r.love@usace.army.mil | 2011-09-14T17:02:59 | Light Switch | 2D17 | M_Lighting Switches:Single Pole:Single Pole:846829 | Autodesk Revit MEP 2011 | IfcFlowTerminal | 050aEzwQLErOVNO9YHeBM_ | n/a | n/a | n/a | n/a | n/a | n/a
LightSwitch-227 | danielle.r.love@usace.army.mil | 2011-09-14T17:02:59 | Light Switch | 2D18 | M_Lighting Switches:Single Pole:Single Pole:839952 | Autodesk Revit MEP 2011 | IfcFlowTerminal | 3q4w0ijjzFuh9My1IanOXI | n/a | n/a | n/a | n/a | n/a | n/a
LightSwitch-228 | danielle.r.love@usace.army.mil | 2011-09-14T17:02:59 | Light Switch | 2D18 | M_Lighting Switches:Single Pole:Single Pole:850424 | Autodesk Revit MEP 2011 | IfcFlowTerminal | 37vDTF7Of8HgUYMzIbEQ21 | n/a | n/a | n/a | n/a | n/a | n/a
LightSwitch-229 | danielle.r.love@usace.army.mil | 2011-09-14T17:02:59 | Light Switch | 2D19 | M_Lighting Switches:Single Pole:Single Pole:846652 | Autodesk Revit MEP 2011 | IfcFlowTerminal | 050aEzwQLErOVNO9YHeBLl | n/a | n/a | n/a | n/a | n/a | n/a
LightSwitch-230 | danielle.r.love@usace.army.mil | 2011-09-14T17:02:59 | Light Switch | 2D20 | M_Lighting Switches:Single Pole:Single Pole:846331 | Autodesk Revit MEP 2011 | IfcFlowTerminal | 050aEzwQLErOVNO9YHeBUe | n/a | n/a | n/a | n/a | n/a | n/a
LightSwitch-231 | danielle.r.love@usace.army.mil | 2011-09-14T17:02:59 | Light Switch | 2D20 | M_Lighting Switches:Single Pole:Single Pole:846589 | Autodesk Revit MEP 2011 | IfcFlowTerminal | 050aEzwQLErOVNO9YHeBIk | n/a | n/a | n/a | n/a | n/a | n/a
LightSwitch-232 | danielle.r.love@usace.army.mil | 2011-09-14T17:02:59 | Light Switch | 2DC2 | M_Lighting Switches:Single Pole:Single Pole:836019 | Autodesk Revit MEP 2011 | IfcFlowTerminal | 3q4w0ijjzFuh9My1IanPZn | n/a | n/a | n/a | n/a | n/a | n/a
LOADER/UNLOADER-FIM-DAYLIGHT MULTIPLE-01 | bill.east@us.army.mil | 2013-02-28T01:01:01 | Equip-X1709 | 1B17 | LOADER/UNLOADER-FIM-DAYLIGHT MULTIPLE | n/a | n/a | n/a | n/a | n/a | n/a | n/a | n/a | n/a
LOCKER-1830 x 305 x 455-01 | bill.east@us.army.mil | 2013-02-28T01:01:01 | Equip-A1035 | 1B10 | LOCKER-1830 x 305 x 455 | n/a | n/a | n/a | n/a | n/a | n/a | n/a | n/a | n/a
LOCKER-LINEN-MOD-R/H-1675 x 585 x 508-01 | bill.east@us.army.mil | 2013-02-28T01:01:01 | Equip-E5200 | 1D37 | LOCKER-LINEN-MOD-R/H-1675 x 585 x 508 | n/a | n/a | n/a | n/a | n/a | n/a | n/a | n/a | n/a
LOCKER-LINEN-MOD-R/H-1675 x 585 x 508-02 | bill.east@us.army.mil | 2013-02-28T01:01:01 | Equip-E5200 | 1D37 | LOCKER-LINEN-MOD-R/H-1675 x 585 x 508 | n/a | n/a | n/a | n/a | n/a | n/a | n/a | n/a | n/a
LOCKER-LINEN-MOD-R/H-1675 x 585 x 508-03 | bill.east@us.army.mil | 2013-02-28T01:01:01 | Equip-E5200 | 1D37 | LOCKER-LINEN-MOD-R/H-1675 x 585 x 508 | n/a | n/a | n/a | n/a | n/a | n/a | n/a | n/a | n/a
MAILBOX-HORIZ-TABLE MTD-A1066-01 | bill.east@us.army.mil | 2013-02-28T01:01:01 | Equip-A1066 | 1B07 | MAILBOX-HORIZ-TABLE MTD | n/a | n/a | n/a | n/a | n/a | n/a | n/a | n/a | n/a
MAILBOX-HORIZ-TABLE MTD-A1066-02 | bill.east@us.army.mil | 2013-02-28T01:01:01 | Equip-A1066 | 1D04 | MAILBOX-HORIZ-TABLE MTD | n/a | n/a | n/a | n/a | n/a | n/a | n/a | n/a | n/a
MAILBOX-HORIZ-TABLE MTD-A1066-03 | bill.east@us.army.mil | 2013-02-28T01:01:01 | Equip-A1066 | 1D14 | MAILBOX-HORIZ-TABLE MTD | n/a | n/a | n/a | n/a | n/a | n/a | n/a | n/a | n/a
MAILBOX-HORIZ-TABLE MTD-A1066-04 | bill.east@us.army.mil | 2013-02-28T01:01:01 | Equip-A1066 | 1D26 | MAILBOX-HORIZ-TABLE MTD | n/a | n/a | n/a | n/a | n/a | n/a | n/a | n/a | n/a
MAILBOX-HORIZ-TABLE MTD-A1066-05 | bill.east@us.army.mil | 2013-02-28T01:01:01 | Equip-A1066 | 1E33 | MAILBOX-HORIZ-TABLE MTD | n/a | n/a | n/a | n/a | n/a | n/a | n/a | n/a | n/a
MAILBOX-HORIZ-TABLE MTD-A1066-06 | bill.east@us.army.mil | 2013-02-28T01:01:01 | Equip-A1066 | 2A05 | MAILBOX-HORIZ-TABLE MTD | n/a | n/a | n/a | n/a | n/a | n/a | n/a | n/a | n/a
MAILBOX-HORIZ-TABLE MTD-A1066-07 | bill.east@us.army.mil | 2013-02-28T01:01:01 | Equip-A1066 | 2C02 | MAILBOX-HORIZ-TABLE MTD | n/a | n/a | n/a | n/a | n/a | n/a | n/a | n/a | n/a
MAILBOX-HORIZ-TABLE MTD-A1066-08 | bill.east@us.army.mil | 2013-02-28T01:01:01 | Equip-A1066 | 2C04 | MAILBOX-HORIZ-TABLE MTD | n/a | n/a | n/a | n/a | n/a | n/a | n/a | n/a | n/a
MAILBOX-HORIZ-TABLE MTD-A1066-09 | bill.east@us.army.mil | 2013-02-28T01:01:01 | Equip-A1066 | 1B09 | MAILBOX-HORIZ-TABLE MTD | n/a | n/a | n/a | n/a | n/a | n/a | n/a | n/a | n/a
MAILBOX-HORIZ-TABLE MTD-A1066-10 | bill.east@us.army.mil | 2013-02-28T01:01:01 | Equip-A1066 | 1D31 | MAILBOX-HORIZ-TABLE MTD | n/a | n/a | n/a | n/a | n/a | n/a | n/a | n/a | n/a
MAILBOX-HORIZ-TABLE MTD-A1066-11 | bill.east@us.army.mil | 2013-02-28T01:01:01 | Equip-A1066 | 2A06 | MAILBOX-HORIZ-TABLE MTD | n/a | n/a | n/a | n/a | n/a | n/a | n/a | n/a | n/a
MAILBOX-HORIZ-TABLE MTD-A1066-12 | bill.east@us.army.mil | 2013-02-28T01:01:01 | Equip-A1066 | 2C09 | MAILBOX-HORIZ-TABLE MTD | n/a | n/a | n/a | n/a | n/a | n/a | n/a | n/a | n/a
MAILBOX-HORIZ-TABLE MTD-A1066-13 | bill.east@us.army.mil | 2013-02-28T01:01:01 | Equip-A1066 | 1B19 | MAILBOX-HORIZ-TABLE MTD | n/a | n/a | n/a | n/a | n/a | n/a | n/a | n/a | n/a
MAILBOX-HORIZ-TABLE MTD-A1066-14 | bill.east@us.army.mil | 2013-02-28T01:01:01 | Equip-A1066 | 1D35 | MAILBOX-HORIZ-TABLE MTD | n/a | n/a | n/a | n/a | n/a | n/a | n/a | n/a | n/a
MAILBOX-HORIZ-TABLE MTD-A1066-15 | bill.east@us.army.mil | 2013-02-28T01:01:01 | Equip-A1066 | 2A07 | MAILBOX-HORIZ-TABLE MTD | n/a | n/a | n/a | n/a | n/a | n/a | n/a | n/a | n/a
MAILBOX-HORIZ-TABLE MTD-A1066-16 | bill.east@us.army.mil | 2013-02-28T01:01:01 | Equip-A1066 | 2C06 | MAILBOX-HORIZ-TABLE MTD | n/a | n/a | n/a | n/a | n/a | n/a | n/a | n/a | n/a
MAILBOX-HORIZ-TABLE MTD-A1066-17 | bill.east@us.army.mil | 2013-02-28T01:01:01 | Equip-A1066 | 1C10 | MAILBOX-HORIZ-TABLE MTD | n/a | n/a | n/a | n/a | n/a | n/a | n/a | n/a | n/a
MAILBOX-HORIZ-TABLE MTD-A1066-18 | bill.east@us.army.mil | 2013-02-28T01:01:01 | Equip-A1066 | 1D34 | MAILBOX-HORIZ-TABLE MTD | n/a | n/a | n/a | n/a | n/a | n/a | n/a | n/a | n/a
MAILBOX-HORIZ-TABLE MTD-A1066-19 | bill.east@us.army.mil | 2013-02-28T01:01:01 | Equip-A1066 | 2A09 | MAILBOX-HORIZ-TABLE MTD | n/a | n/a | n/a | n/a | n/a | n/a | n/a | n/a | n/a
MAILBOX-HORIZ-TABLE MTD-A1066-20 | bill.east@us.army.mil | 2013-02-28T01:01:01 | Equip-A1066 | 2C14 | MAILBOX-HORIZ-TABLE MTD | n/a | n/a | n/a | n/a | n/a | n/a | n/a | n/a | n/a
MAILBOX-HORIZ-TABLE MTD-A1066-21 | bill.east@us.army.mil | 2013-02-28T01:01:01 | Equip-A1066 | 1C07 | MAILBOX-HORIZ-TABLE MTD | n/a | n/a | n/a | n/a | n/a | n/a | n/a | n/a | n/a
MAILBOX-HORIZ-TABLE MTD-A1066-22 | bill.east@us.army.mil | 2013-02-28T01:01:01 | Equip-A1066 | 1D36 | MAILBOX-HORIZ-TABLE MTD | n/a | n/a | n/a | n/a | n/a | n/a | n/a | n/a | n/a
MAILBOX-HORIZ-TABLE MTD-A1066-23 | bill.east@us.army.mil | 2013-02-28T01:01:01 | Equip-A1066 | 2A08 | MAILBOX-HORIZ-TABLE MTD | n/a | n/a | n/a | n/a | n/a | n/a | n/a | n/a | n/a
MAILBOX-HORIZ-TABLE MTD-A1066-24 | bill.east@us.army.mil | 2013-02-28T01:01:01 | Equip-A1066 | 1C04 | MAILBOX-HORIZ-TABLE MTD | n/a | n/a | n/a | n/a | n/a | n/a | n/a | n/a | n/a
MAILBOX-HORIZ-TABLE MTD-A1066-25 | bill.east@us.army.mil | 2013-02-28T01:01:01 | Equip-A1066 | 1D28 | MAILBOX-HORIZ-TABLE MTD | n/a | n/a | n/a | n/a | n/a | n/a | n/a | n/a | n/a
MAILBOX-HORIZ-TABLE MTD-A1066-26 | bill.east@us.army.mil | 2013-02-28T01:01:01 | Equip-A1066 | 1C09 | MAILBOX-HORIZ-TABLE MTD | n/a | n/a | n/a | n/a | n/a | n/a | n/a | n/a | n/a
MAILBOX-HORIZ-TABLE MTD-A1066-27 | bill.east@us.army.mil | 2013-02-28T01:01:01 | Equip-A1066 | 1D32 | MAILBOX-HORIZ-TABLE MTD | n/a | n/a | n/a | n/a | n/a | n/a | n/a | n/a | n/a
MAILBOX-HORIZ-TABLE MTD-A1066-28 | bill.east@us.army.mil | 2013-02-28T01:01:01 | Equip-A1066 | 1C16 | MAILBOX-HORIZ-TABLE MTD | n/a | n/a | n/a | n/a | n/a | n/a | n/a | n/a | n/a
MAILBOX-HORIZ-TABLE MTD-A1066-29 | bill.east@us.army.mil | 2013-02-28T01:01:01 | Equip-A1066 | 1D07 | MAILBOX-HORIZ-TABLE MTD | n/a | n/a | n/a | n/a | n/a | n/a | n/a | n/a | n/a
MAILBOX-HORIZ-TABLE MTD-A1066-30 | bill.east@us.army.mil | 2013-02-28T01:01:01 | Equip-A1066 | 1D02 | MAILBOX-HORIZ-TABLE MTD | n/a | n/a | n/a | n/a | n/a | n/a | n/a | n/a | n/a
MAILBOX-HORIZ-TABLE MTD-A1066-31 | bill.east@us.army.mil | 2013-02-28T01:01:01 | Equip-A1066 | 1D08 | MAILBOX-HORIZ-TABLE MTD | n/a | n/a | n/a | n/a | n/a | n/a | n/a | n/a | n/a
MAILBOX-HORIZ-TABLE MTD-A1066-32 | bill.east@us.army.mil | 2013-02-28T01:01:01 | Equip-A1066 | 1D09 | MAILBOX-HORIZ-TABLE MTD | n/a | n/a | n/a | n/a | n/a | n/a | n/a | n/a | n/a
MAILBOX-HORIZ-TABLE MTD-A1066-33 | bill.east@us.army.mil | 2013-02-28T01:01:01 | Equip-A1066 | 1D10 | MAILBOX-HORIZ-TABLE MTD | n/a | n/a | n/a | n/a | n/a | n/a | n/a | n/a | n/a
MAILBOX-HORIZ-TABLE MTD-A1066-34 | bill.east@us.army.mil | 2013-02-28T01:01:01 | Equip-A1066 | 1D11 | MAILBOX-HORIZ-TABLE MTD | n/a | n/a | n/a | n/a | n/a | n/a | n/a | n/a | n/a
MAILBOX-HORIZ-TABLE MTD-A1066-35 | bill.east@us.army.mil | 2013-02-28T01:01:01 | Equip-A1066 | 1D13 | MAILBOX-HORIZ-TABLE MTD | n/a | n/a | n/a | n/a | n/a | n/a | n/a | n/a | n/a
MAILBOX-HORIZ-TABLE MTD-A1145-01 | bill.east@us.army.mil | 2013-02-28T01:01:01 | Equip-A1145 | 2A14 | MAILBOX-HORIZ-TABLE MTD | n/a | n/a | n/a | n/a | n/a | n/a | n/a | n/a | n/a
MAILBOX-HORIZ-TABLE MTD-A1145-02 | bill.east@us.army.mil | 2013-02-28T01:01:01 | Equip-A1145 | 2A14 | MAILBOX-HORIZ-TABLE MTD | n/a | n/a | n/a | n/a | n/a | n/a | n/a | n/a | n/a
MAILBOX-HORIZ-TABLE MTD-A1145-03 | bill.east@us.army.mil | 2013-02-28T01:01:01 | Equip-A1145 | 2A14 | MAILBOX-HORIZ-TABLE MTD | n/a | n/a | n/a | n/a | n/a | n/a | n/a | n/a | n/a
MAILBOX-HORIZ-TABLE MTD-A1145-04 | bill.east@us.army.mil | 2013-02-28T01:01:01 | Equip-A1145 | 2A14 | MAILBOX-HORIZ-TABLE MTD | n/a | n/a | n/a | n/a | n/a | n/a | n/a | n/a | n/a
MAILBOX-HORIZ-TABLE MTD-A1145-05 | bill.east@us.army.mil | 2013-02-28T01:01:01 | Equip-A1145 | 2A14 | MAILBOX-HORIZ-TABLE MTD | n/a | n/a | n/a | n/a | n/a | n/a | n/a | n/a | n/a
MAILBOX-HORIZ-TABLE MTD-A1145-06 | bill.east@us.army.mil | 2013-02-28T01:01:01 | Equip-A1145 | 2A14 | MAILBOX-HORIZ-TABLE MTD | n/a | n/a | n/a | n/a | n/a | n/a | n/a | n/a | n/a
MAILBOX-HORIZ-TABLE MTD-A1145-07 | bill.east@us.army.mil | 2013-02-28T01:01:01 | Equip-A1145 | 2A14 | MAILBOX-HORIZ-TABLE MTD | n/a | n/a | n/a | n/a | n/a | n/a | n/a | n/a | n/a
MAILBOX-HORIZ-TABLE MTD-A1145-08 | bill.east@us.army.mil | 2013-02-28T01:01:01 | Equip-A1145 | 2A14 | MAILBOX-HORIZ-TABLE MTD | n/a | n/a | n/a | n/a | n/a | n/a | n/a | n/a | n/a
MAILBOX-HORIZ-TABLE MTD-A1145-09 | bill.east@us.army.mil | 2013-02-28T01:01:01 | Equip-A1145 | 2A14 | MAILBOX-HORIZ-TABLE MTD | n/a | n/a | n/a | n/a | n/a | n/a | n/a | n/a | n/a
MAILBOX-HORIZ-TABLE MTD-A1145-10 | bill.east@us.army.mil | 2013-02-28T01:01:01 | Equip-A1145 | 2A14 | MAILBOX-HORIZ-TABLE MTD | n/a | n/a | n/a | n/a | n/a | n/a | n/a | n/a | n/a
MAILBOX-HORIZ-TABLE MTD-A1145-11 | bill.east@us.army.mil | 2013-02-28T01:01:01 | Equip-A1145 | 2A14 | MAILBOX-HORIZ-TABLE MTD | n/a | n/a | n/a | n/a | n/a | n/a | n/a | n/a | n/a
MAILBOX-HORIZ-TABLE MTD-A1145-12 | bill.east@us.army.mil | 2013-02-28T01:01:01 | Equip-A1145 | 2A14 | MAILBOX-HORIZ-TABLE MTD | n/a | n/a | n/a | n/a | n/a | n/a | n/a | n/a | n/a
MAILBOX-HORIZ-TABLE MTD-A1145-13 | bill.east@us.army.mil | 2013-02-28T01:01:01 | Equip-A1145 | 2A14 | MAILBOX-HORIZ-TABLE MTD | n/a | n/a | n/a | n/a | n/a | n/a | n/a | n/a | n/a
MAILBOX-HORIZ-TABLE MTD-A1145-14 | bill.east@us.army.mil | 2013-02-28T01:01:01 | Equip-A1145 | 2A14 | MAILBOX-HORIZ-TABLE MTD | n/a | n/a | n/a | n/a | n/a | n/a | n/a | n/a | n/a
MAILBOX-HORIZ-TABLE MTD-A1145-15 | bill.east@us.army.mil | 2013-02-28T01:01:01 | Equip-A1145 | 2A14 | MAILBOX-HORIZ-TABLE MTD | n/a | n/a | n/a | n/a | n/a | n/a | n/a | n/a | n/a
MAILBOX-HORIZ-TABLE MTD-A1145-16 | bill.east@us.army.mil | 2013-02-28T01:01:01 | Equip-A1145 | 2A14 | MAILBOX-HORIZ-TABLE MTD | n/a | n/a | n/a | n/a | n/a | n/a | n/a | n/a | n/a
MAILBOX-HORIZ-TABLE MTD-A1145-17 | bill.east@us.army.mil | 2013-02-28T01:01:01 | Equip-A1145 | 2A14 | MAILBOX-HORIZ-TABLE MTD | n/a | n/a | n/a | n/a | n/a | n/a | n/a | n/a | n/a
MAILBOX-HORIZ-TABLE MTD-A1145-18 | bill.east@us.army.mil | 2013-02-28T01:01:01 | Equip-A1145 | 2A14 | MAILBOX-HORIZ-TABLE MTD | n/a | n/a | n/a | n/a | n/a | n/a | n/a | n/a | n/a
MAILBOX-HORIZ-TABLE MTD-A1145-19 | bill.east@us.army.mil | 2013-02-28T01:01:01 | Equip-A1145 | 2A14 | MAILBOX-HORIZ-TABLE MTD | n/a | n/a | n/a | n/a | n/a | n/a | n/a | n/a | n/a
MAILBOX-HORIZ-TABLE MTD-A1145-20 | bill.east@us.army.mil | 2013-02-28T01:01:01 | Equip-A1145 | 2A14 | MAILBOX-HORIZ-TABLE MTD | n/a | n/a | n/a | n/a | n/a | n/a | n/a | n/a | n/a
MAILBOX-HORIZ-TABLE MTD-A1145-21 | bill.east@us.army.mil | 2013-02-28T01:01:01 | Equip-A1145 | 2A14 | MAILBOX-HORIZ-TABLE MTD | n/a | n/a | n/a | n/a | n/a | n/a | n/a | n/a | n/a
MAILBOX-HORIZ-TABLE MTD-A1145-22 | bill.east@us.army.mil | 2013-02-28T01:01:01 | Equip-A1145 | 2D03 | MAILBOX-HORIZ-TABLE MTD | n/a | n/a | n/a | n/a | n/a | n/a | n/a | n/a | n/a
MAILBOX-HORIZ-TABLE MTD-A1145A-01 | bill.east@us.army.mil | 2013-02-28T01:01:01 | Equip-A1145A | 2C19 | MAILBOX-HORIZ-TABLE MTD | n/a | n/a | n/a | n/a | n/a | n/a | n/a | n/a | n/a
MAILBOX-HORIZ-TABLE MTD-A1145A-02 | bill.east@us.army.mil | 2013-02-28T01:01:01 | Equip-A1145A | 2C19 | MAILBOX-HORIZ-TABLE MTD | n/a | n/a | n/a | n/a | n/a | n/a | n/a | n/a | n/a
MAILBOX-HORIZ-TABLE MTD-A1145A-03 | bill.east@us.army.mil | 2013-02-28T01:01:01 | Equip-A1145A | 2C19 | MAILBOX-HORIZ-TABLE MTD | n/a | n/a | n/a | n/a | n/a | n/a | n/a | n/a | n/a
MAILBOX-HORIZ-TABLE MTD-A1145A-04 | bill.east@us.army.mil | 2013-02-28T01:01:01 | Equip-A1145A | 2C19 | MAILBOX-HORIZ-TABLE MTD | n/a | n/a | n/a | n/a | n/a | n/a | n/a | n/a | n/a
MAILBOX-HORIZ-TABLE MTD-A1145A-05 | bill.east@us.army.mil | 2013-02-28T01:01:01 | Equip-A1145A | 2C19 | MAILBOX-HORIZ-TABLE MTD | n/a | n/a | n/a | n/a | n/a | n/a | n/a | n/a | n/a
MAILBOX-HORIZ-TABLE MTD-A1145A-06 | bill.east@us.army.mil | 2013-02-28T01:01:01 | Equip-A1145A | 2C19 | MAILBOX-HORIZ-TABLE MTD | n/a | n/a | n/a | n/a | n/a | n/a | n/a | n/a | n/a
MAILBOX-HORIZ-TABLE MTD-A1145A-07 | bill.east@us.army.mil | 2013-02-28T01:01:01 | Equip-A1145A | 2C19 | MAILBOX-HORIZ-TABLE MTD | n/a | n/a | n/a | n/a | n/a | n/a | n/a | n/a | n/a
MAILBOX-HORIZ-TABLE MTD-A1145A-08 | bill.east@us.army.mil | 2013-02-28T01:01:01 | Equip-A1145A | 2C19 | MAILBOX-HORIZ-TABLE MTD | n/a | n/a | n/a | n/a | n/a | n/a | n/a | n/a | n/a
MAILBOX-HORIZ-TABLE MTD-A1145A-09 | bill.east@us.army.mil | 2013-02-28T01:01:01 | Equip-A1145A | 2C19 | MAILBOX-HORIZ-TABLE MTD | n/a | n/a | n/a | n/a | n/a | n/a | n/a | n/a | n/a
MAILBOX-HORIZ-TABLE MTD-A1145A-10 | bill.east@us.army.mil | 2013-02-28T01:01:01 | Equip-A1145A | 2C19 | MAILBOX-HORIZ-TABLE MTD | n/a | n/a | n/a | n/a | n/a | n/a | n/a | n/a | n/a
MAILBOX-HORIZ-TABLE MTD-A1145A-11 | bill.east@us.army.mil | 2013-02-28T01:01:01 | Equip-A1145A | 2C19 | MAILBOX-HORIZ-TABLE MTD | n/a | n/a | n/a | n/a | n/a | n/a | n/a | n/a | n/a
MAILBOX-HORIZ-TABLE MTD-A1145A-12 | bill.east@us.army.mil | 2013-02-28T01:01:01 | Equip-A1145A | 2C19 | MAILBOX-HORIZ-TABLE MTD | n/a | n/a | n/a | n/a | n/a | n/a | n/a | n/a | n/a
MAILBOX-HORIZ-TABLE MTD-A1145A-13 | bill.east@us.army.mil | 2013-02-28T01:01:01 | Equip-A1145A | 2C19 | MAILBOX-HORIZ-TABLE MTD | n/a | n/a | n/a | n/a | n/a | n/a | n/a | n/a | n/a
MAILBOX-HORIZ-TABLE MTD-A1145A-14 | bill.east@us.army.mil | 2013-02-28T01:01:01 | Equip-A1145A | 2C19 | MAILBOX-HORIZ-TABLE MTD | n/a | n/a | n/a | n/a | n/a | n/a | n/a | n/a | n/a
MAILBOX-HORIZ-TABLE MTD-A1145A-15 | bill.east@us.army.mil | 2013-02-28T01:01:01 | Equip-A1145A | 2C19 | MAILBOX-HORIZ-TABLE MTD | n/a | n/a | n/a | n/a | n/a | n/a | n/a | n/a | n/a
MAILBOX-HORIZ-TABLE MTD-A1145A-16 | bill.east@us.army.mil | 2013-02-28T01:01:01 | Equip-A1145A | 2C19 | MAILBOX-HORIZ-TABLE MTD | n/a | n/a | n/a | n/a | n/a | n/a | n/a | n/a | n/a
MAILBOX-HORIZ-TABLE MTD-A1155-01 | bill.east@us.army.mil | 2013-02-28T01:01:01 | Equip-A1155 | 1E14 | MAILBOX-HORIZ-TABLE MTD | n/a | n/a | n/a | n/a | n/a | n/a | n/a | n/a | n/a
MAILBOX-HORIZ-TABLE MTD-A1155-02 | bill.east@us.army.mil | 2013-02-28T01:01:01 | Equip-A1155 | 1E14 | MAILBOX-HORIZ-TABLE MTD | n/a | n/a | n/a | n/a | n/a | n/a | n/a | n/a | n/a
MAILBOX-HORIZ-TABLE MTD-A1155-03 | bill.east@us.army.mil | 2013-02-28T01:01:01 | Equip-A1155 | 1E14 | MAILBOX-HORIZ-TABLE MTD | n/a | n/a | n/a | n/a | n/a | n/a | n/a | n/a | n/a
MAILBOX-HORIZ-TABLE MTD-A1155-04 | bill.east@us.army.mil | 2013-02-28T01:01:01 | Equip-A1155 | 1E14 | MAILBOX-HORIZ-TABLE MTD | n/a | n/a | n/a | n/a | n/a | n/a | n/a | n/a | n/a
MAILBOX-HORIZ-TABLE MTD-A1155-05 | bill.east@us.army.mil | 2013-02-28T01:01:01 | Equip-A1155 | 1E14 | MAILBOX-HORIZ-TABLE MTD | n/a | n/a | n/a | n/a | n/a | n/a | n/a | n/a | n/a
MAILBOX-HORIZ-TABLE MTD-A1155-06 | bill.east@us.army.mil | 2013-02-28T01:01:01 | Equip-A1155 | 1E14 | MAILBOX-HORIZ-TABLE MTD | n/a | n/a | n/a | n/a | n/a | n/a | n/a | n/a | n/a
MAILBOX-HORIZ-TABLE MTD-A1155-07 | bill.east@us.army.mil | 2013-02-28T01:01:01 | Equip-A1155 | 1E14 | MAILBOX-HORIZ-TABLE MTD | n/a | n/a | n/a | n/a | n/a | n/a | n/a | n/a | n/a
MAILBOX-HORIZ-TABLE MTD-A1155-08 | bill.east@us.army.mil | 2013-02-28T01:01:01 | Equip-A1155 | 1E14 | MAILBOX-HORIZ-TABLE MTD | n/a | n/a | n/a | n/a | n/a | n/a | n/a | n/a | n/a
MAILBOX-HORIZ-TABLE MTD-A1155-09 | bill.east@us.army.mil | 2013-02-28T01:01:01 | Equip-A1155 | 1E14 | MAILBOX-HORIZ-TABLE MTD | n/a | n/a | n/a | n/a | n/a | n/a | n/a | n/a | n/a
MAILBOX-HORIZ-TABLE MTD-A1155-10 | bill.east@us.army.mil | 2013-02-28T01:01:01 | Equip-A1155 | 1E14 | MAILBOX-HORIZ-TABLE MTD | n/a | n/a | n/a | n/a | n/a | n/a | n/a | n/a | n/a
MAILBOX-HORIZ-TABLE MTD-A1155-11 | bill.east@us.army.mil | 2013-02-28T01:01:01 | Equip-A1155 | 1E14 | MAILBOX-HORIZ-TABLE MTD | n/a | n/a | n/a | n/a | n/a | n/a | n/a | n/a | n/a
MAILBOX-HORIZ-TABLE MTD-A1155-12 | bill.east@us.army.mil | 2013-02-28T01:01:01 | Equip-A1155 | 1E14 | MAILBOX-HORIZ-TABLE MTD | n/a | n/a | n/a | n/a | n/a | n/a | n/a | n/a | n/a
MAILBOX-HORIZ-TABLE MTD-A1155-13 | bill.east@us.army.mil | 2013-02-28T01:01:01 | Equip-A1155 | 1E14 | MAILBOX-HORIZ-TABLE MTD | n/a | n/a | n/a | n/a | n/a | n/a | n/a | n/a | n/a
MAILBOX-HORIZ-TABLE MTD-A1155-14 | bill.east@us.army.mil | 2013-02-28T01:01:01 | Equip-A1155 | 1E14 | MAILBOX-HORIZ-TABLE MTD | n/a | n/a | n/a | n/a | n/a | n/a | n/a | n/a | n/a
MAILBOX-HORIZ-TABLE MTD-A1155-15 | bill.east@us.army.mil | 2013-02-28T01:01:01 | Equip-A1155 | 1E14 | MAILBOX-HORIZ-TABLE MTD | n/a | n/a | n/a | n/a | n/a | n/a | n/a | n/a | n/a
MAILBOX-HORIZ-TABLE MTD-A1155-16 | bill.east@us.army.mil | 2013-02-28T01:01:01 | Equip-A1155 | 1E14 | MAILBOX-HORIZ-TABLE MTD | n/a | n/a | n/a | n/a | n/a | n/a | n/a | n/a | n/a
MAILBOX-HORIZ-TABLE MTD-A1155-17 | bill.east@us.army.mil | 2013-02-28T01:01:01 | Equip-A1155 | 1E14 | MAILBOX-HORIZ-TABLE MTD | n/a | n/a | n/a | n/a | n/a | n/a | n/a | n/a | n/a
MAILBOX-HORIZ-TABLE MTD-A1155-18 | bill.east@us.army.mil | 2013-02-28T01:01:01 | Equip-A1155 | 1E14 | MAILBOX-HORIZ-TABLE MTD | n/a | n/a | n/a | n/a | n/a | n/a | n/a | n/a | n/a
MAILBOX-HORIZ-TABLE MTD-A1155-19 | bill.east@us.army.mil | 2013-02-28T01:01:01 | Equip-A1155 | 1E14 | MAILBOX-HORIZ-TABLE MTD | n/a | n/a | n/a | n/a | n/a | n/a | n/a | n/a | n/a
MAILBOX-HORIZ-TABLE MTD-A1155-20 | bill.east@us.army.mil | 2013-02-28T01:01:01 | Equip-A1155 | 1E14 | MAILBOX-HORIZ-TABLE MTD | n/a | n/a | n/a | n/a | n/a | n/a | n/a | n/a | n/a
MAILBOX-HORIZ-TABLE MTD-A1155-21 | bill.east@us.army.mil | 2013-02-28T01:01:01 | Equip-A1155 | 1E24 | MAILBOX-HORIZ-TABLE MTD | n/a | n/a | n/a | n/a | n/a | n/a | n/a | n/a | n/a
MAILBOX-HORIZ-TABLE MTD-A1155-22 | bill.east@us.army.mil | 2013-02-28T01:01:01 | Equip-A1155 | 1E24 | MAILBOX-HORIZ-TABLE MTD | n/a | n/a | n/a | n/a | n/a | n/a | n/a | n/a | n/a
MAILBOX-HORIZ-TABLE MTD-A1155-23 | bill.east@us.army.mil | 2013-02-28T01:01:01 | Equip-A1155 | 1E24 | MAILBOX-HORIZ-TABLE MTD | n/a | n/a | n/a | n/a | n/a | n/a | n/a | n/a | n/a
MAILBOX-HORIZ-TABLE MTD-A1155-24 | bill.east@us.army.mil | 2013-02-28T01:01:01 | Equip-A1155 | 1E24 | MAILBOX-HORIZ-TABLE MTD | n/a | n/a | n/a | n/a | n/a | n/a | n/a | n/a | n/a
MAILBOX-HORIZ-TABLE MTD-A1155-25 | bill.east@us.army.mil | 2013-02-28T01:01:01 | Equip-A1155 | 1E24 | MAILBOX-HORIZ-TABLE MTD | n/a | n/a | n/a | n/a | n/a | n/a | n/a | n/a | n/a
MAILBOX-HORIZ-TABLE MTD-A1155-26 | bill.east@us.army.mil | 2013-02-28T01:01:01 | Equip-A1155 | 1E24 | MAILBOX-HORIZ-TABLE MTD | n/a | n/a | n/a | n/a | n/a | n/a | n/a | n/a | n/a
MAILBOX-HORIZ-TABLE MTD-A1155-27 | bill.east@us.army.mil | 2013-02-28T01:01:01 | Equip-A1155 | 1E24 | MAILBOX-HORIZ-TABLE MTD | n/a | n/a | n/a | n/a | n/a | n/a | n/a | n/a | n/a
MAILBOX-HORIZ-TABLE MTD-A1155-28 | bill.east@us.army.mil | 2013-02-28T01:01:01 | Equip-A1155 | 1E24 | MAILBOX-HORIZ-TABLE MTD | n/a | n/a | n/a | n/a | n/a | n/a | n/a | n/a | n/a
MAILBOX-HORIZ-TABLE MTD-A1155-29 | bill.east@us.army.mil | 2013-02-28T01:01:01 | Equip-A1155 | 1E24 | MAILBOX-HORIZ-TABLE MTD | n/a | n/a | n/a | n/a | n/a | n/a | n/a | n/a | n/a
MAILBOX-HORIZ-TABLE MTD-A1155-30 | bill.east@us.army.mil | 2013-02-28T01:01:01 | Equip-A1155 | 1E24 | MAILBOX-HORIZ-TABLE MTD | n/a | n/a | n/a | n/a | n/a | n/a | n/a | n/a | n/a
MAILBOX-HORIZ-TABLE MTD-A1155-31 | bill.east@us.army.mil | 2013-02-28T01:01:01 | Equip-A1155 | 1E24 | MAILBOX-HORIZ-TABLE MTD | n/a | n/a | n/a | n/a | n/a | n/a | n/a | n/a | n/a
MAILBOX-HORIZ-TABLE MTD-A1155-32 | bill.east@us.army.mil | 2013-02-28T01:01:01 | Equip-A1155 | 1E24 | MAILBOX-HORIZ-TABLE MTD | n/a | n/a | n/a | n/a | n/a | n/a | n/a | n/a | n/a
MAILBOX-HORIZ-TABLE MTD-A1155-33 | bill.east@us.army.mil | 2013-02-28T01:01:01 | Equip-A1155 | 1E24 | MAILBOX-HORIZ-TABLE MTD | n/a | n/a | n/a | n/a | n/a | n/a | n/a | n/a | n/a
MAILBOX-HORIZ-TABLE MTD-A1155-34 | bill.east@us.army.mil | 2013-02-28T01:01:01 | Equip-A1155 | 1E24 | MAILBOX-HORIZ-TABLE MTD | n/a | n/a | n/a | n/a | n/a | n/a | n/a | n/a | n/a
MAILBOX-HORIZ-TABLE MTD-A1155-35 | bill.east@us.army.mil | 2013-02-28T01:01:01 | Equip-A1155 | 1E24 | MAILBOX-HORIZ-TABLE MTD | n/a | n/a | n/a | n/a | n/a | n/a | n/a | n/a | n/a
MAILBOX-HORIZ-TABLE MTD-A1155-36 | bill.east@us.army.mil | 2013-02-28T01:01:01 | Equip-A1155 | 1E24 | MAILBOX-HORIZ-TABLE MTD | n/a | n/a | n/a | n/a | n/a | n/a | n/a | n/a | n/a
MAILBOX-HORIZ-TABLE MTD-A1155-37 | bill.east@us.army.mil | 2013-02-28T01:01:01 | Equip-A1155 | 1E24 | MAILBOX-HORIZ-TABLE MTD | n/a | n/a | n/a | n/a | n/a | n/a | n/a | n/a | n/a
MAILBOX-HORIZ-TABLE MTD-A1155-38 | bill.east@us.army.mil | 2013-02-28T01:01:01 | Equip-A1155 | 1E24 | MAILBOX-HORIZ-TABLE MTD | n/a | n/a | n/a | n/a | n/a | n/a | n/a | n/a | n/a
MAILBOX-HORIZ-TABLE MTD-A1155-39 | bill.east@us.army.mil | 2013-02-28T01:01:01 | Equip-A1155 | 1E24 | MAILBOX-HORIZ-TABLE MTD | n/a | n/a | n/a | n/a | n/a | n/a | n/a | n/a | n/a
MAILBOX-HORIZ-TABLE MTD-A1155-40 | bill.east@us.army.mil | 2013-02-28T01:01:01 | Equip-A1155 | 1E24 | MAILBOX-HORIZ-TABLE MTD | n/a | n/a | n/a | n/a | n/a | n/a | n/a | n/a | n/a
MAILBOX-HORIZ-TABLE MTD-A1155-41 | bill.east@us.army.mil | 2013-02-28T01:01:01 | Equip-A1155 | 1E24 | MAILBOX-HORIZ-TABLE MTD | n/a | n/a | n/a | n/a | n/a | n/a | n/a | n/a | n/a
MAILBOX-HORIZ-TABLE MTD-A1155-42 | bill.east@us.army.mil | 2013-02-28T01:01:01 | Equip-A1155 | 1E24 | MAILBOX-HORIZ-TABLE MTD | n/a | n/a | n/a | n/a | n/a | n/a | n/a | n/a | n/a
MAILBOX-HORIZ-TABLE MTD-A1155-43 | bill.east@us.army.mil | 2013-02-28T01:01:01 | Equip-A1155 | 1E24 | MAILBOX-HORIZ-TABLE MTD | n/a | n/a | n/a | n/a | n/a | n/a | n/a | n/a | n/a
MAILBOX-HORIZ-TABLE MTD-A1155-44 | bill.east@us.army.mil | 2013-02-28T01:01:01 | Equip-A1155 | 1E24 | MAILBOX-HORIZ-TABLE MTD | n/a | n/a | n/a | n/a | n/a | n/a | n/a | n/a | n/a
MAILBOX-HORIZ-TABLE MTD-A1155-45 | bill.east@us.army.mil | 2013-02-28T01:01:01 | Equip-A1155 | 1E24 | MAILBOX-HORIZ-TABLE MTD | n/a | n/a | n/a | n/a | n/a | n/a | n/a | n/a | n/a
MAILBOX-HORIZ-TABLE MTD-A1155-46 | bill.east@us.army.mil | 2013-02-28T01:01:01 | Equip-A1155 | 1E24 | MAILBOX-HORIZ-TABLE MTD | n/a | n/a | n/a | n/a | n/a | n/a | n/a | n/a | n/a
MAILBOX-HORIZ-TABLE MTD-A1155-47 | bill.east@us.army.mil | 2013-02-28T01:01:01 | Equip-A1155 | 1E24 | MAILBOX-HORIZ-TABLE MTD | n/a | n/a | n/a | n/a | n/a | n/a | n/a | n/a | n/a
MAILBOX-HORIZ-TABLE MTD-A1155-48 | bill.east@us.army.mil | 2013-02-28T01:01:01 | Equip-A1155 | 1E24 | MAILBOX-HORIZ-TABLE MTD | n/a | n/a | n/a | n/a | n/a | n/a | n/a | n/a | n/a
MAILBOX-HORIZ-TABLE MTD-A1155-49 | bill.east@us.army.mil | 2013-02-28T01:01:01 | Equip-A1155 | 1E24 | MAILBOX-HORIZ-TABLE MTD | n/a | n/a | n/a | n/a | n/a | n/a | n/a | n/a | n/a
MAILBOX-HORIZ-TABLE MTD-A1155-50 | bill.east@us.army.mil | 2013-02-28T01:01:01 | Equip-A1155 | 1E24 | MAILBOX-HORIZ-TABLE MTD | n/a | n/a | n/a | n/a | n/a | n/a | n/a | n/a | n/a
MAILBOX-HORIZ-TABLE MTD-A1155-51 | bill.east@us.army.mil | 2013-02-28T01:01:01 | Equip-A1155 | 1E24 | MAILBOX-HORIZ-TABLE MTD | n/a | n/a | n/a | n/a | n/a | n/a | n/a | n/a | n/a
MAILBOX-HORIZ-TABLE MTD-A1155-52 | bill.east@us.army.mil | 2013-02-28T01:01:01 | Equip-A1155 | 1E24 | MAILBOX-HORIZ-TABLE MTD | n/a | n/a | n/a | n/a | n/a | n/a | n/a | n/a | n/a
MAILBOX-HORIZ-TABLE MTD-A1155-53 | bill.east@us.army.mil | 2013-02-28T01:01:01 | Equip-A1155 | 1E24 | MAILBOX-HORIZ-TABLE MTD | n/a | n/a | n/a | n/a | n/a | n/a | n/a | n/a | n/a
MAILBOX-HORIZ-TABLE MTD-A1155-54 | bill.east@us.army.mil | 2013-02-28T01:01:01 | Equip-A1155 | 1E24 | MAILBOX-HORIZ-TABLE MTD | n/a | n/a | n/a | n/a | n/a | n/a | n/a | n/a | n/a
MAILBOX-HORIZ-TABLE MTD-A1155-55 | bill.east@us.army.mil | 2013-02-28T01:01:01 | Equip-A1155 | 1E24 | MAILBOX-HORIZ-TABLE MTD | n/a | n/a | n/a | n/a | n/a | n/a | n/a | n/a | n/a
MAILBOX-HORIZ-TABLE MTD-A1155-56 | bill.east@us.army.mil | 2013-02-28T01:01:01 | Equip-A1155 | 1E24 | MAILBOX-HORIZ-TABLE MTD | n/a | n/a | n/a | n/a | n/a | n/a | n/a | n/a | n/a
MAILBOX-HORIZ-TABLE MTD-A1155-57 | bill.east@us.army.mil | 2013-02-28T01:01:01 | Equip-A1155 | 1E24 | MAILBOX-HORIZ-TABLE MTD | n/a | n/a | n/a | n/a | n/a | n/a | n/a | n/a | n/a
MAILBOX-HORIZ-TABLE MTD-A1155-58 | bill.east@us.army.mil | 2013-02-28T01:01:01 | Equip-A1155 | 1E24 | MAILBOX-HORIZ-TABLE MTD | n/a | n/a | n/a | n/a | n/a | n/a | n/a | n/a | n/a
MAILBOX-HORIZ-TABLE MTD-A1155-59 | bill.east@us.army.mil | 2013-02-28T01:01:01 | Equip-A1155 | 1E24 | MAILBOX-HORIZ-TABLE MTD | n/a | n/a | n/a | n/a | n/a | n/a | n/a | n/a | n/a
MAILBOX-HORIZ-TABLE MTD-A1155-60 | bill.east@us.army.mil | 2013-02-28T01:01:01 | Equip-A1155 | 1E24 | MAILBOX-HORIZ-TABLE MTD | n/a | n/a | n/a | n/a | n/a | n/a | n/a | n/a | n/a
MAILBOX-HORIZ-TABLE MTD-A1155-61 | bill.east@us.army.mil | 2013-02-28T01:01:01 | Equip-A1155 | 1E24 | MAILBOX-HORIZ-TABLE MTD | n/a | n/a | n/a | n/a | n/a | n/a | n/a | n/a | n/a
MAILBOX-HORIZ-TABLE MTD-A1155-62 | bill.east@us.army.mil | 2013-02-28T01:01:01 | Equip-A1155 | 1E24 | MAILBOX-HORIZ-TABLE MTD | n/a | n/a | n/a | n/a | n/a | n/a | n/a | n/a | n/a
MAILBOX-HORIZ-TABLE MTD-A1155-63 | bill.east@us.army.mil | 2013-02-28T01:01:01 | Equip-A1155 | 1E24 | MAILBOX-HORIZ-TABLE MTD | n/a | n/a | n/a | n/a | n/a | n/a | n/a | n/a | n/a
MAILBOX-HORIZ-TABLE MTD-A1155-64 | bill.east@us.army.mil | 2013-02-28T01:01:01 | Equip-A1155 | 1E24 | MAILBOX-HORIZ-TABLE MTD | n/a | n/a | n/a | n/a | n/a | n/a | n/a | n/a | n/a
MAILBOX-HORIZ-TABLE MTD-A1155-65 | bill.east@us.army.mil | 2013-02-28T01:01:01 | Equip-A1155 | 1E24 | MAILBOX-HORIZ-TABLE MTD | n/a | n/a | n/a | n/a | n/a | n/a | n/a | n/a | n/a
MAILBOX-HORIZ-TABLE MTD-A1155-66 | bill.east@us.army.mil | 2013-02-28T01:01:01 | Equip-A1155 | 1E24 | MAILBOX-HORIZ-TABLE MTD | n/a | n/a | n/a | n/a | n/a | n/a | n/a | n/a | n/a
MAILBOX-HORIZ-TABLE MTD-A1155-67 | bill.east@us.army.mil | 2013-02-28T01:01:01 | Equip-A1155 | 1E24 | MAILBOX-HORIZ-TABLE MTD | n/a | n/a | n/a | n/a | n/a | n/a | n/a | n/a | n/a
MAILBOX-HORIZ-TABLE MTD-A1155-68 | bill.east@us.army.mil | 2013-02-28T01:01:01 | Equip-A1155 | 1E24 | MAILBOX-HORIZ-TABLE MTD | n/a | n/a | n/a | n/a | n/a | n/a | n/a | n/a | n/a
MAILBOX-HORIZ-TABLE MTD-A1155-69 | bill.east@us.army.mil | 2013-02-28T01:01:01 | Equip-A1155 | 1E24 | MAILBOX-HORIZ-TABLE MTD | n/a | n/a | n/a | n/a | n/a | n/a | n/a | n/a | n/a
MAILBOX-HORIZ-TABLE MTD-A1155-70 | bill.east@us.army.mil | 2013-02-28T01:01:01 | Equip-A1155 | 1E24 | MAILBOX-HORIZ-TABLE MTD | n/a | n/a | n/a | n/a | n/a | n/a | n/a | n/a | n/a
MAILBOX-HORIZ-TABLE MTD-A1155-71 | bill.east@us.army.mil | 2013-02-28T01:01:01 | Equip-A1155 | 1E24 | MAILBOX-HORIZ-TABLE MTD | n/a | n/a | n/a | n/a | n/a | n/a | n/a | n/a | n/a
MAILBOX-HORIZ-TABLE MTD-A1155-72 | bill.east@us.army.mil | 2013-02-28T01:01:01 | Equip-A1155 | 1E24 | MAILBOX-HORIZ-TABLE MTD | n/a | n/a | n/a | n/a | n/a | n/a | n/a | n/a | n/a
MAILBOX-HORIZ-TABLE MTD-A1155-73 | bill.east@us.army.mil | 2013-02-28T01:01:01 | Equip-A1155 | 1E24 | MAILBOX-HORIZ-TABLE MTD | n/a | n/a | n/a | n/a | n/a | n/a | n/a | n/a | n/a
MAILBOX-HORIZ-TABLE MTD-A1155-74 | bill.east@us.army.mil | 2013-02-28T01:01:01 | Equip-A1155 | 1E24 | MAILBOX-HORIZ-TABLE MTD | n/a | n/a | n/a | n/a | n/a | n/a | n/a | n/a | n/a
MAILBOX-HORIZ-TABLE MTD-A1155-75 | bill.east@us.army.mil | 2013-02-28T01:01:01 | Equip-A1155 | 1E24 | MAILBOX-HORIZ-TABLE MTD | n/a | n/a | n/a | n/a | n/a | n/a | n/a | n/a | n/a
MAILBOX-HORIZ-TABLE MTD-A1155-76 | bill.east@us.army.mil | 2013-02-28T01:01:01 | Equip-A1155 | 1E24 | MAILBOX-HORIZ-TABLE MTD | n/a | n/a | n/a | n/a | n/a | n/a | n/a | n/a | n/a
MAILBOX-HORIZ-TABLE MTD-A1155-77 | bill.east@us.army.mil | 2013-02-28T01:01:01 | Equip-A1155 | 1E24 | MAILBOX-HORIZ-TABLE MTD | n/a | n/a | n/a | n/a | n/a | n/a | n/a | n/a | n/a
MAILBOX-HORIZ-TABLE MTD-A1155-78 | bill.east@us.army.mil | 2013-02-28T01:01:01 | Equip-A1155 | 1E24 | MAILBOX-HORIZ-TABLE MTD | n/a | n/a | n/a | n/a | n/a | n/a | n/a | n/a | n/a
MAILBOX-HORIZ-TABLE MTD-A1155-79 | bill.east@us.army.mil | 2013-02-28T01:01:01 | Equip-A1155 | 1E24 | MAILBOX-HORIZ-TABLE MTD | n/a | n/a | n/a | n/a | n/a | n/a | n/a | n/a | n/a
MAILBOX-HORIZ-TABLE MTD-A1155-80 | bill.east@us.army.mil | 2013-02-28T01:01:01 | Equip-A1155 | 1E24 | MAILBOX-HORIZ-TABLE MTD | n/a | n/a | n/a | n/a | n/a | n/a | n/a | n/a | n/a
MAILBOX-HORIZ-TABLE MTD-A1155-81 | bill.east@us.army.mil | 2013-02-28T01:01:01 | Equip-A1155 | 1E24 | MAILBOX-HORIZ-TABLE MTD | n/a | n/a | n/a | n/a | n/a | n/a | n/a | n/a | n/a
MAILBOX-HORIZ-TABLE MTD-A1155-82 | bill.east@us.army.mil | 2013-02-28T01:01:01 | Equip-A1155 | 1E24 | MAILBOX-HORIZ-TABLE MTD | n/a | n/a | n/a | n/a | n/a | n/a | n/a | n/a | n/a
MAILBOX-HORIZ-TABLE MTD-A1155-83 | bill.east@us.army.mil | 2013-02-28T01:01:01 | Equip-A1155 | 1E24 | MAILBOX-HORIZ-TABLE MTD | n/a | n/a | n/a | n/a | n/a | n/a | n/a | n/a | n/a
MAILBOX-HORIZ-TABLE MTD-A1155-84 | bill.east@us.army.mil | 2013-02-28T01:01:01 | Equip-A1155 | 1E24 | MAILBOX-HORIZ-TABLE MTD | n/a | n/a | n/a | n/a | n/a | n/a | n/a | n/a | n/a
MAILBOX-HORIZ-TABLE MTD-A1155-85 | bill.east@us.army.mil | 2013-02-28T01:01:01 | Equip-A1155 | 1E24 | MAILBOX-HORIZ-TABLE MTD | n/a | n/a | n/a | n/a | n/a | n/a | n/a | n/a | n/a
MAILBOX-HORIZ-TABLE MTD-A1155-86 | bill.east@us.army.mil | 2013-02-28T01:01:01 | Equip-A1155 | 1E24 | MAILBOX-HORIZ-TABLE MTD | n/a | n/a | n/a | n/a | n/a | n/a | n/a | n/a | n/a
MAILBOX-HORIZ-TABLE MTD-A1155-87 | bill.east@us.army.mil | 2013-02-28T01:01:01 | Equip-A1155 | 1E24 | MAILBOX-HORIZ-TABLE MTD | n/a | n/a | n/a | n/a | n/a | n/a | n/a | n/a | n/a
MAILBOX-HORIZ-TABLE MTD-A1155-88 | bill.east@us.army.mil | 2013-02-28T01:01:01 | Equip-A1155 | 1E24 | MAILBOX-HORIZ-TABLE MTD | n/a | n/a | n/a | n/a | n/a | n/a | n/a | n/a | n/a
MAILBOX-HORIZ-TABLE MTD-A1155-89 | bill.east@us.army.mil | 2013-02-28T01:01:01 | Equip-A1155 | 1E24 | MAILBOX-HORIZ-TABLE MTD | n/a | n/a | n/a | n/a | n/a | n/a | n/a | n/a | n/a
MAILBOX-HORIZ-TABLE MTD-A1160-01 | bill.east@us.army.mil | 2013-02-28T01:01:01 | Equip-A1160 | 1D38 | MAILBOX-HORIZ-TABLE MTD | n/a | n/a | n/a | n/a | n/a | n/a | n/a | n/a | n/a
MAILBOX-HORIZ-TABLE MTD-A1161-01 | bill.east@us.army.mil | 2013-02-28T01:01:01 | Equip-A1161 | 2C04 | MAILBOX-HORIZ-TABLE MTD | n/a | n/a | n/a | n/a | n/a | n/a | n/a | n/a | n/a
MAILBOX-HORIZ-TABLE MTD-A2151-01 | bill.east@us.army.mil | 2013-02-28T01:01:01 | Equip-A2151 | 1D06 | MAILBOX-HORIZ-TABLE MTD | n/a | n/a | n/a | n/a | n/a | n/a | n/a | n/a | n/a
MAILBOX-HORIZ-TABLE MTD-A2151-02 | bill.east@us.army.mil | 2013-02-28T01:01:01 | Equip-A2151 | 1D06 | MAILBOX-HORIZ-TABLE MTD | n/a | n/a | n/a | n/a | n/a | n/a | n/a | n/a | n/a
MAILBOX-HORIZ-TABLE MTD-A4995-01 | bill.east@us.army.mil | 2013-02-28T01:01:01 | Equip-A4995 | 1D04 | MAILBOX-HORIZ-TABLE MTD | n/a | n/a | n/a | n/a | n/a | n/a | n/a | n/a | n/a
MAILBOX-HORIZ-TABLE MTD-A4995-02 | bill.east@us.army.mil | 2013-02-28T01:01:01 | Equip-A4995 | 1D14 | MAILBOX-HORIZ-TABLE MTD | n/a | n/a | n/a | n/a | n/a | n/a | n/a | n/a | n/a
MAILBOX-HORIZ-TABLE MTD-A4995-03 | bill.east@us.army.mil | 2013-02-28T01:01:01 | Equip-A4995 | 1D26 | MAILBOX-HORIZ-TABLE MTD | n/a | n/a | n/a | n/a | n/a | n/a | n/a | n/a | n/a
MAP-GRID-WALL MTD-01 | bill.east@us.army.mil | 2013-02-28T01:01:01 | Equip-F3070 | 2A01 | MAP-GRID-WALL MTD | n/a | n/a | n/a | n/a | n/a | n/a | n/a | n/a | n/a
Mirror:Mirror 600mm x 900mm:Mirror 600mm x 900mm:437797 | mariangelica.carrasquillo@usace.army.mil | 2011-09-14T16:57:53 | Mirror | 1C12 | M_Mirror:Mirror 600mm x 900mm:Mirror 600mm x 900mm:437797 | Autodesk Revit Architecture 2011 | IfcFlowTerminal | 3MRX_PUGr4wgL_4GZvANLF | n/a | n/a | n/a | n/a | n/a | n/a
Mirror:Mirror 600mm x 900mm:Mirror 600mm x 900mm:437958 | mariangelica.carrasquillo@usace.army.mil | 2011-09-14T16:57:53 | Mirror | 1D18 | M_Mirror:Mirror 600mm x 900mm:Mirror 600mm x 900mm:437958 | Autodesk Revit Architecture 2011 | IfcFlowTerminal | 1HzV3jp3HB_wtuOde4xHXF | n/a | n/a | n/a | n/a | n/a | n/a
Mirror:Mirror 600mm x 900mm:Mirror 600mm x 900mm:437997 | mariangelica.carrasquillo@usace.army.mil | 2011-09-14T16:57:53 | Mirror | 1D14 | M_Mirror:Mirror 600mm x 900mm:Mirror 600mm x 900mm:437997 | Autodesk Revit Architecture 2011 | IfcFlowTerminal | 197mqEVor8ZRDjVbXCpoIZ | n/a | n/a | n/a | n/a | n/a | n/a
Mirror:Mirror 600mm x 900mm:Mirror 600mm x 900mm:438063 | mariangelica.carrasquillo@usace.army.mil | 2011-09-14T16:57:53 | Mirror | 1D04 | M_Mirror:Mirror 600mm x 900mm:Mirror 600mm x 900mm:438063 | Autodesk Revit Architecture 2011 | IfcFlowTerminal | 197mqEVor8ZRDjVbXCpoLX | n/a | n/a | n/a | n/a | n/a | n/a
Mirror:Mirror 600mm x 900mm:Mirror 600mm x 900mm:438167 | mariangelica.carrasquillo@usace.army.mil | 2011-09-14T16:57:53 | Mirror | 1A09 | M_Mirror:Mirror 600mm x 900mm:Mirror 600mm x 900mm:438167 | Autodesk Revit Architecture 2011 | IfcFlowTerminal | 2SWDWvyzTBj94icMzGSSWq | n/a | n/a | n/a | n/a | n/a | n/a
Mirror:Mirror 600mm x 900mm:Mirror 600mm x 900mm:438390 | mariangelica.carrasquillo@usace.army.mil | 2011-09-14T16:57:53 | Mirror | 1A12 | M_Mirror:Mirror 600mm x 900mm:Mirror 600mm x 900mm:438390 | Autodesk Revit Architecture 2011 | IfcFlowTerminal | 1Uo1Fm1kv7BgyKAjcufnI2 | n/a | n/a | n/a | n/a | n/a | n/a
Mirror:Mirror 600mm x 900mm:Mirror 600mm x 900mm:438525 | mariangelica.carrasquillo@usace.army.mil | 2011-09-14T16:57:53 | Mirror | 1A13 | M_Mirror:Mirror 600mm x 900mm:Mirror 600mm x 900mm:438525 | Autodesk Revit Architecture 2011 | IfcFlowTerminal | 197mqEVor8ZRDjVbXCppgp | n/a | n/a | n/a | n/a | n/a | n/a
Mirror:Mirror 600mm x 900mm:Mirror 600mm x 900mm:438592 | mariangelica.carrasquillo@usace.army.mil | 2011-09-14T16:57:53 | Mirror | 1B02 | M_Mirror:Mirror 600mm x 900mm:Mirror 600mm x 900mm:438592 | Autodesk Revit Architecture 2011 | IfcFlowTerminal | 197mqEVor8ZRDjVbXCppiE | n/a | n/a | n/a | n/a | n/a | n/a
Mirror:Mirror 600mm x 900mm:Mirror 600mm x 900mm:438697 | mariangelica.carrasquillo@usace.army.mil | 2011-09-14T16:57:53 | Mirror | 1B05 | M_Mirror:Mirror 600mm x 900mm:Mirror 600mm x 900mm:438697 | Autodesk Revit Architecture 2011 | IfcFlowTerminal | 197mqEVor8ZRDjVbXCppld | n/a | n/a | n/a | n/a | n/a | n/a
Mirror:Mirror 600mm x 900mm:Mirror 600mm x 900mm:438749 | mariangelica.carrasquillo@usace.army.mil | 2011-09-14T16:57:53 | Mirror | 1B11 | M_Mirror:Mirror 600mm x 900mm:Mirror 600mm x 900mm:438749 | Autodesk Revit Architecture 2011 | IfcFlowTerminal | 197mqEVor8ZRDjVbXCppkJ | n/a | n/a | n/a | n/a | n/a | n/a
Mirror:Mirror 600mm x 900mm:Mirror 600mm x 900mm:438815 | mariangelica.carrasquillo@usace.army.mil | 2011-09-14T16:57:53 | Mirror | 1E09 | M_Mirror:Mirror 600mm x 900mm:Mirror 600mm x 900mm:438815 | Autodesk Revit Architecture 2011 | IfcFlowTerminal | 197mqEVor8ZRDjVbXCppXH | n/a | n/a | n/a | n/a | n/a | n/a
Mirror:Mirror 600mm x 900mm:Mirror 600mm x 900mm:438982 | mariangelica.carrasquillo@usace.army.mil | 2011-09-14T16:57:53 | Mirror | 1E10 | M_Mirror:Mirror 600mm x 900mm:Mirror 600mm x 900mm:438982 | Autodesk Revit Architecture 2011 | IfcFlowTerminal | 197mqEVor8ZRDjVbXCppY8 | n/a | n/a | n/a | n/a | n/a | n/a
Mirror:Mirror 600mm x 900mm:Mirror 600mm x 900mm:439008 | mariangelica.carrasquillo@usace.army.mil | 2011-09-14T16:57:53 | Mirror | 1E12 | M_Mirror:Mirror 600mm x 900mm:Mirror 600mm x 900mm:439008 | Autodesk Revit Architecture 2011 | IfcFlowTerminal | 197mqEVor8ZRDjVbXCppYk | n/a | n/a | n/a | n/a | n/a | n/a
Mirror:Mirror 600mm x 900mm:Mirror 600mm x 900mm:439132 | mariangelica.carrasquillo@usace.army.mil | 2011-09-14T16:57:53 | Mirror | 2C24 | M_Mirror:Mirror 600mm x 900mm:Mirror 600mm x 900mm:439132 | Autodesk Revit Architecture 2011 | IfcFlowTerminal | 197mqEVor8ZRDjVbXCppaI | n/a | n/a | n/a | n/a | n/a | n/a
Mirror:Mirror 600mm x 900mm:Mirror 600mm x 900mm:439425 | mariangelica.carrasquillo@usace.army.mil | 2011-09-14T16:57:53 | Mirror | 2C23 | M_Mirror:Mirror 600mm x 900mm:Mirror 600mm x 900mm:439425 | Autodesk Revit Architecture 2011 | IfcFlowTerminal | 197mqEVor8ZRDjVbXCppxF | n/a | n/a | n/a | n/a | n/a | n/a
Mirror:Mirror 600mm x 900mm:Mirror 600mm x 900mm:439477 | mariangelica.carrasquillo@usace.army.mil | 2011-09-14T16:57:53 | Mirror | 2C08 | M_Mirror:Mirror 600mm x 900mm:Mirror 600mm x 900mm:439477 | Autodesk Revit Architecture 2011 | IfcFlowTerminal | 197mqEVor8ZRDjVbXCppxx | n/a | n/a | n/a | n/a | n/a | n/a
Mirror:Mirror 600mm x 900mm:Mirror 600mm x 900mm:439593 | mariangelica.carrasquillo@usace.army.mil | 2011-09-14T16:57:53 | Mirror | 2C07 | M_Mirror:Mirror 600mm x 900mm:Mirror 600mm x 900mm:439593 | Autodesk Revit Architecture 2011 | IfcFlowTerminal | 197mqEVor8ZRDjVbXCppzd | n/a | n/a | n/a | n/a | n/a | n/a
Mirror:Mirror 600mm x 900mm:Mirror 600mm x 900mm:440023 | mariangelica.carrasquillo@usace.army.mil | 2011-09-14T16:57:53 | Mirror | 2D13 | M_Mirror:Mirror 600mm x 900mm:Mirror 600mm x 900mm:440023 | Autodesk Revit Architecture 2011 | IfcFlowTerminal | 197mqEVor8ZRDjVbXCppoP | n/a | n/a | n/a | n/a | n/a | n/a
Mirror:Mirror 600mm x 900mm:Mirror 600mm x 900mm:440147 | mariangelica.carrasquillo@usace.army.mil | 2011-09-14T16:57:53 | Mirror | 2B22 | M_Mirror:Mirror 600mm x 900mm:Mirror 600mm x 900mm:440147 | Autodesk Revit Architecture 2011 | IfcFlowTerminal | 197mqEVor8ZRDjVbXCppqT | n/a | n/a | n/a | n/a | n/a | n/a
Mirror:Mirror 600mm x 900mm:Mirror 600mm x 900mm:440201 | mariangelica.carrasquillo@usace.army.mil | 2011-09-14T16:57:53 | Mirror | 2B06 | M_Mirror:Mirror 600mm x 900mm:Mirror 600mm x 900mm:440201 | Autodesk Revit Architecture 2011 | IfcFlowTerminal | 197mqEVor8ZRDjVbXCppt7 | n/a | n/a | n/a | n/a | n/a | n/a
Mirror:Mirror 600mm x 900mm:Mirror 600mm x 900mm:440307 | mariangelica.carrasquillo@usace.army.mil | 2011-09-14T16:57:53 | Mirror | 2B05 | M_Mirror:Mirror 600mm x 900mm:Mirror 600mm x 900mm:440307 | Autodesk Revit Architecture 2011 | IfcFlowTerminal | 197mqEVor8ZRDjVbXCppsz | n/a | n/a | n/a | n/a | n/a | n/a
Mirror:Mirror 600mm x 900mm:Mirror 600mm x 900mm:449908 | mariangelica.carrasquillo@usace.army.mil | 2011-09-14T16:57:53 | Mirror | 1D26 | M_Mirror:Mirror 600mm x 900mm:Mirror 600mm x 900mm:449908 | Autodesk Revit Architecture 2011 | IfcFlowTerminal | 1DK25N9_HAXeOalNKVein1 | n/a | n/a | n/a | n/a | n/a | n/a
MIRROR-FRONT SURFACE REFLECTOR-EYE EXAM-01 | bill.east@us.army.mil | 2013-02-28T01:01:01 | Equip-M5710 | 1C08 | MIRROR-FRONT SURFACE REFLECTOR-EYE EXAM | n/a | n/a | n/a | n/a | n/a | n/a | n/a | n/a | n/a
MIRROR-POSTURE-CRS ERAME-W/MNTD-01 | bill.east@us.army.mil | 2013-02-28T01:01:01 | Equip-M8235 | 1B10 | MIRROR-POSTURE-CRS ERAME-W/MNTD | n/a | n/a | n/a | n/a | n/a | n/a | n/a | n/a | n/a
MIRROR-POSTURE-CRS ERAME-W/MNTD-02 | bill.east@us.army.mil | 2013-02-28T01:01:01 | Equip-M8235 | 1D22 | MIRROR-POSTURE-CRS ERAME-W/MNTD | n/a | n/a | n/a | n/a | n/a | n/a | n/a | n/a | n/a
MIRROR-POSTURE-CRS ERAME-W/MNTD-03 | bill.east@us.army.mil | 2013-02-28T01:01:01 | Equip-M8235 | 1E11 | MIRROR-POSTURE-CRS ERAME-W/MNTD | n/a | n/a | n/a | n/a | n/a | n/a | n/a | n/a | n/a
MIXER/INVESTOR-VACUUM-2SP-1/3HP-01 | bill.east@us.army.mil | 2013-02-28T01:01:01 | Equip-D6600 | 2C14 | MIXER/INVESTOR-VACUUM-2SP-1/3HP | n/a | n/a | n/a | n/a | n/a | n/a | n/a | n/a | n/a
MIXER/INVESTOR-VACUUM-2SP-1/3HP-02 | bill.east@us.army.mil | 2013-02-28T01:01:01 | Equip-D6600 | 2C17 | MIXER/INVESTOR-VACUUM-2SP-1/3HP | n/a | n/a | n/a | n/a | n/a | n/a | n/a | n/a | n/a
MIXER/INVESTOR-VACUUM-2SP-1/3HP-03 | bill.east@us.army.mil | 2013-02-28T01:01:01 | Equip-D6600 | 2C17 | MIXER/INVESTOR-VACUUM-2SP-1/3HP | n/a | n/a | n/a | n/a | n/a | n/a | n/a | n/a | n/a
MIXER-CHEMICAL-AUTOMATIC-X5416-01 | bill.east@us.army.mil | 2013-02-28T01:01:01 | Equip-X5416 | 1B17 | MIXER-CHEMICAL-AUTOMATIC | n/a | n/a | n/a | n/a | n/a | n/a | n/a | n/a | n/a
MIXER-CHEMICAL-AUTOMATIC-X5416-02 | bill.east@us.army.mil | 2013-02-28T01:01:01 | Equip-X5416 | 2A13 | MIXER-CHEMICAL-AUTOMATIC | n/a | n/a | n/a | n/a | n/a | n/a | n/a | n/a | n/a
MIXER-CHEMICAL-AUTOMATIC-X5900-01 | bill.east@us.army.mil | 2013-02-28T01:01:01 | Equip-X5900 | 1B19 | MIXER-CHEMICAL-AUTOMATIC | n/a | n/a | n/a | n/a | n/a | n/a | n/a | n/a | n/a
MIXER-CHEMICAL-AUTOMATIC-X6450-01 | bill.east@us.army.mil | 2013-02-28T01:01:01 | Equip-X6450 | 2A12 | MIXER-CHEMICAL-AUTOMATIC | n/a | n/a | n/a | n/a | n/a | n/a | n/a | n/a | n/a
Mop Basin P-4700-01 | danielle.r.love@usace.army.mil | 2011-09-14T17:02:59 | Mop Basin P-4700 | 1E03 | M_Sink - Work:510 mmx455 mm:510 mmx455 mm:1098106 | Autodesk Revit MEP 2011 | IfcFlowTerminal | 3zITTn13z5pvvW8SU1ZMpD | n/a | n/a | n/a | n/a | n/a | n/a
Mop Basin P-4700-02 | danielle.r.love@usace.army.mil | 2011-09-14T17:02:59 | Mop Basin P-4700 | 1A11 | M_Sink - Work:510 mmx455 mm:510 mmx455 mm:1099160 | Autodesk Revit MEP 2011 | IfcFlowTerminal | 0zU$maGrPBYRR7gRxMeuWJ | n/a | n/a | n/a | n/a | n/a | n/a
Mop Basin P-4700-03 | danielle.r.love@usace.army.mil | 2011-09-14T17:02:59 | Mop Basin P-4700 | 1B16 | M_Sink - Work:510 mmx455 mm:510 mmx455 mm:1097731 | Autodesk Revit MEP 2011 | IfcFlowTerminal | 2CjUKWx9PDZAZyKXIQRRFn | n/a | n/a | n/a | n/a | n/a | n/a
Mop Basin P-4700-04 | danielle.r.love@usace.army.mil | 2011-09-14T17:02:59 | Mop Basin P-4700 | 1C03 | M_Sink - Work:510 mmx455 mm:510 mmx455 mm:1098322 | Autodesk Revit MEP 2011 | IfcFlowTerminal | 0uC1xKCZn7sveb0gc$HmrR | n/a | n/a | n/a | n/a | n/a | n/a
Mop Basin P-4700-05 | danielle.r.love@usace.army.mil | 2011-09-14T17:02:59 | Mop Basin P-4700 | 2B02 | M_Sink - Mop:710 mmx710 mm:710 mmx710 mm:653536 | Autodesk Revit MEP 2011 | IfcFlowTerminal | 2TLYTU7vT5RR3TfNpodX9u | n/a | n/a | n/a | n/a | n/a | n/a
Mop Basin P-4700-06 | danielle.r.love@usace.army.mil | 2011-09-14T17:02:59 | Mop Basin P-4700 | 2B20 | M_Sink - Work:510 mmx455 mm:510 mmx455 mm:1098534 | Autodesk Revit MEP 2011 | IfcFlowTerminal | 0h4F1KJoP8tvTDWHGKfhh0 | n/a | n/a | n/a | n/a | n/a | n/a
Mop Basin P-4700-07 | danielle.r.love@usace.army.mil | 2011-09-14T17:02:59 | Mop Basin P-4700 | 2C05 | M_Sink - Work:510 mmx455 mm:510 mmx455 mm:1098845 | Autodesk Revit MEP 2011 | IfcFlowTerminal | 0KklajgVLFPeUTp0GJxZW6 | n/a | n/a | n/a | n/a | n/a | n/a
PANEL-SUPPORT-MODULAR-2035 x 1220 x 50-01 | bill.east@us.army.mil | 2013-02-28T01:01:01 | Equip-E8100 | 1DC1 | PANEL-SUPPORT-MODULAR-2035 x 1220 x 50 | n/a | n/a | n/a | n/a | n/a | n/a | n/a | n/a | n/a
PANEL-SUPPORT-MODULAR-2035 x 1220 x 50-02 | bill.east@us.army.mil | 2013-02-28T01:01:01 | Equip-E8100 | 1DC1 | PANEL-SUPPORT-MODULAR-2035 x 1220 x 50 | n/a | n/a | n/a | n/a | n/a | n/a | n/a | n/a | n/a
PANEL-SUPPORT-MODULAR-2035 x 1220 x 50-03 | bill.east@us.army.mil | 2013-02-28T01:01:01 | Equip-E8100 | 1DC1 | PANEL-SUPPORT-MODULAR-2035 x 1220 x 50 | n/a | n/a | n/a | n/a | n/a | n/a | n/a | n/a | n/a
PANEL-SUPPORT-MODULAR-2035 x 1220 x 50-04 | bill.east@us.army.mil | 2013-02-28T01:01:01 | Equip-E8100 | 1DC1 | PANEL-SUPPORT-MODULAR-2035 x 1220 x 50 | n/a | n/a | n/a | n/a | n/a | n/a | n/a | n/a | n/a
PANEL-SUPPORT-MODULAR-2035 x 1220 x 50-05 | bill.east@us.army.mil | 2013-02-28T01:01:01 | Equip-E8100 | 1DC1 | PANEL-SUPPORT-MODULAR-2035 x 1220 x 50 | n/a | n/a | n/a | n/a | n/a | n/a | n/a | n/a | n/a
PANEL-SUPPORT-MODULAR-2035 x 1220 x 50-06 | bill.east@us.army.mil | 2013-02-28T01:01:01 | Equip-E8100 | 1DC1 | PANEL-SUPPORT-MODULAR-2035 x 1220 x 50 | n/a | n/a | n/a | n/a | n/a | n/a | n/a | n/a | n/a
PH Meter- 01 | danielle.r.love@usace.army.mil | 2011-09-14T17:02:59 | PH Meter | 1B04 | PH Meter | n/a | IfcMedicalDevice | n/a | n/a | n/a | n/a | n/a | n/a | n/a
PH MONITOR- 01 | danielle.r.love@usace.army.mil | 2011-09-14T17:02:59 | PH MONITOR | 1B04 | PH MONITOR | n/a | IfcMedicalDevice | n/a | n/a | n/a | n/a | n/a | n/a | n/a
POWER-SUPPORT L1 080-01 | bill.east@us.army.mil | 2013-02-28T01:01:01 | Equip-M1825M | 1B04 | POWER-SUPPORT L1 080 | n/a | n/a | n/a | n/a | n/a | n/a | n/a | n/a | n/a
PROCESSOR-FILM-DAYLIGHT-01 | bill.east@us.army.mil | 2013-02-28T01:01:01 | Equip-X1710 | 1B17 | PROCESSOR-FILM-DAYLIGHT | n/a | n/a | n/a | n/a | n/a | n/a | n/a | n/a | n/a
PROCESSOR-FILM-DENTAL-01 | bill.east@us.army.mil | 2013-02-28T01:01:01 | Equip-X2040 | 2A13 | PROCESSOR-FILM-DENTAL | n/a | n/a | n/a | n/a | n/a | n/a | n/a | n/a | n/a
PROCESSOR-FILM-DENTAL-02 | bill.east@us.army.mil | 2013-02-28T01:01:01 | Equip-X2040 | 2A13 | PROCESSOR-FILM-DENTAL | n/a | n/a | n/a | n/a | n/a | n/a | n/a | n/a | n/a
PROPHYLAXIS UNIT-ULTRASONIC-01 | bill.east@us.army.mil | 2013-02-28T01:01:01 | Equip-D9060 | 2A05 | PROPHYLAXIS UNIT-ULTRASONIC | n/a | n/a | n/a | n/a | n/a | n/a | n/a | n/a | n/a
PROPHYLAXIS UNIT-ULTRASONIC-02 | bill.east@us.army.mil | 2013-02-28T01:01:01 | Equip-D9060 | 2A06 | PROPHYLAXIS UNIT-ULTRASONIC | n/a | n/a | n/a | n/a | n/a | n/a | n/a | n/a | n/a
PROPHYLAXIS UNIT-ULTRASONIC-03 | bill.east@us.army.mil | 2013-02-28T01:01:01 | Equip-D9060 | 2A07 | PROPHYLAXIS UNIT-ULTRASONIC | n/a | n/a | n/a | n/a | n/a | n/a | n/a | n/a | n/a
Pump CWP-1 | danielle.r.love@usace.army.mil | 2011-09-14T17:02:59 | Pump- Cold Water | 1E15 | Cold Water Pump | n/a | IfcFlowMovingDevice | n/a | n/a | n/a | n/a | n/a | n/a | n/a
Pump CWP-2 | danielle.r.love@usace.army.mil | 2011-09-14T17:02:59 | Pump- Cold Water | 1E15 | Cold Water Pump | n/a | IfcFlowMovingDevice | n/a | n/a | n/a | n/a | n/a | n/a | n/a
Pump HWP-1 | danielle.r.love@usace.army.mil | 2011-09-14T17:02:59 | Pump- Hot Water | 2D05 | Hot Water Pump | n/a | IfcFlowMovingDevice | n/a | n/a | n/a | n/a | n/a | n/a | n/a
Pump HWP-2 | danielle.r.love@usace.army.mil | 2011-09-14T17:02:59 | Pump- Hot Water | 2D05 | Hot Water Pump | n/a | IfcFlowMovingDevice | n/a | n/a | n/a | n/a | n/a | n/a | n/a
PUMP-VACUUM-280 x 180 x 255-01 | bill.east@us.army.mil | 2013-02-28T01:01:01 | Equip-D4360 | 2C16 | PUMP-VACUUM-280 x 180 x 255 | n/a | n/a | n/a | n/a | n/a | n/a | n/a | n/a | n/a
RACK-APRON/GLOVES-WALL MOUNTED-X3150-01 | bill.east@us.army.mil | 2013-02-28T01:01:01 | Equip-X3150 | 2A12 | RACK-APRON/GLOVES-WALL MOUNTED | n/a | n/a | n/a | n/a | n/a | n/a | n/a | n/a | n/a
RACK-APRON/GLOVES-WALL MOUNTED-X3160-01 | bill.east@us.army.mil | 2013-02-28T01:01:01 | Equip-X3160 | 1B19 | RACK-APRON/GLOVES-WALL MOUNTED | n/a | n/a | n/a | n/a | n/a | n/a | n/a | n/a | n/a
RACK-HAT/COAT-WALL MOUNTED-01 | bill.east@us.army.mil | 2013-02-28T01:01:01 | Equip-F3230 | 1B10 | RACK-HAT/COAT-WALL MOUNTED | n/a | n/a | n/a | n/a | n/a | n/a | n/a | n/a | n/a
RACK-HAT/COAT-WALL MOUNTED-02 | bill.east@us.army.mil | 2013-02-28T01:01:01 | Equip-F3230 | 1E04 | RACK-HAT/COAT-WALL MOUNTED | n/a | n/a | n/a | n/a | n/a | n/a | n/a | n/a | n/a
RACK-HAT/COAT-WALL MOUNTED-03 | bill.east@us.army.mil | 2013-02-28T01:01:01 | Equip-F3230 | 1E11 | RACK-HAT/COAT-WALL MOUNTED | n/a | n/a | n/a | n/a | n/a | n/a | n/a | n/a | n/a
RACK-PAMPHLET-W/MNTD-01 | bill.east@us.army.mil | 2013-02-28T01:01:01 | Equip-F2310 | 1C10 | RACK-PAMPHLET-W/MNTD | n/a | n/a | n/a | n/a | n/a | n/a | n/a | n/a | n/a
RACK-PAMPHLET-W/MNTD-02 | bill.east@us.army.mil | 2013-02-28T01:01:01 | Equip-F2310 | 1C07 | RACK-PAMPHLET-W/MNTD | n/a | n/a | n/a | n/a | n/a | n/a | n/a | n/a | n/a
RACK-STORAGE-CYLINDER-MEDICAL GAS-01 | bill.east@us.army.mil | 2013-02-28T01:01:01 | Equip-M2025 | 1E15A | RACK-STORAGE-CYLINDER-MEDICAL GAS | n/a | n/a | n/a | n/a | n/a | n/a | n/a | n/a | n/a
RADIOGRAPHIC UNIT-DENTAL-W/MNTD-1S MA-01 | bill.east@us.army.mil | 2013-02-28T01:01:01 | Equip-X6500 | 2A12 | RADIOGRAPHIC UNIT-DENTAL-W/MNTD-1S MA | n/a | n/a | n/a | n/a | n/a | n/a | n/a | n/a | n/a
RADIOGRAPHIC UNIT-DENTAL-W/MNTD-7MA-01 | bill.east@us.army.mil | 2013-02-28T01:01:01 | Equip-X6600 | 2C04 | RADIOGRAPHIC UNIT-DENTAL-W/MNTD-7MA | n/a | n/a | n/a | n/a | n/a | n/a | n/a | n/a | n/a
RADIOGRAPHIC UNIT-DENTAL-W/MNTD-7MA-02 | bill.east@us.army.mil | 2013-02-28T01:01:01 | Equip-X6600 | 2CC2 | RADIOGRAPHIC UNIT-DENTAL-W/MNTD-7MA | n/a | n/a | n/a | n/a | n/a | n/a | n/a | n/a | n/a
RAIL-APRON-140 x 915 x 560-01 | bill.east@us.army.mil | 2013-02-28T01:01:01 | Equip-C0037 | 2C10 | RAIL-APRON-140 x 915 x 560 | n/a | n/a | n/a | n/a | n/a | n/a | n/a | n/a | n/a
RAIL-APRON-140 x 915 x 560-02 | bill.east@us.army.mil | 2013-02-28T01:01:01 | Equip-C0037 | 2C12 | RAIL-APRON-140 x 915 x 560 | n/a | n/a | n/a | n/a | n/a | n/a | n/a | n/a | n/a
RAIL-MOD-W/MNTD-HX144XD-01 | bill.east@us.army.mil | 2013-02-28T01:01:01 | Equip-E1500 | 1D07 | RAIL-MOD-W/MNTD-HX144XD | n/a | n/a | n/a | n/a | n/a | n/a | n/a | n/a | n/a
RAIL-MOD-W/MNTD-HX144XD-02 | bill.east@us.army.mil | 2013-02-28T01:01:01 | Equip-E1500 | 1D02 | RAIL-MOD-W/MNTD-HX144XD | n/a | n/a | n/a | n/a | n/a | n/a | n/a | n/a | n/a
RAIL-MOD-W/MNTD-HX144XD-03 | bill.east@us.army.mil | 2013-02-28T01:01:01 | Equip-E1500 | 1D08 | RAIL-MOD-W/MNTD-HX144XD | n/a | n/a | n/a | n/a | n/a | n/a | n/a | n/a | n/a
RAIL-MOD-W/MNTD-HX144XD-04 | bill.east@us.army.mil | 2013-02-28T01:01:01 | Equip-E1500 | 1D09 | RAIL-MOD-W/MNTD-HX144XD | n/a | n/a | n/a | n/a | n/a | n/a | n/a | n/a | n/a
RAIL-MOD-W/MNTD-HX144XD-05 | bill.east@us.army.mil | 2013-02-28T01:01:01 | Equip-E1500 | 1D10 | RAIL-MOD-W/MNTD-HX144XD | n/a | n/a | n/a | n/a | n/a | n/a | n/a | n/a | n/a
RAIL-MOD-W/MNTD-HX144XD-06 | bill.east@us.army.mil | 2013-02-28T01:01:01 | Equip-E1500 | 1D11 | RAIL-MOD-W/MNTD-HX144XD | n/a | n/a | n/a | n/a | n/a | n/a | n/a | n/a | n/a
RAIL-MOD-W/MNTD-HX144XD-07 | bill.east@us.army.mil | 2013-02-28T01:01:01 | Equip-E1500 | 1D13 | RAIL-MOD-W/MNTD-HX144XD | n/a | n/a | n/a | n/a | n/a | n/a | n/a | n/a | n/a
RAIL-MOD-W/MNTD-HX144XD-08 | bill.east@us.army.mil | 2013-02-28T01:01:01 | Equip-E1500 | 1D35 | RAIL-MOD-W/MNTD-HX144XD | n/a | n/a | n/a | n/a | n/a | n/a | n/a | n/a | n/a
RAIL-MOD-W/MNTD-HX144XD-09 | bill.east@us.army.mil | 2013-02-28T01:01:01 | Equip-E1500 | 1D34 | RAIL-MOD-W/MNTD-HX144XD | n/a | n/a | n/a | n/a | n/a | n/a | n/a | n/a | n/a
RAIL-MOD-W/MNTD-HX144XD-10 | bill.east@us.army.mil | 2013-02-28T01:01:01 | Equip-E1500 | 1D36 | RAIL-MOD-W/MNTD-HX144XD | n/a | n/a | n/a | n/a | n/a | n/a | n/a | n/a | n/a
RAIL-MOD-W/MNTD-HX144XD-11 | bill.east@us.army.mil | 2013-02-28T01:01:01 | Equip-E1500 | 1D28 | RAIL-MOD-W/MNTD-HX144XD | n/a | n/a | n/a | n/a | n/a | n/a | n/a | n/a | n/a
RAIL-MOD-W/MNTD-HX144XD-12 | bill.east@us.army.mil | 2013-02-28T01:01:01 | Equip-E1500 | 1D32 | RAIL-MOD-W/MNTD-HX144XD | n/a | n/a | n/a | n/a | n/a | n/a | n/a | n/a | n/a
RAIL-MOD-W/MNTD-HX144XD-13 | bill.east@us.army.mil | 2013-02-28T01:01:01 | Equip-E1500 | 1D38 | RAIL-MOD-W/MNTD-HX144XD | n/a | n/a | n/a | n/a | n/a | n/a | n/a | n/a | n/a
RAIL-MOD-W/MNTD-HX144XD-14 | bill.east@us.army.mil | 2013-02-28T01:01:01 | Equip-E1500 | 1D37 | RAIL-MOD-W/MNTD-HX144XD | n/a | n/a | n/a | n/a | n/a | n/a | n/a | n/a | n/a
RAIL-MOD-W/MNTD-HX144XD-15 | bill.east@us.army.mil | 2013-02-28T01:01:01 | Equip-E1500 | 1E33 | RAIL-MOD-W/MNTD-HX144XD | n/a | n/a | n/a | n/a | n/a | n/a | n/a | n/a | n/a
RAIL-MOD-W/MNTD-HX144XD-16 | bill.east@us.army.mil | 2013-02-28T01:01:01 | Equip-E1500 | 2C12 | RAIL-MOD-W/MNTD-HX144XD | n/a | n/a | n/a | n/a | n/a | n/a | n/a | n/a | n/a
RECEPTACLE-FEMININE NAPKIN-CRS-W/MNTD-01 | bill.east@us.army.mil | 2013-02-28T01:01:01 | Equip-A5090 | 1D04 | RECEPTACLE-FEMININE NAPKIN-CRS-W/MNTD | n/a | n/a | n/a | n/a | n/a | n/a | n/a | n/a | n/a
RECEPTACLE-FEMININE NAPKIN-CRS-W/MNTD-02 | bill.east@us.army.mil | 2013-02-28T01:01:01 | Equip-A5090 | 1D26 | RECEPTACLE-FEMININE NAPKIN-CRS-W/MNTD | n/a | n/a | n/a | n/a | n/a | n/a | n/a | n/a | n/a
RECORDER/PLAYER-CASSET fE-VIDEO-01 | bill.east@us.army.mil | 2013-02-28T01:01:01 | Equip-F2270 | 1B10 | RECORDER/PLAYER-CASSET fE-VIDEO | n/a | n/a | n/a | n/a | n/a | n/a | n/a | n/a | n/a
RECORDER/PLAYER-CASSET fE-VIDEO-02 | bill.east@us.army.mil | 2013-02-28T01:01:01 | Equip-F2270 | 1D21 | RECORDER/PLAYER-CASSET fE-VIDEO | n/a | n/a | n/a | n/a | n/a | n/a | n/a | n/a | n/a
RECORDER/PLAYER-CASSET fE-VIDEO-03 | bill.east@us.army.mil | 2013-02-28T01:01:01 | Equip-F2270 | 1D22 | RECORDER/PLAYER-CASSET fE-VIDEO | n/a | n/a | n/a | n/a | n/a | n/a | n/a | n/a | n/a
RECORDER/PLAYER-CASSET fE-VIDEO-04 | bill.east@us.army.mil | 2013-02-28T01:01:01 | Equip-F2270 | 1D23 | RECORDER/PLAYER-CASSET fE-VIDEO | n/a | n/a | n/a | n/a | n/a | n/a | n/a | n/a | n/a
RECORDER/PLAYER-CASSET fE-VIDEO-05 | bill.east@us.army.mil | 2013-02-28T01:01:01 | Equip-F2270 | 1E07 | RECORDER/PLAYER-CASSET fE-VIDEO | n/a | n/a | n/a | n/a | n/a | n/a | n/a | n/a | n/a
RECORDER/PLAYER-CASSET fE-VIDEO-06 | bill.east@us.army.mil | 2013-02-28T01:01:01 | Equip-F2270 | 2B03 | RECORDER/PLAYER-CASSET fE-VIDEO | n/a | n/a | n/a | n/a | n/a | n/a | n/a | n/a | n/a
RECORDER/PLAYER-CASSET fE-VIDEO-07 | bill.east@us.army.mil | 2013-02-28T01:01:01 | Equip-F2270 | 2B04 | RECORDER/PLAYER-CASSET fE-VIDEO | n/a | n/a | n/a | n/a | n/a | n/a | n/a | n/a | n/a
RECORDER/PLAYER-CASSET fE-VIDEO-08 | bill.east@us.army.mil | 2013-02-28T01:01:01 | Equip-F2270 | 2B15 | RECORDER/PLAYER-CASSET fE-VIDEO | n/a | n/a | n/a | n/a | n/a | n/a | n/a | n/a | n/a
RECORDER/PLAYER-CASSET fE-VIDEO-09 | bill.east@us.army.mil | 2013-02-28T01:01:01 | Equip-F2270 | 2C22 | RECORDER/PLAYER-CASSET fE-VIDEO | n/a | n/a | n/a | n/a | n/a | n/a | n/a | n/a | n/a
REFRIGERATOR/EREEZER-20 CU. FT.-01 | bill.east@us.army.mil | 2013-02-28T01:01:01 | Equip-R7250 | 1B04 | REFRIGERATOR/EREEZER-20 CU. FT. | n/a | n/a | n/a | n/a | n/a | n/a | n/a | n/a | n/a
REFRIGERATOR-1625 x 710 x 685-14 CU. FT.-01 | bill.east@us.army.mil | 2013-02-28T01:01:01 | Equip-R7000 | 1B10 | REFRIGERATOR-1625 x 710 x 685-14 CU. FT. | n/a | n/a | n/a | n/a | n/a | n/a | n/a | n/a | n/a
REFRIGERATOR-1625 x 710 x 685-14 CU. FT.-02 | bill.east@us.army.mil | 2013-02-28T01:01:01 | Equip-R7000 | 1D12 | REFRIGERATOR-1625 x 710 x 685-14 CU. FT. | n/a | n/a | n/a | n/a | n/a | n/a | n/a | n/a | n/a
REFRIGERATOR-1625 x 710 x 685-14 CU. FT.-03 | bill.east@us.army.mil | 2013-02-28T01:01:01 | Equip-R7000 | 1E04 | REFRIGERATOR-1625 x 710 x 685-14 CU. FT. | n/a | n/a | n/a | n/a | n/a | n/a | n/a | n/a | n/a
REFRIGERATOR-1625 x 710 x 685-14 CU. FT.-04 | bill.east@us.army.mil | 2013-02-28T01:01:01 | Equip-R7000 | 1E11 | REFRIGERATOR-1625 x 710 x 685-14 CU. FT. | n/a | n/a | n/a | n/a | n/a | n/a | n/a | n/a | n/a
REFRIGERATOR-1625 x 710 x 685-14 CU. FT.-05 | bill.east@us.army.mil | 2013-02-28T01:01:01 | Equip-R7000 | 2C19 | REFRIGERATOR-1625 x 710 x 685-14 CU. FT. | n/a | n/a | n/a | n/a | n/a | n/a | n/a | n/a | n/a
REFRIGERATOR-1625 x 710 x 685-14 CU. FT.-06 | bill.east@us.army.mil | 2013-02-28T01:01:01 | Equip-R7000 | 2C22 | REFRIGERATOR-1625 x 710 x 685-14 CU. FT. | n/a | n/a | n/a | n/a | n/a | n/a | n/a | n/a | n/a
REFRIGERATOR-890 x 610 x 610-4 CU. FT.-01 | bill.east@us.army.mil | 2013-02-28T01:01:01 | Equip-R6400 | 2A13 | REFRIGERATOR-890 x 610 x 610-4 CU. FT. | n/a | n/a | n/a | n/a | n/a | n/a | n/a | n/a | n/a
REFRIGERATOR-TRIPLE DOOR-01 | bill.east@us.army.mil | 2013-02-28T01:01:01 | Equip-R6060M | 1B04 | REFRIGERATOR-TRIPLE DOOR | n/a | n/a | n/a | n/a | n/a | n/a | n/a | n/a | n/a
REFRIGERATOR-U/C OR FIS-890 x 610 x 660-4 CU. FT.-01 | bill.east@us.army.mil | 2013-02-28T01:01:01 | Equip-R6200 | 1D22 | REFRIGERATOR-U/C OR FIS-890 x 610 x 660-4 CU. FT. | n/a | n/a | n/a | n/a | n/a | n/a | n/a | n/a | n/a
Return Diffuser 150 Face- 01 | danielle.r.love@usace.army.mil | 2011-09-14T17:02:59 | Return Diffuser 150 Face | 1E22 | M_Return Diffuser:150 x 150 Face 300 x 300 Connection 2:150 x 150 Face 300 x 300 Connection 2:566986 | Autodesk Revit MEP 2011 | IfcFlowTerminal | 0JGTSjcSn7v8o$ZI4qc4Sd | n/a | n/a | n/a | n/a | n/a | n/a
Return Diffuser 150 Face- 02 | danielle.r.love@usace.army.mil | 2011-09-14T17:02:59 | Return Diffuser 150 Face | 1E23 | M_Return Diffuser:150 x 150 Face 300 x 300 Connection 2:150 x 150 Face 300 x 300 Connection 2:568570 | Autodesk Revit MEP 2011 | IfcFlowTerminal | 0JGTSjcSn7v8o$ZI4qc4qN | n/a | n/a | n/a | n/a | n/a | n/a
Return Diffuser 150 Face- 03 | danielle.r.love@usace.army.mil | 2011-09-14T17:02:59 | Return Diffuser 150 Face | 1E27 | M_Return Diffuser:150 x 150 Face 300 x 300 Connection 2:150 x 150 Face 300 x 300 Connection 2:568587 | Autodesk Revit MEP 2011 | IfcFlowTerminal | 0JGTSjcSn7v8o$ZI4qc4pc | n/a | n/a | n/a | n/a | n/a | n/a
Return Diffuser 150 Face- 04 | danielle.r.love@usace.army.mil | 2011-09-14T17:02:59 | Return Diffuser 150 Face | 1A03 | M_Return Diffuser:150 x 150 Face 300 x 300 Connection 2:150 x 150 Face 300 x 300 Connection 2:568492 | Autodesk Revit MEP 2011 | IfcFlowTerminal | 0JGTSjcSn7v8o$ZI4qc4r1 | n/a | n/a | n/a | n/a | n/a | n/a
Return Diffuser 150 Face- 05 | danielle.r.love@usace.army.mil | 2011-09-14T17:02:59 | Return Diffuser 150 Face | 1A14 | M_Return Diffuser:150 x 150 Face 300 x 300 Connection 2:150 x 150 Face 300 x 300 Connection 2:568496 | Autodesk Revit MEP 2011 | IfcFlowTerminal | 0JGTSjcSn7v8o$ZI4qc4rT | n/a | n/a | n/a | n/a | n/a | n/a
Return Diffuser 150 Face- 06 | danielle.r.love@usace.army.mil | 2011-09-14T17:02:59 | Return Diffuser 150 Face | 1A15 | M_Return Diffuser:150 x 150 Face 300 x 300 Connection 2:150 x 150 Face 300 x 300 Connection 2:568500 | Autodesk Revit MEP 2011 | IfcFlowTerminal | 0JGTSjcSn7v8o$ZI4qc4rP | n/a | n/a | n/a | n/a | n/a | n/a
Return Diffuser 150 Face- 07 | danielle.r.love@usace.army.mil | 2011-09-14T17:02:59 | Return Diffuser 150 Face | 1B01 | M_Return Diffuser:150 x 150 Face 300 x 300 Connection 2:150 x 150 Face 300 x 300 Connection 2:568530 | Autodesk Revit MEP 2011 | IfcFlowTerminal | 0JGTSjcSn7v8o$ZI4qc4q$ | n/a | n/a | n/a | n/a | n/a | n/a
Return Diffuser 150 Face- 08 | danielle.r.love@usace.army.mil | 2011-09-14T17:02:59 | Return Diffuser 150 Face | 1B07 | M_Return Diffuser:150 x 150 Face 300 x 300 Connection 2:150 x 150 Face 300 x 300 Connection 2:566996 | Autodesk Revit MEP 2011 | IfcFlowTerminal | 0JGTSjcSn7v8o$ZI4qc4Sv | n/a | n/a | n/a | n/a | n/a | n/a
Return Diffuser 150 Face- 09 | danielle.r.love@usace.army.mil | 2011-09-14T17:02:59 | Return Diffuser 150 Face | 1B08 | M_Return Diffuser:150 x 150 Face 300 x 300 Connection 2:150 x 150 Face 300 x 300 Connection 2:566991 | Autodesk Revit MEP 2011 | IfcFlowTerminal | 0JGTSjcSn7v8o$ZI4qc4SY | n/a | n/a | n/a | n/a | n/a | n/a
Return Diffuser 150 Face- 10 | danielle.r.love@usace.army.mil | 2011-09-14T17:02:59 | Return Diffuser 150 Face | 1B15 | M_Return Diffuser:150 x 150 Face 300 x 300 Connection 2:150 x 150 Face 300 x 300 Connection 2:568538 | Autodesk Revit MEP 2011 | IfcFlowTerminal | 0JGTSjcSn7v8o$ZI4qc4qt | n/a | n/a | n/a | n/a | n/a | n/a
Return Diffuser 150 Face- 11 | danielle.r.love@usace.army.mil | 2011-09-14T17:02:59 | Return Diffuser 150 Face | 1B23 | M_Return Diffuser:150 x 150 Face 300 x 300 Connection 2:150 x 150 Face 300 x 300 Connection 2:1090498 | Autodesk Revit MEP 2011 | IfcFlowTerminal | 1_Zh3tX9X1EP5VDitdzjnd | n/a | n/a | n/a | n/a | n/a | n/a
Return Diffuser 150 Face- 12 | danielle.r.love@usace.army.mil | 2011-09-14T17:02:59 | Return Diffuser 150 Face | 1BC2 | M_Return Diffuser:150 x 150 Face 300 x 300 Connection 2:150 x 150 Face 300 x 300 Connection 2:568534 | Autodesk Revit MEP 2011 | IfcFlowTerminal | 0JGTSjcSn7v8o$ZI4qc4qx | n/a | n/a | n/a | n/a | n/a | n/a
Return Diffuser 150 Face- 13 | danielle.r.love@usace.army.mil | 2011-09-14T17:02:59 | Return Diffuser 150 Face | 1D05 | M_Return Diffuser:150 x 150 Face 300 x 300 Connection 2:150 x 150 Face 300 x 300 Connection 2:566929 | Autodesk Revit MEP 2011 | IfcFlowTerminal | 3xpYMWHQT37hD3zZIMC48O | n/a | n/a | n/a | n/a | n/a | n/a
Return Diffuser 150 Face- 14 | danielle.r.love@usace.army.mil | 2011-09-14T17:02:59 | Return Diffuser 150 Face | 1D15 | M_Return Diffuser:150 x 150 Face 300 x 300 Connection 2:150 x 150 Face 300 x 300 Connection 2:568510 | Autodesk Revit MEP 2011 | IfcFlowTerminal | 0JGTSjcSn7v8o$ZI4qc4rJ | n/a | n/a | n/a | n/a | n/a | n/a
Return Diffuser 150 Face- 15 | danielle.r.love@usace.army.mil | 2011-09-14T17:02:59 | Return Diffuser 150 Face | 1D19 | M_Return Diffuser:150 x 150 Face 300 x 300 Connection 2:150 x 150 Face 300 x 300 Connection 2:568505 | Autodesk Revit MEP 2011 | IfcFlowTerminal | 0JGTSjcSn7v8o$ZI4qc4rK | n/a | n/a | n/a | n/a | n/a | n/a
Return Diffuser 150 Face- 16 | danielle.r.love@usace.army.mil | 2011-09-14T17:02:59 | Return Diffuser 150 Face | 1D30 | M_Return Diffuser:150 x 150 Face 300 x 300 Connection 2:150 x 150 Face 300 x 300 Connection 2:568514 | Autodesk Revit MEP 2011 | IfcFlowTerminal | 0JGTSjcSn7v8o$ZI4qc4ql | n/a | n/a | n/a | n/a | n/a | n/a
Return Diffuser 150 Face- 17 | danielle.r.love@usace.army.mil | 2011-09-14T17:02:59 | Return Diffuser 150 Face | 2B13 | M_Return Diffuser:150 x 150 Face 300 x 300 Connection 2:150 x 150 Face 300 x 300 Connection 2:568947 | Autodesk Revit MEP 2011 | IfcFlowTerminal | 0JGTSjcSn7v8o$ZI4qc4_U | n/a | n/a | n/a | n/a | n/a | n/a
Return Diffuser 200 Face- 01 | danielle.r.love@usace.army.mil | 2011-09-14T17:02:59 | Return Diffuser 200 Face | 1E04 | M_Return Diffuser:200 x 200 Face 300 x 300 Connection:200 x 200 Face 300 x 300 Connection:567080 | Autodesk Revit MEP 2011 | IfcFlowTerminal | 0JGTSjcSn7v8o$ZI4qc4R5 | n/a | n/a | n/a | n/a | n/a | n/a
Return Diffuser 200 Face- 02 | danielle.r.love@usace.army.mil | 2011-09-14T17:02:59 | Return Diffuser 200 Face | 1E05 | M_Return Diffuser:200 x 200 Face 300 x 300 Connection:200 x 200 Face 300 x 300 Connection:567140 | Autodesk Revit MEP 2011 | IfcFlowTerminal | 0JGTSjcSn7v8o$ZI4qc4Q9 | n/a | n/a | n/a | n/a | n/a | n/a
Return Diffuser 200 Face- 03 | danielle.r.love@usace.army.mil | 2011-09-14T17:02:59 | Return Diffuser 200 Face | 1E07 | M_Return Diffuser:200 x 200 Face 300 x 300 Connection:200 x 200 Face 300 x 300 Connection:568567 | Autodesk Revit MEP 2011 | IfcFlowTerminal | 0JGTSjcSn7v8o$ZI4qc4qQ | n/a | n/a | n/a | n/a | n/a | n/a
Return Diffuser 200 Face- 04 | danielle.r.love@usace.army.mil | 2011-09-14T17:02:59 | Return Diffuser 200 Face | 1E08 | M_Return Diffuser:200 x 200 Face 300 x 300 Connection:200 x 200 Face 300 x 300 Connection:1138444 | Autodesk Revit MEP 2011 | IfcFlowTerminal | 2IqvYocuPAIvemssmou_2I | n/a | n/a | n/a | n/a | n/a | n/a
Return Diffuser 200 Face- 05 | danielle.r.love@usace.army.mil | 2011-09-14T17:02:59 | Return Diffuser 200 Face | 1E18 | M_Return Diffuser:200 x 200 Face 300 x 300 Connection:200 x 200 Face 300 x 300 Connection:568576 | Autodesk Revit MEP 2011 | IfcFlowTerminal | 0JGTSjcSn7v8o$ZI4qc4pj | n/a | n/a | n/a | n/a | n/a | n/a
Return Diffuser 200 Face- 06 | danielle.r.love@usace.army.mil | 2011-09-14T17:02:59 | Return Diffuser 200 Face | 1E19 | M_Return Diffuser:200 x 200 Face 300 x 300 Connection:200 x 200 Face 300 x 300 Connection:1090814 | Autodesk Revit MEP 2011 | IfcFlowTerminal | 1_Zh3tX9X1EP5VDitdzjjR | n/a | n/a | n/a | n/a | n/a | n/a
Return Diffuser 200 Face- 07 | danielle.r.love@usace.army.mil | 2011-09-14T17:02:59 | Return Diffuser 200 Face | 1E25 | M_Return Diffuser:200 x 200 Face 300 x 300 Connection:200 x 200 Face 300 x 300 Connection:568581 | Autodesk Revit MEP 2011 | IfcFlowTerminal | 0JGTSjcSn7v8o$ZI4qc4pe | n/a | n/a | n/a | n/a | n/a | n/a
Return Diffuser 200 Face- 08 | danielle.r.love@usace.army.mil | 2011-09-14T17:02:59 | Return Diffuser 200 Face | 1A01 | M_Return Diffuser:200 x 200 Face 300 x 300 Connection:200 x 200 Face 300 x 300 Connection:568487 | Autodesk Revit MEP 2011 | IfcFlowTerminal | 0JGTSjcSn7v8o$ZI4qc4rA | n/a | n/a | n/a | n/a | n/a | n/a
Return Diffuser 200 Face- 09 | danielle.r.love@usace.army.mil | 2011-09-14T17:02:59 | Return Diffuser 200 Face | 1A04 | M_Return Diffuser:200 x 200 Face 300 x 300 Connection:200 x 200 Face 300 x 300 Connection:568468 | Autodesk Revit MEP 2011 | IfcFlowTerminal | 0JGTSjcSn7v8o$ZI4qc4rv | n/a | n/a | n/a | n/a | n/a | n/a
Return Diffuser 200 Face- 10 | danielle.r.love@usace.army.mil | 2011-09-14T17:02:59 | Return Diffuser 200 Face | 1A05 | M_Return Diffuser:200 x 200 Face 300 x 300 Connection:200 x 200 Face 300 x 300 Connection:566923 | Autodesk Revit MEP 2011 | IfcFlowTerminal | 0JGTSjcSn7v8o$ZI4qc4Tc | n/a | n/a | n/a | n/a | n/a | n/a
Return Diffuser 200 Face- 11 | danielle.r.love@usace.army.mil | 2011-09-14T17:02:59 | Return Diffuser 200 Face | 1A07 | M_Return Diffuser:200 x 200 Face 300 x 300 Connection:200 x 200 Face 300 x 300 Connection:566918 | Autodesk Revit MEP 2011 | IfcFlowTerminal | 0JGTSjcSn7v8o$ZI4qc4Th | n/a | n/a | n/a | n/a | n/a | n/a
Return Diffuser 200 Face- 12 | danielle.r.love@usace.army.mil | 2011-09-14T17:02:59 | Return Diffuser 200 Face | 1B03 | M_Return Diffuser:200 x 200 Face 300 x 300 Connection:200 x 200 Face 300 x 300 Connection:567002 | Autodesk Revit MEP 2011 | IfcFlowTerminal | 0JGTSjcSn7v8o$ZI4qc4St | n/a | n/a | n/a | n/a | n/a | n/a
Return Diffuser 200 Face- 13 | danielle.r.love@usace.army.mil | 2011-09-14T17:02:59 | Return Diffuser 200 Face | 1B10 | M_Return Diffuser:200 x 200 Face 300 x 300 Connection:200 x 200 Face 300 x 300 Connection:568562 | Autodesk Revit MEP 2011 | IfcFlowTerminal | 0JGTSjcSn7v8o$ZI4qc4qV | n/a | n/a | n/a | n/a | n/a | n/a
Return Diffuser 200 Face- 14 | danielle.r.love@usace.army.mil | 2011-09-14T17:02:59 | Return Diffuser 200 Face | 1C05 | M_Return Diffuser:200 x 200 Face 300 x 300 Connection:200 x 200 Face 300 x 300 Connection:568461 | Autodesk Revit MEP 2011 | IfcFlowTerminal | 0JGTSjcSn7v8o$ZI4qc4rW | n/a | n/a | n/a | n/a | n/a | n/a
Return Diffuser 200 Face- 15 | danielle.r.love@usace.army.mil | 2011-09-14T17:02:59 | Return Diffuser 200 Face | 1C07 | M_Return Diffuser:200 x 200 Face 300 x 300 Connection:200 x 200 Face 300 x 300 Connection:568476 | Autodesk Revit MEP 2011 | IfcFlowTerminal | 0JGTSjcSn7v8o$ZI4qc4rn | n/a | n/a | n/a | n/a | n/a | n/a
Return Diffuser 200 Face- 16 | danielle.r.love@usace.army.mil | 2011-09-14T17:02:59 | Return Diffuser 200 Face | 1C08 | M_Return Diffuser:200 x 200 Face 300 x 300 Connection:200 x 200 Face 300 x 300 Connection:568458 | Autodesk Revit MEP 2011 | IfcFlowTerminal | 0JGTSjcSn7v8o$ZI4qc4rd | n/a | n/a | n/a | n/a | n/a | n/a
Return Diffuser 200 Face- 17 | danielle.r.love@usace.army.mil | 2011-09-14T17:02:59 | Return Diffuser 200 Face | 1C10 | M_Return Diffuser:200 x 200 Face 300 x 300 Connection:200 x 200 Face 300 x 300 Connection:568471 | Autodesk Revit MEP 2011 | IfcFlowTerminal | 0JGTSjcSn7v8o$ZI4qc4rw | n/a | n/a | n/a | n/a | n/a | n/a
Return Diffuser 200 Face- 18 | danielle.r.love@usace.army.mil | 2011-09-14T17:02:59 | Return Diffuser 200 Face | 1C14 | M_Return Diffuser:200 x 200 Face 300 x 300 Connection:200 x 200 Face 300 x 300 Connection:567219 | Autodesk Revit MEP 2011 | IfcFlowTerminal | 0JGTSjcSn7v8o$ZI4qc4PU | n/a | n/a | n/a | n/a | n/a | n/a
Return Diffuser 200 Face- 19 | danielle.r.love@usace.army.mil | 2011-09-14T17:02:59 | Return Diffuser 200 Face | 1C15 | M_Return Diffuser:200 x 200 Face 300 x 300 Connection:200 x 200 Face 300 x 300 Connection:568479 | Autodesk Revit MEP 2011 | IfcFlowTerminal | 0JGTSjcSn7v8o$ZI4qc4ro | n/a | n/a | n/a | n/a | n/a | n/a
Return Diffuser 200 Face- 20 | danielle.r.love@usace.army.mil | 2011-09-14T17:02:59 | Return Diffuser 200 Face | 1C16 | M_Return Diffuser:200 x 200 Face 300 x 300 Connection:200 x 200 Face 300 x 300 Connection:568451 | Autodesk Revit MEP 2011 | IfcFlowTerminal | 0JGTSjcSn7v8o$ZI4qc4rk | n/a | n/a | n/a | n/a | n/a | n/a
Return Diffuser 200 Face- 21 | danielle.r.love@usace.army.mil | 2011-09-14T17:02:59 | Return Diffuser 200 Face | 1C17 | M_Return Diffuser:200 x 200 Face 300 x 300 Connection:200 x 200 Face 300 x 300 Connection:568482 | Autodesk Revit MEP 2011 | IfcFlowTerminal | 0JGTSjcSn7v8o$ZI4qc4rF | n/a | n/a | n/a | n/a | n/a | n/a
Return Diffuser 200 Face- 22 | danielle.r.love@usace.army.mil | 2011-09-14T17:02:59 | Return Diffuser 200 Face | 1C19 | M_Return Diffuser:200 x 200 Face 300 x 300 Connection:200 x 200 Face 300 x 300 Connection:568454 | Autodesk Revit MEP 2011 | IfcFlowTerminal | 0JGTSjcSn7v8o$ZI4qc4rh | n/a | n/a | n/a | n/a | n/a | n/a
Return Diffuser 200 Face- 23 | danielle.r.love@usace.army.mil | 2011-09-14T17:02:59 | Return Diffuser 200 Face | 1D02 | M_Return Diffuser:200 x 200 Face 300 x 300 Connection:200 x 200 Face 300 x 300 Connection:566938 | Autodesk Revit MEP 2011 | IfcFlowTerminal | 0JGTSjcSn7v8o$ZI4qc4Tt | n/a | n/a | n/a | n/a | n/a | n/a
Return Diffuser 200 Face- 24 | danielle.r.love@usace.army.mil | 2011-09-14T17:02:59 | Return Diffuser 200 Face | 1D07 | M_Return Diffuser:200 x 200 Face 300 x 300 Connection:200 x 200 Face 300 x 300 Connection:567161 | Autodesk Revit MEP 2011 | IfcFlowTerminal | 0JGTSjcSn7v8o$ZI4qc4QK | n/a | n/a | n/a | n/a | n/a | n/a
Return Diffuser 200 Face- 25 | danielle.r.love@usace.army.mil | 2011-09-14T17:02:59 | Return Diffuser 200 Face | 1D08 | M_Return Diffuser:200 x 200 Face 300 x 300 Connection:200 x 200 Face 300 x 300 Connection:567155 | Autodesk Revit MEP 2011 | IfcFlowTerminal | 0JGTSjcSn7v8o$ZI4qc4QU | n/a | n/a | n/a | n/a | n/a | n/a
Return Diffuser 200 Face- 26 | danielle.r.love@usace.army.mil | 2011-09-14T17:02:59 | Return Diffuser 200 Face | 1D10 | M_Return Diffuser:200 x 200 Face 300 x 300 Connection:200 x 200 Face 300 x 300 Connection:570499 | Autodesk Revit MEP 2011 | IfcFlowTerminal | 0JGTSjcSn7v8o$ZI4qc5Lk | n/a | n/a | n/a | n/a | n/a | n/a
Return Diffuser 200 Face- 27 | danielle.r.love@usace.army.mil | 2011-09-14T17:02:59 | Return Diffuser 200 Face | 1D11 | M_Return Diffuser:200 x 200 Face 300 x 300 Connection:200 x 200 Face 300 x 300 Connection:567160 | Autodesk Revit MEP 2011 | IfcFlowTerminal | 0JGTSjcSn7v8o$ZI4qc4QL | n/a | n/a | n/a | n/a | n/a | n/a
Return Diffuser 200 Face- 28 | danielle.r.love@usace.army.mil | 2011-09-14T17:02:59 | Return Diffuser 200 Face | 1D13 | M_Return Diffuser:200 x 200 Face 300 x 300 Connection:200 x 200 Face 300 x 300 Connection:566957 | Autodesk Revit MEP 2011 | IfcFlowTerminal | 0JGTSjcSn7v8o$ZI4qc4T0 | n/a | n/a | n/a | n/a | n/a | n/a
Return Diffuser 200 Face- 29 | danielle.r.love@usace.army.mil | 2011-09-14T17:02:59 | Return Diffuser 200 Face | 1D24 | M_Return Diffuser:200 x 200 Face 300 x 300 Connection:200 x 200 Face 300 x 300 Connection:568554 | Autodesk Revit MEP 2011 | IfcFlowTerminal | 0JGTSjcSn7v8o$ZI4qc4q7 | n/a | n/a | n/a | n/a | n/a | n/a
Return Diffuser 200 Face- 30 | danielle.r.love@usace.army.mil | 2011-09-14T17:02:59 | Return Diffuser 200 Face | 1D27 | M_Return Diffuser:200 x 200 Face 300 x 300 Connection:200 x 200 Face 300 x 300 Connection:567049 | Autodesk Revit MEP 2011 | IfcFlowTerminal | 0JGTSjcSn7v8o$ZI4qc4Ra | n/a | n/a | n/a | n/a | n/a | n/a
Return Diffuser 200 Face- 31 | danielle.r.love@usace.army.mil | 2011-09-14T17:02:59 | Return Diffuser 200 Face | 1D28 | M_Return Diffuser:200 x 200 Face 300 x 300 Connection:200 x 200 Face 300 x 300 Connection:568551 | Autodesk Revit MEP 2011 | IfcFlowTerminal | 0JGTSjcSn7v8o$ZI4qc4qA | n/a | n/a | n/a | n/a | n/a | n/a
Return Diffuser 200 Face- 32 | danielle.r.love@usace.army.mil | 2011-09-14T17:02:59 | Return Diffuser 200 Face | 1D32 | M_Return Diffuser:200 x 200 Face 300 x 300 Connection:200 x 200 Face 300 x 300 Connection:567021 | Autodesk Revit MEP 2011 | IfcFlowTerminal | 0JGTSjcSn7v8o$ZI4qc4S0 | n/a | n/a | n/a | n/a | n/a | n/a
Return Diffuser 200 Face- 33 | danielle.r.love@usace.army.mil | 2011-09-14T17:02:59 | Return Diffuser 200 Face | 1D33 | M_Return Diffuser:200 x 200 Face 300 x 300 Connection:200 x 200 Face 300 x 300 Connection:568546 | Autodesk Revit MEP 2011 | IfcFlowTerminal | 0JGTSjcSn7v8o$ZI4qc4qF | n/a | n/a | n/a | n/a | n/a | n/a
Return Diffuser 200 Face- 34 | danielle.r.love@usace.army.mil | 2011-09-14T17:02:59 | Return Diffuser 200 Face | 1D34 | M_Return Diffuser:200 x 200 Face 300 x 300 Connection:200 x 200 Face 300 x 300 Connection:567022 | Autodesk Revit MEP 2011 | IfcFlowTerminal | 0JGTSjcSn7v8o$ZI4qc4S3 | n/a | n/a | n/a | n/a | n/a | n/a
Return Diffuser 200 Face- 35 | danielle.r.love@usace.army.mil | 2011-09-14T17:02:59 | Return Diffuser 200 Face | 1D35 | M_Return Diffuser:200 x 200 Face 300 x 300 Connection:200 x 200 Face 300 x 300 Connection:567010 | Autodesk Revit MEP 2011 | IfcFlowTerminal | 0JGTSjcSn7v8o$ZI4qc4SF | n/a | n/a | n/a | n/a | n/a | n/a
Return Diffuser 200 Face- 36 | danielle.r.love@usace.army.mil | 2011-09-14T17:02:59 | Return Diffuser 200 Face | 1D36 | M_Return Diffuser:200 x 200 Face 300 x 300 Connection:200 x 200 Face 300 x 300 Connection:566902 | Autodesk Revit MEP 2011 | IfcFlowTerminal | 0bL2NIpbTCbQeoC9xopKZC | n/a | n/a | n/a | n/a | n/a | n/a
Return Diffuser 200 Face- 37 | danielle.r.love@usace.army.mil | 2011-09-14T17:02:59 | Return Diffuser 200 Face | 1D40 | M_Return Diffuser:200 x 200 Face 300 x 300 Connection:200 x 200 Face 300 x 300 Connection:568541 | Autodesk Revit MEP 2011 | IfcFlowTerminal | 0JGTSjcSn7v8o$ZI4qc4qm | n/a | n/a | n/a | n/a | n/a | n/a
Return Diffuser 200 Face- 38 | danielle.r.love@usace.army.mil | 2011-09-14T17:02:59 | Return Diffuser 200 Face | 2A02 | M_Return Diffuser:200 x 200 Face 300 x 300 Connection:200 x 200 Face 300 x 300 Connection:568924 | Autodesk Revit MEP 2011 | IfcFlowTerminal | 0JGTSjcSn7v8o$ZI4qc4_n | n/a | n/a | n/a | n/a | n/a | n/a
Return Diffuser 200 Face- 39 | danielle.r.love@usace.army.mil | 2011-09-14T17:02:59 | Return Diffuser 200 Face | 2A10 | M_Return Diffuser:200 x 200 Face 300 x 300 Connection:200 x 200 Face 300 x 300 Connection:568932 | Autodesk Revit MEP 2011 | IfcFlowTerminal | 0JGTSjcSn7v8o$ZI4qc4_9 | n/a | n/a | n/a | n/a | n/a | n/a
Return Diffuser 200 Face- 40 | danielle.r.love@usace.army.mil | 2011-09-14T17:02:59 | Return Diffuser 200 Face | 2A12 | M_Return Diffuser:200 x 200 Face 300 x 300 Connection:200 x 200 Face 300 x 300 Connection:569053 | Autodesk Revit MEP 2011 | IfcFlowTerminal | 0JGTSjcSn7v8o$ZI4qc4ym | n/a | n/a | n/a | n/a | n/a | n/a
Return Diffuser 200 Face- 41 | danielle.r.love@usace.army.mil | 2011-09-14T17:02:59 | Return Diffuser 200 Face | 2AC5 | M_Return Diffuser:200 x 200 Face 300 x 300 Connection:200 x 200 Face 300 x 300 Connection:569048 | Autodesk Revit MEP 2011 | IfcFlowTerminal | 0JGTSjcSn7v8o$ZI4qc4yr | n/a | n/a | n/a | n/a | n/a | n/a
Return Diffuser 200 Face- 42 | danielle.r.love@usace.army.mil | 2011-09-14T17:02:59 | Return Diffuser 200 Face | 2B04 | M_Return Diffuser:200 x 200 Face 300 x 300 Connection:200 x 200 Face 300 x 300 Connection:568957 | Autodesk Revit MEP 2011 | IfcFlowTerminal | 0JGTSjcSn7v8o$ZI4qc4_G | n/a | n/a | n/a | n/a | n/a | n/a
Return Diffuser 200 Face- 43 | danielle.r.love@usace.army.mil | 2011-09-14T17:02:59 | Return Diffuser 200 Face | 2B07 | M_Return Diffuser:200 x 200 Face 300 x 300 Connection:200 x 200 Face 300 x 300 Connection:568956 | Autodesk Revit MEP 2011 | IfcFlowTerminal | 0JGTSjcSn7v8o$ZI4qc4_H | n/a | n/a | n/a | n/a | n/a | n/a
Return Diffuser 200 Face- 44 | danielle.r.love@usace.army.mil | 2011-09-14T17:02:59 | Return Diffuser 200 Face | 2B08 | M_Return Diffuser:200 x 200 Face 300 x 300 Connection:200 x 200 Face 300 x 300 Connection:568962 | Autodesk Revit MEP 2011 | IfcFlowTerminal | 0JGTSjcSn7v8o$ZI4qc4zl | n/a | n/a | n/a | n/a | n/a | n/a
Return Diffuser 200 Face- 45 | danielle.r.love@usace.army.mil | 2011-09-14T17:02:59 | Return Diffuser 200 Face | 2B10 | M_Return Diffuser:200 x 200 Face 300 x 300 Connection:200 x 200 Face 300 x 300 Connection:568961 | Autodesk Revit MEP 2011 | IfcFlowTerminal | 0JGTSjcSn7v8o$ZI4qc4zi | n/a | n/a | n/a | n/a | n/a | n/a
Return Diffuser 200 Face- 46 | danielle.r.love@usace.army.mil | 2011-09-14T17:02:59 | Return Diffuser 200 Face | 2B14 | M_Return Diffuser:200 x 200 Face 300 x 300 Connection:200 x 200 Face 300 x 300 Connection:568960 | Autodesk Revit MEP 2011 | IfcFlowTerminal | 0JGTSjcSn7v8o$ZI4qc4zj | n/a | n/a | n/a | n/a | n/a | n/a
Return Diffuser 200 Face- 47 | danielle.r.love@usace.army.mil | 2011-09-14T17:02:59 | Return Diffuser 200 Face | 2B15 | M_Return Diffuser:200 x 200 Face 300 x 300 Connection:200 x 200 Face 300 x 300 Connection:568959 | Autodesk Revit MEP 2011 | IfcFlowTerminal | 0JGTSjcSn7v8o$ZI4qc4_I | n/a | n/a | n/a | n/a | n/a | n/a
Return Diffuser 200 Face- 48 | danielle.r.love@usace.army.mil | 2011-09-14T17:02:59 | Return Diffuser 200 Face | 2B17 | M_Return Diffuser:200 x 200 Face 300 x 300 Connection:200 x 200 Face 300 x 300 Connection:568958 | Autodesk Revit MEP 2011 | IfcFlowTerminal | 0JGTSjcSn7v8o$ZI4qc4_J | n/a | n/a | n/a | n/a | n/a | n/a
Return Diffuser 200 Face- 49 | danielle.r.love@usace.army.mil | 2011-09-14T17:02:59 | Return Diffuser 200 Face | 2B18 | M_Return Diffuser:200 x 200 Face 300 x 300 Connection:200 x 200 Face 300 x 300 Connection:568950 | Autodesk Revit MEP 2011 | IfcFlowTerminal | 0JGTSjcSn7v8o$ZI4qc4_R | n/a | n/a | n/a | n/a | n/a | n/a
Return Diffuser 200 Face- 50 | danielle.r.love@usace.army.mil | 2011-09-14T17:02:59 | Return Diffuser 200 Face | 2B19 | M_Return Diffuser:200 x 200 Face 300 x 300 Connection:200 x 200 Face 300 x 300 Connection:568952 | Autodesk Revit MEP 2011 | IfcFlowTerminal | 0JGTSjcSn7v8o$ZI4qc4_L | n/a | n/a | n/a | n/a | n/a | n/a
Return Diffuser 200 Face- 51 | danielle.r.love@usace.army.mil | 2011-09-14T17:02:59 | Return Diffuser 200 Face | 2B24 | M_Return Diffuser:200 x 200 Face 300 x 300 Connection:200 x 200 Face 300 x 300 Connection:568953 | Autodesk Revit MEP 2011 | IfcFlowTerminal | 0JGTSjcSn7v8o$ZI4qc4_K | n/a | n/a | n/a | n/a | n/a | n/a
Return Diffuser 200 Face- 52 | danielle.r.love@usace.army.mil | 2011-09-14T17:02:59 | Return Diffuser 200 Face | 2BC1 | M_Return Diffuser:200 x 200 Face 300 x 300 Connection:200 x 200 Face 300 x 300 Connection:568963 | Autodesk Revit MEP 2011 | IfcFlowTerminal | 0JGTSjcSn7v8o$ZI4qc4zk | n/a | n/a | n/a | n/a | n/a | n/a
Return Diffuser 200 Face- 53 | danielle.r.love@usace.army.mil | 2011-09-14T17:02:59 | Return Diffuser 200 Face | 2C01 | M_Return Diffuser:200 x 200 Face 300 x 300 Connection:200 x 200 Face 300 x 300 Connection:568931 | Autodesk Revit MEP 2011 | IfcFlowTerminal | 0JGTSjcSn7v8o$ZI4qc4_E | n/a | n/a | n/a | n/a | n/a | n/a
Return Diffuser 200 Face- 54 | danielle.r.love@usace.army.mil | 2011-09-14T17:02:59 | Return Diffuser 200 Face | 2C18 | M_Return Diffuser:200 x 200 Face 300 x 300 Connection:200 x 200 Face 300 x 300 Connection:1090943 | Autodesk Revit MEP 2011 | IfcFlowTerminal | 35NQ9_t0HEBA7$ZeVI_fM8 | n/a | n/a | n/a | n/a | n/a | n/a
Return Diffuser 200 Face- 55 | danielle.r.love@usace.army.mil | 2011-09-14T17:02:59 | Return Diffuser 200 Face | 2C22 | M_Return Diffuser:200 x 200 Face 300 x 300 Connection:200 x 200 Face 300 x 300 Connection:568929 | Autodesk Revit MEP 2011 | IfcFlowTerminal | 0JGTSjcSn7v8o$ZI4qc4_C | n/a | n/a | n/a | n/a | n/a | n/a
Return Diffuser 200 Face- 56 | danielle.r.love@usace.army.mil | 2011-09-14T17:02:59 | Return Diffuser 200 Face | 2D01 | M_Return Diffuser:200 x 200 Face 300 x 300 Connection:200 x 200 Face 300 x 300 Connection:568964 | Autodesk Revit MEP 2011 | IfcFlowTerminal | 0JGTSjcSn7v8o$ZI4qc4zf | n/a | n/a | n/a | n/a | n/a | n/a
Return Diffuser 200 Face- 57 | danielle.r.love@usace.army.mil | 2011-09-14T17:02:59 | Return Diffuser 200 Face | 2D02 | M_Return Diffuser:200 x 200 Face 300 x 300 Connection:200 x 200 Face 300 x 300 Connection:568971 | Autodesk Revit MEP 2011 | IfcFlowTerminal | 0JGTSjcSn7v8o$ZI4qc4zc | n/a | n/a | n/a | n/a | n/a | n/a
Return Diffuser 200 Face- 58 | danielle.r.love@usace.army.mil | 2011-09-14T17:02:59 | Return Diffuser 200 Face | 2D03 | M_Return Diffuser:200 x 200 Face 300 x 300 Connection:200 x 200 Face 300 x 300 Connection:568970 | Autodesk Revit MEP 2011 | IfcFlowTerminal | 0JGTSjcSn7v8o$ZI4qc4zd | n/a | n/a | n/a | n/a | n/a | n/a
Return Diffuser 200 Face- 59 | danielle.r.love@usace.army.mil | 2011-09-14T17:02:59 | Return Diffuser 200 Face | 2D07 | M_Return Diffuser:200 x 200 Face 300 x 300 Connection:200 x 200 Face 300 x 300 Connection:568936 | Autodesk Revit MEP 2011 | IfcFlowTerminal | 0JGTSjcSn7v8o$ZI4qc4_5 | n/a | n/a | n/a | n/a | n/a | n/a
Return Diffuser 200 Face- 60 | danielle.r.love@usace.army.mil | 2011-09-14T17:02:59 | Return Diffuser 200 Face | 2D08 | M_Return Diffuser:200 x 200 Face 300 x 300 Connection:200 x 200 Face 300 x 300 Connection:568935 | Autodesk Revit MEP 2011 | IfcFlowTerminal | 0JGTSjcSn7v8o$ZI4qc4_A | n/a | n/a | n/a | n/a | n/a | n/a
Return Diffuser 200 Face- 61 | danielle.r.love@usace.army.mil | 2011-09-14T17:02:59 | Return Diffuser 200 Face | 2D09 | M_Return Diffuser:200 x 200 Face 300 x 300 Connection:200 x 200 Face 300 x 300 Connection:568934 | Autodesk Revit MEP 2011 | IfcFlowTerminal | 0JGTSjcSn7v8o$ZI4qc4_B | n/a | n/a | n/a | n/a | n/a | n/a
Return Diffuser 200 Face- 62 | danielle.r.love@usace.army.mil | 2011-09-14T17:02:59 | Return Diffuser 200 Face | 2D11 | M_Return Diffuser:200 x 200 Face 300 x 300 Connection:200 x 200 Face 300 x 300 Connection:568938 | Autodesk Revit MEP 2011 | IfcFlowTerminal | 0JGTSjcSn7v8o$ZI4qc4_7 | n/a | n/a | n/a | n/a | n/a | n/a
Return Diffuser 200 Face- 63 | danielle.r.love@usace.army.mil | 2011-09-14T17:02:59 | Return Diffuser 200 Face | 2D16 | M_Return Diffuser:200 x 200 Face 300 x 300 Connection:200 x 200 Face 300 x 300 Connection:568939 | Autodesk Revit MEP 2011 | IfcFlowTerminal | 0JGTSjcSn7v8o$ZI4qc4_6 | n/a | n/a | n/a | n/a | n/a | n/a
Return Diffuser 200 Face- 64 | danielle.r.love@usace.army.mil | 2011-09-14T17:02:59 | Return Diffuser 200 Face | 2D17 | M_Return Diffuser:200 x 200 Face 300 x 300 Connection:200 x 200 Face 300 x 300 Connection:568942 | Autodesk Revit MEP 2011 | IfcFlowTerminal | 0JGTSjcSn7v8o$ZI4qc4_3 | n/a | n/a | n/a | n/a | n/a | n/a
Return Diffuser 300 Face- 01 | danielle.r.love@usace.army.mil | 2011-09-14T17:02:59 | Return Diffuser 300 Face | 1E14 | M_Return Diffuser:300 x 300 Face 300 x 300 Connection 2:300 x 300 Face 300 x 300 Connection 2:1090734 | Autodesk Revit MEP 2011 | IfcFlowTerminal | 1_Zh3tX9X1EP5VDitdzjiB | n/a | n/a | n/a | n/a | n/a | n/a
Return Diffuser 300 Face- 02 | danielle.r.love@usace.army.mil | 2011-09-14T17:02:59 | Return Diffuser 300 Face | 1E28 | M_Return Diffuser:300 x 300 Face 300 x 300 Connection 2:300 x 300 Face 300 x 300 Connection 2:567102 | Autodesk Revit MEP 2011 | IfcFlowTerminal | 0JGTSjcSn7v8o$ZI4qc4RJ | n/a | n/a | n/a | n/a | n/a | n/a
Return Diffuser 300 Face- 03 | danielle.r.love@usace.army.mil | 2011-09-14T17:02:59 | Return Diffuser 300 Face | 1E29 | M_Return Diffuser:300 x 300 Face 300 x 300 Connection 2:300 x 300 Face 300 x 300 Connection 2:567090 | Autodesk Revit MEP 2011 | IfcFlowTerminal | 0JGTSjcSn7v8o$ZI4qc4RV | n/a | n/a | n/a | n/a | n/a | n/a
Return Diffuser 300 Face- 04 | danielle.r.love@usace.army.mil | 2011-09-14T17:02:59 | Return Diffuser 300 Face | 1A06 | M_Return Diffuser:300 x 300 Face 300 x 300 Connection 2:300 x 300 Face 300 x 300 Connection 2:566911 | Autodesk Revit MEP 2011 | IfcFlowTerminal | 0GdySjAAf3jQHbgRW$cY$B | n/a | n/a | n/a | n/a | n/a | n/a
Return Diffuser 300 Face- 05 | danielle.r.love@usace.army.mil | 2011-09-14T17:02:59 | Return Diffuser 300 Face | 1C09 | M_Return Diffuser:300 x 300 Face 300 x 300 Connection 2:300 x 300 Face 300 x 300 Connection 2:566944 | Autodesk Revit MEP 2011 | IfcFlowTerminal | 0JGTSjcSn7v8o$ZI4qc4TD | n/a | n/a | n/a | n/a | n/a | n/a
Return Diffuser 300 Face- 06 | danielle.r.love@usace.army.mil | 2011-09-14T17:02:59 | Return Diffuser 300 Face | 1D38 | M_Return Diffuser:300 x 300 Face 300 x 300 Connection 2:300 x 300 Face 300 x 300 Connection 2:567008 | Autodesk Revit MEP 2011 | IfcFlowTerminal | 0JGTSjcSn7v8o$ZI4qc4SD | n/a | n/a | n/a | n/a | n/a | n/a
Return Diffuser 300 Face- 07 | danielle.r.love@usace.army.mil | 2011-09-14T17:02:59 | Return Diffuser 300 Face | 1DC6 | M_Return Diffuser:300 x 300 Face 300 x 300 Connection 2:300 x 300 Face 300 x 300 Connection 2:567031 | Autodesk Revit MEP 2011 | IfcFlowTerminal | 0JGTSjcSn7v8o$ZI4qc4SQ | n/a | n/a | n/a | n/a | n/a | n/a
Return Diffuser 300 Face- 08 | danielle.r.love@usace.army.mil | 2011-09-14T17:02:59 | Return Diffuser 300 Face | 1EC1 | M_Return Diffuser:300 x 300 Face 300 x 300 Connection 2:300 x 300 Face 300 x 300 Connection 2:567129 | Autodesk Revit MEP 2011 | IfcFlowTerminal | 0JGTSjcSn7v8o$ZI4qc4Qq | n/a | n/a | n/a | n/a | n/a | n/a
Return Diffuser 300 Face- 09 | danielle.r.love@usace.army.mil | 2011-09-14T17:02:59 | Return Diffuser 300 Face | 2B01 | M_Return Diffuser:300 x 300 Face 300 x 300 Connection 2:300 x 300 Face 300 x 300 Connection 2:568954 | Autodesk Revit MEP 2011 | IfcFlowTerminal | 0JGTSjcSn7v8o$ZI4qc4_N | n/a | n/a | n/a | n/a | n/a | n/a
Return Diffuser 300 Face- 10 | danielle.r.love@usace.army.mil | 2011-09-14T17:02:59 | Return Diffuser 300 Face | 2B16 | M_Return Diffuser:300 x 300 Face 300 x 300 Connection 2:300 x 300 Face 300 x 300 Connection 2:568948 | Autodesk Revit MEP 2011 | IfcFlowTerminal | 0JGTSjcSn7v8o$ZI4qc4_P | n/a | n/a | n/a | n/a | n/a | n/a
Return Diffuser 300 Face- 11 | danielle.r.love@usace.army.mil | 2011-09-14T17:02:59 | Return Diffuser 300 Face | 2B21 | M_Return Diffuser:300 x 300 Face 300 x 300 Connection 2:300 x 300 Face 300 x 300 Connection 2:568949 | Autodesk Revit MEP 2011 | IfcFlowTerminal | 0JGTSjcSn7v8o$ZI4qc4_O | n/a | n/a | n/a | n/a | n/a | n/a
Return Diffuser 300 Face- 12 | danielle.r.love@usace.army.mil | 2011-09-14T17:02:59 | Return Diffuser 300 Face | 2B23 | M_Return Diffuser:300 x 300 Face 300 x 300 Connection 2:300 x 300 Face 300 x 300 Connection 2:568951 | Autodesk Revit MEP 2011 | IfcFlowTerminal | 0JGTSjcSn7v8o$ZI4qc4_Q | n/a | n/a | n/a | n/a | n/a | n/a
Return Diffuser 300 Face- 13 | danielle.r.love@usace.army.mil | 2011-09-14T17:02:59 | Return Diffuser 300 Face | 2C19 | M_Return Diffuser:300 x 300 Face 300 x 300 Connection 2:300 x 300 Face 300 x 300 Connection 2:568933 | Autodesk Revit MEP 2011 | IfcFlowTerminal | 0JGTSjcSn7v8o$ZI4qc4_8 | n/a | n/a | n/a | n/a | n/a | n/a
Return Diffuser 300 Face- 14 | danielle.r.love@usace.army.mil | 2011-09-14T17:02:59 | Return Diffuser 300 Face | 2D06 | M_Return Diffuser:300 x 300 Face 300 x 300 Connection 2:300 x 300 Face 300 x 300 Connection 2:568965 | Autodesk Revit MEP 2011 | IfcFlowTerminal | 0JGTSjcSn7v8o$ZI4qc4ze | n/a | n/a | n/a | n/a | n/a | n/a
Return Diffuser 300 Face- 15 | danielle.r.love@usace.army.mil | 2011-09-14T17:02:59 | Return Diffuser 300 Face | 2D10 | M_Return Diffuser:300 x 300 Face 300 x 300 Connection 2:300 x 300 Face 300 x 300 Connection 2:568937 | Autodesk Revit MEP 2011 | IfcFlowTerminal | 0JGTSjcSn7v8o$ZI4qc4_4 | n/a | n/a | n/a | n/a | n/a | n/a
Return Diffuser 300 Face- 16 | danielle.r.love@usace.army.mil | 2011-09-14T17:02:59 | Return Diffuser 300 Face | 2D15 | M_Return Diffuser:300 x 300 Face 300 x 300 Connection 2:300 x 300 Face 300 x 300 Connection 2:568941 | Autodesk Revit MEP 2011 | IfcFlowTerminal | 0JGTSjcSn7v8o$ZI4qc4_0 | n/a | n/a | n/a | n/a | n/a | n/a
Return Diffuser 300 Face- 17 | danielle.r.love@usace.army.mil | 2011-09-14T17:02:59 | Return Diffuser 300 Face | 2D19 | M_Return Diffuser:300 x 300 Face 300 x 300 Connection 2:300 x 300 Face 300 x 300 Connection 2:568943 | Autodesk Revit MEP 2011 | IfcFlowTerminal | 0JGTSjcSn7v8o$ZI4qc4_2 | n/a | n/a | n/a | n/a | n/a | n/a
Return Diffuser 350 Face- 01 | danielle.r.love@usace.army.mil | 2011-09-14T17:02:59 | Return Diffuser 350 Face | 1E06 | M_Return Diffuser:350 x 350 Face 300 x 300 Connection 3:350 x 350 Face 300 x 300 Connection 3:567074 | Autodesk Revit MEP 2011 | IfcFlowTerminal | 0JGTSjcSn7v8o$ZI4qc4RF | n/a | n/a | n/a | n/a | n/a | n/a
Return Diffuser 350 Face- 02 | danielle.r.love@usace.army.mil | 2011-09-14T17:02:59 | Return Diffuser 350 Face | 1E26 | M_Return Diffuser:350 x 350 Face 300 x 300 Connection 3:350 x 350 Face 300 x 300 Connection 3:567096 | Autodesk Revit MEP 2011 | IfcFlowTerminal | 0JGTSjcSn7v8o$ZI4qc4RL | n/a | n/a | n/a | n/a | n/a | n/a
Return Diffuser 350 Face- 03 | danielle.r.love@usace.army.mil | 2011-09-14T17:02:59 | Return Diffuser 350 Face | 1AC2 | M_Return Diffuser:350 x 350 Face 300 x 300 Connection 3:350 x 350 Face 300 x 300 Connection 3:566933 | Autodesk Revit MEP 2011 | IfcFlowTerminal | 0WdQ8m5j1AyeKNOcCKao2H | n/a | n/a | n/a | n/a | n/a | n/a
Return Diffuser 350 Face- 04 | danielle.r.love@usace.army.mil | 2011-09-14T17:02:59 | Return Diffuser 350 Face | 1C18 | M_Return Diffuser:350 x 350 Face 300 x 300 Connection 3:350 x 350 Face 300 x 300 Connection 3:567205 | Autodesk Revit MEP 2011 | IfcFlowTerminal | 0JGTSjcSn7v8o$ZI4qc4P8 | n/a | n/a | n/a | n/a | n/a | n/a
Return Diffuser 350 Face- 05 | danielle.r.love@usace.army.mil | 2011-09-14T17:02:59 | Return Diffuser 350 Face | 1C18 | M_Return Diffuser:350 x 350 Face 300 x 300 Connection 3:350 x 350 Face 300 x 300 Connection 3:568117 | Autodesk Revit MEP 2011 | IfcFlowTerminal | 0JGTSjcSn7v8o$ZI4qc4hO | n/a | n/a | n/a | n/a | n/a | n/a
Return Diffuser 350 Face- 06 | danielle.r.love@usace.army.mil | 2011-09-14T17:02:59 | Return Diffuser 350 Face | 1D21 | M_Return Diffuser:350 x 350 Face 300 x 300 Connection 3:350 x 350 Face 300 x 300 Connection 3:566965 | Autodesk Revit MEP 2011 | IfcFlowTerminal | 0JGTSjcSn7v8o$ZI4qc4TO | n/a | n/a | n/a | n/a | n/a | n/a
Return Diffuser 350 Face- 07 | danielle.r.love@usace.army.mil | 2011-09-14T17:02:59 | Return Diffuser 350 Face | 1D23 | M_Return Diffuser:350 x 350 Face 300 x 300 Connection 3:350 x 350 Face 300 x 300 Connection 3:567238 | Autodesk Revit MEP 2011 | IfcFlowTerminal | 0JGTSjcSn7v8o$ZI4qc4Oh | n/a | n/a | n/a | n/a | n/a | n/a
Return Diffuser 350 Face- 08 | danielle.r.love@usace.army.mil | 2011-09-14T17:02:59 | Return Diffuser 350 Face | 2A03 | M_Return Diffuser:350 x 350 Face 300 x 300 Connection 3:350 x 350 Face 300 x 300 Connection 3:568923 | Autodesk Revit MEP 2011 | IfcFlowTerminal | 0JGTSjcSn7v8o$ZI4qc4_s | n/a | n/a | n/a | n/a | n/a | n/a
Return Diffuser 350 Face- 09 | danielle.r.love@usace.army.mil | 2011-09-14T17:02:59 | Return Diffuser 350 Face | 2A04 | M_Return Diffuser:350 x 350 Face 300 x 300 Connection 3:350 x 350 Face 300 x 300 Connection 3:568922 | Autodesk Revit MEP 2011 | IfcFlowTerminal | 0JGTSjcSn7v8o$ZI4qc4_t | n/a | n/a | n/a | n/a | n/a | n/a
Return Diffuser 350 Face- 10 | danielle.r.love@usace.army.mil | 2011-09-14T17:02:59 | Return Diffuser 350 Face | 2A05 | M_Return Diffuser:350 x 350 Face 300 x 300 Connection 3:350 x 350 Face 300 x 300 Connection 3:568921 | Autodesk Revit MEP 2011 | IfcFlowTerminal | 0JGTSjcSn7v8o$ZI4qc4_q | n/a | n/a | n/a | n/a | n/a | n/a
Return Diffuser 350 Face- 11 | danielle.r.love@usace.army.mil | 2011-09-14T17:02:59 | Return Diffuser 350 Face | 2A06 | M_Return Diffuser:350 x 350 Face 300 x 300 Connection 3:350 x 350 Face 300 x 300 Connection 3:568920 | Autodesk Revit MEP 2011 | IfcFlowTerminal | 0JGTSjcSn7v8o$ZI4qc4_r | n/a | n/a | n/a | n/a | n/a | n/a
Return Diffuser 350 Face- 12 | danielle.r.love@usace.army.mil | 2011-09-14T17:02:59 | Return Diffuser 350 Face | 2A07 | M_Return Diffuser:350 x 350 Face 300 x 300 Connection 3:350 x 350 Face 300 x 300 Connection 3:568919 | Autodesk Revit MEP 2011 | IfcFlowTerminal | 0JGTSjcSn7v8o$ZI4qc4_w | n/a | n/a | n/a | n/a | n/a | n/a
Return Diffuser 350 Face- 13 | danielle.r.love@usace.army.mil | 2011-09-14T17:02:59 | Return Diffuser 350 Face | 2A08 | M_Return Diffuser:350 x 350 Face 300 x 300 Connection 3:350 x 350 Face 300 x 300 Connection 3:568918 | Autodesk Revit MEP 2011 | IfcFlowTerminal | 0JGTSjcSn7v8o$ZI4qc4_x | n/a | n/a | n/a | n/a | n/a | n/a
Return Diffuser 350 Face- 14 | danielle.r.love@usace.army.mil | 2011-09-14T17:02:59 | Return Diffuser 350 Face | 2A09 | M_Return Diffuser:350 x 350 Face 300 x 300 Connection 3:350 x 350 Face 300 x 300 Connection 3:568917 | Autodesk Revit MEP 2011 | IfcFlowTerminal | 0JGTSjcSn7v8o$ZI4qc4_u | n/a | n/a | n/a | n/a | n/a | n/a
Return Diffuser 350 Face- 15 | danielle.r.love@usace.army.mil | 2011-09-14T17:02:59 | Return Diffuser 350 Face | 2A14 | M_Return Diffuser:350 x 350 Face 300 x 300 Connection 3:350 x 350 Face 300 x 300 Connection 3:568926 | Autodesk Revit MEP 2011 | IfcFlowTerminal | 0JGTSjcSn7v8o$ZI4qc4_p | n/a | n/a | n/a | n/a | n/a | n/a
Return Diffuser 350 Face- 16 | danielle.r.love@usace.army.mil | 2011-09-14T17:02:59 | Return Diffuser 350 Face | 2B03 | M_Return Diffuser:350 x 350 Face 300 x 300 Connection 3:350 x 350 Face 300 x 300 Connection 3:568955 | Autodesk Revit MEP 2011 | IfcFlowTerminal | 0JGTSjcSn7v8o$ZI4qc4_M | n/a | n/a | n/a | n/a | n/a | n/a
Return Diffuser 350 Face- 17 | danielle.r.love@usace.army.mil | 2011-09-14T17:02:59 | Return Diffuser 350 Face | 2BC2 | M_Return Diffuser:350 x 350 Face 300 x 300 Connection 3:350 x 350 Face 300 x 300 Connection 3:568946 | Autodesk Revit MEP 2011 | IfcFlowTerminal | 0JGTSjcSn7v8o$ZI4qc4_V | n/a | n/a | n/a | n/a | n/a | n/a
Return Diffuser 350 Face- 18 | danielle.r.love@usace.army.mil | 2011-09-14T17:02:59 | Return Diffuser 350 Face | 2C02 | M_Return Diffuser:350 x 350 Face 300 x 300 Connection 3:350 x 350 Face 300 x 300 Connection 3:568916 | Autodesk Revit MEP 2011 | IfcFlowTerminal | 0JGTSjcSn7v8o$ZI4qc4_v | n/a | n/a | n/a | n/a | n/a | n/a
Return Diffuser 350 Face- 19 | danielle.r.love@usace.army.mil | 2011-09-14T17:02:59 | Return Diffuser 350 Face | 2C04 | M_Return Diffuser:350 x 350 Face 300 x 300 Connection 3:350 x 350 Face 300 x 300 Connection 3:568915 | Autodesk Revit MEP 2011 | IfcFlowTerminal | 0JGTSjcSn7v8o$ZI4qc4__ | n/a | n/a | n/a | n/a | n/a | n/a
Return Diffuser 350 Face- 20 | danielle.r.love@usace.army.mil | 2011-09-14T17:02:59 | Return Diffuser 350 Face | 2D04 | M_Return Diffuser:350 x 350 Face 300 x 300 Connection 3:350 x 350 Face 300 x 300 Connection 3:568969 | Autodesk Revit MEP 2011 | IfcFlowTerminal | 0JGTSjcSn7v8o$ZI4qc4za | n/a | n/a | n/a | n/a | n/a | n/a
Return Diffuser 350 Face- 21 | danielle.r.love@usace.army.mil | 2011-09-14T17:02:59 | Return Diffuser 350 Face | 2D14 | M_Return Diffuser:350 x 350 Face 300 x 300 Connection 3:350 x 350 Face 300 x 300 Connection 3:568940 | Autodesk Revit MEP 2011 | IfcFlowTerminal | 0JGTSjcSn7v8o$ZI4qc4_1 | n/a | n/a | n/a | n/a | n/a | n/a
Return Diffuser 400 Face- 01 | danielle.r.love@usace.army.mil | 2011-09-14T17:02:59 | Return Diffuser 400 Face | 1CC1 | M_Return Diffuser:400 x 400 Face 300 x 300 Connection 3:400 x 400 Face 300 x 300 Connection 3:566928 | Autodesk Revit MEP 2011 | IfcFlowTerminal | 3n2PlyMcT4CxLoJSiULDCs | n/a | n/a | n/a | n/a | n/a | n/a
Return Diffuser 400 Face- 02 | danielle.r.love@usace.army.mil | 2011-09-14T17:02:59 | Return Diffuser 400 Face | 1D16 | M_Return Diffuser:400 x 400 Face 300 x 300 Connection 3:400 x 400 Face 300 x 300 Connection 3:566970 | Autodesk Revit MEP 2011 | IfcFlowTerminal | 0JGTSjcSn7v8o$ZI4qc4TN | n/a | n/a | n/a | n/a | n/a | n/a
Return Diffuser 400 Face- 03 | danielle.r.love@usace.army.mil | 2011-09-14T17:02:59 | Return Diffuser 400 Face | 1D16 | M_Return Diffuser:400 x 400 Face 300 x 300 Connection 3:400 x 400 Face 300 x 300 Connection 3:567187 | Autodesk Revit MEP 2011 | IfcFlowTerminal | 0JGTSjcSn7v8o$ZI4qc4P_ | n/a | n/a | n/a | n/a | n/a | n/a
Return Diffuser 400 Face- 04 | danielle.r.love@usace.army.mil | 2011-09-14T17:02:59 | Return Diffuser 400 Face | 1D22 | M_Return Diffuser:400 x 400 Face 300 x 300 Connection 3:400 x 400 Face 300 x 300 Connection 3:567232 | Autodesk Revit MEP 2011 | IfcFlowTerminal | 0JGTSjcSn7v8o$ZI4qc4Oj | n/a | n/a | n/a | n/a | n/a | n/a
Return Diffuser 400 Face- 05 | danielle.r.love@usace.army.mil | 2011-09-14T17:02:59 | Return Diffuser 400 Face | 1D25 | M_Return Diffuser:400 x 400 Face 300 x 300 Connection 3:400 x 400 Face 300 x 300 Connection 3:567237 | Autodesk Revit MEP 2011 | IfcFlowTerminal | 0JGTSjcSn7v8o$ZI4qc4Oe | n/a | n/a | n/a | n/a | n/a | n/a
Return Diffuser 400 Face- 06 | danielle.r.love@usace.army.mil | 2011-09-14T17:02:59 | Return Diffuser 400 Face | 1D25 | M_Return Diffuser:400 x 400 Face 300 x 300 Connection 3:400 x 400 Face 300 x 300 Connection 3:567267 | Autodesk Revit MEP 2011 | IfcFlowTerminal | 0JGTSjcSn7v8o$ZI4qc4OE | n/a | n/a | n/a | n/a | n/a | n/a
Return Diffuser 400 Face- 07 | danielle.r.love@usace.army.mil | 2011-09-14T17:02:59 | Return Diffuser 400 Face | 2A11 | M_Return Diffuser:400 x 400 Face 300 x 300 Connection 3:400 x 400 Face 300 x 300 Connection 3:568927 | Autodesk Revit MEP 2011 | IfcFlowTerminal | 0JGTSjcSn7v8o$ZI4qc4_o | n/a | n/a | n/a | n/a | n/a | n/a
Return Diffuser 400 Face- 08 | danielle.r.love@usace.army.mil | 2011-09-14T17:02:59 | Return Diffuser 400 Face | 2AC1 | M_Return Diffuser:400 x 400 Face 300 x 300 Connection 3:400 x 400 Face 300 x 300 Connection 3:568928 | Autodesk Revit MEP 2011 | IfcFlowTerminal | 0JGTSjcSn7v8o$ZI4qc4_D | n/a | n/a | n/a | n/a | n/a | n/a
Return Diffuser 400 Face- 09 | danielle.r.love@usace.army.mil | 2011-09-14T17:02:59 | Return Diffuser 400 Face | 2C03 | M_Return Diffuser:400 x 400 Face 300 x 300 Connection 3:400 x 400 Face 300 x 300 Connection 3:568930 | Autodesk Revit MEP 2011 | IfcFlowTerminal | 0JGTSjcSn7v8o$ZI4qc4_F | n/a | n/a | n/a | n/a | n/a | n/a
Return Diffuser 400 Face- 10 | danielle.r.love@usace.army.mil | 2011-09-14T17:02:59 | Return Diffuser 400 Face | 2C06 | M_Return Diffuser:400 x 400 Face 300 x 300 Connection 3:400 x 400 Face 300 x 300 Connection 3:568914 | Autodesk Revit MEP 2011 | IfcFlowTerminal | 0JGTSjcSn7v8o$ZI4qc4_$ | n/a | n/a | n/a | n/a | n/a | n/a
Return Diffuser 400 Face- 11 | danielle.r.love@usace.army.mil | 2011-09-14T17:02:59 | Return Diffuser 400 Face | 2C09 | M_Return Diffuser:400 x 400 Face 300 x 300 Connection 3:400 x 400 Face 300 x 300 Connection 3:568913 | Autodesk Revit MEP 2011 | IfcFlowTerminal | 0JGTSjcSn7v8o$ZI4qc4_y | n/a | n/a | n/a | n/a | n/a | n/a
Return Diffuser 400 Face- 12 | danielle.r.love@usace.army.mil | 2011-09-14T17:02:59 | Return Diffuser 400 Face | 2C14 | M_Return Diffuser:400 x 400 Face 300 x 300 Connection 3:400 x 400 Face 300 x 300 Connection 3:568912 | Autodesk Revit MEP 2011 | IfcFlowTerminal | 0JGTSjcSn7v8o$ZI4qc4_z | n/a | n/a | n/a | n/a | n/a | n/a
Return Diffuser 400 Face- 13 | danielle.r.love@usace.army.mil | 2011-09-14T17:02:59 | Return Diffuser 400 Face | 2D21 | M_Return Diffuser:400 x 400 Face 300 x 300 Connection 3:400 x 400 Face 300 x 300 Connection 3:568945 | Autodesk Revit MEP 2011 | IfcFlowTerminal | 0JGTSjcSn7v8o$ZI4qc4_S | n/a | n/a | n/a | n/a | n/a | n/a
Return Diffuser 400 Face- 14 | danielle.r.love@usace.army.mil | 2011-09-14T17:02:59 | Return Diffuser 400 Face | 2DC2 | M_Return Diffuser:400 x 400 Face 300 x 300 Connection 3:400 x 400 Face 300 x 300 Connection 3:568967 | Autodesk Revit MEP 2011 | IfcFlowTerminal | 0JGTSjcSn7v8o$ZI4qc4zg | n/a | n/a | n/a | n/a | n/a | n/a
Return Diffuser 450 Face- 01 | danielle.r.love@usace.army.mil | 2011-09-14T17:02:59 | Return Diffuser 450 Face | 1E16 | M_Return Diffuser:450 x 450 Face 300 x 300 Connection 3:450 x 450 Face 300 x 300 Connection 3:566981 | Autodesk Revit MEP 2011 | IfcFlowTerminal | 0JGTSjcSn7v8o$ZI4qc4Se | n/a | n/a | n/a | n/a | n/a | n/a
Return Diffuser 450 Face- 02 | danielle.r.love@usace.army.mil | 2011-09-14T17:02:59 | Return Diffuser 450 Face | 1E24 | M_Return Diffuser:450 x 450 Face 300 x 300 Connection 3:450 x 450 Face 300 x 300 Connection 3:567114 | Autodesk Revit MEP 2011 | IfcFlowTerminal | 0JGTSjcSn7v8o$ZI4qc4Qd | n/a | n/a | n/a | n/a | n/a | n/a
Return Diffuser 450 Face- 03 | danielle.r.love@usace.army.mil | 2011-09-14T17:02:59 | Return Diffuser 450 Face | 1E24 | M_Return Diffuser:450 x 450 Face 300 x 300 Connection 3:450 x 450 Face 300 x 300 Connection 3:567120 | Autodesk Revit MEP 2011 | IfcFlowTerminal | 0JGTSjcSn7v8o$ZI4qc4Qz | n/a | n/a | n/a | n/a | n/a | n/a
Return Diffuser 450 Face- 04 | danielle.r.love@usace.army.mil | 2011-09-14T17:02:59 | Return Diffuser 450 Face | 1DC1 | M_Return Diffuser:450 x 450 Face 300 x 300 Connection 3:450 x 450 Face 300 x 300 Connection 3:566975 | Autodesk Revit MEP 2011 | IfcFlowTerminal | 2ZiUXfE0P8MA0CmnwkJiS2 | n/a | n/a | n/a | n/a | n/a | n/a
Return Diffuser 450 Face- 05 | danielle.r.love@usace.army.mil | 2011-09-14T17:02:59 | Return Diffuser 450 Face | 2A01 | M_Return Diffuser:450 x 450 Face 300 x 300 Connection 3:450 x 450 Face 300 x 300 Connection 3:568925 | Autodesk Revit MEP 2011 | IfcFlowTerminal | 0JGTSjcSn7v8o$ZI4qc4_m | n/a | n/a | n/a | n/a | n/a | n/a
Return Diffuser 500 Face- 01 | danielle.r.love@usace.army.mil | 2011-09-14T17:02:59 | Return Diffuser 500 Face | 1A02 | M_Return Diffuser:500 x 500 Face 300 x 300 Connection 2:500 x 500 Face 300 x 300 Connection 2:566907 | Autodesk Revit MEP 2011 | IfcFlowTerminal | 0gzD$Z0554xfNhJLF$fVor | n/a | n/a | n/a | n/a | n/a | n/a
Return Diffuser 500 Face- 02 | danielle.r.love@usace.army.mil | 2011-09-14T17:02:59 | Return Diffuser 500 Face | 1B13 | M_Return Diffuser:500 x 500 Face 300 x 300 Connection 2:500 x 500 Face 300 x 300 Connection 2:567003 | Autodesk Revit MEP 2011 | IfcFlowTerminal | 0JGTSjcSn7v8o$ZI4qc4Ss | n/a | n/a | n/a | n/a | n/a | n/a
Return Diffuser 500 Face- 03 | danielle.r.love@usace.army.mil | 2011-09-14T17:02:59 | Return Diffuser 500 Face | 2D04A | M_Return Diffuser:500 x 500 Face 300 x 300 Connection 2:500 x 500 Face 300 x 300 Connection 2:568968 | Autodesk Revit MEP 2011 | IfcFlowTerminal | 0JGTSjcSn7v8o$ZI4qc4zb | n/a | n/a | n/a | n/a | n/a | n/a
Return Diffuser 500 Face- 04 | danielle.r.love@usace.army.mil | 2011-09-14T17:02:59 | Return Diffuser 500 Face | 2D18 | M_Return Diffuser:500 x 500 Face 300 x 300 Connection 2:500 x 500 Face 300 x 300 Connection 2:568966 | Autodesk Revit MEP 2011 | IfcFlowTerminal | 0JGTSjcSn7v8o$ZI4qc4zh | n/a | n/a | n/a | n/a | n/a | n/a
Return Diffuser 500 Face- 05 | danielle.r.love@usace.army.mil | 2011-09-14T17:02:59 | Return Diffuser 500 Face | 2D20 | M_Return Diffuser:500 x 500 Face 300 x 300 Connection 2:500 x 500 Face 300 x 300 Connection 2:568944 | Autodesk Revit MEP 2011 | IfcFlowTerminal | 0JGTSjcSn7v8o$ZI4qc4_T | n/a | n/a | n/a | n/a | n/a | n/a
SAFE-FILM-X-RAY-DENTAL-2CMPT-01 | bill.east@us.army.mil | 2013-02-28T01:01:01 | Equip-X1720 | 2A12A | SAFE-FILM-X-RAY-DENTAL-2CMPT | n/a | n/a | n/a | n/a | n/a | n/a | n/a | n/a | n/a
SAFELIGHT-DARKROOM-CEILNG MOUNTED-01 | bill.east@us.army.mil | 2013-02-28T01:01:01 | Equip-X6660 | 2A13 | SAFELIGHT-DARKROOM-CEILNG MOUNTED | n/a | n/a | n/a | n/a | n/a | n/a | n/a | n/a | n/a
SCREEN-PROJECTION-1780 x 1780-01 | bill.east@us.army.mil | 2013-02-28T01:01:01 | Equip-M0410 | 1D21 | SCREEN-PROJECTION-1780 x 1780 | n/a | n/a | n/a | n/a | n/a | n/a | n/a | n/a | n/a
SCREEN-PROJECTION-1780 x 1780-02 | bill.east@us.army.mil | 2013-02-28T01:01:01 | Equip-M0410 | 1D23 | SCREEN-PROJECTION-1780 x 1780 | n/a | n/a | n/a | n/a | n/a | n/a | n/a | n/a | n/a
SCREEN-PROJECTION-1780 x 1780-03 | bill.east@us.army.mil | 2013-02-28T01:01:01 | Equip-M0410 | 2D20 | SCREEN-PROJECTION-1780 x 1780 | n/a | n/a | n/a | n/a | n/a | n/a | n/a | n/a | n/a
SCREEN-PROJECTION-EYE EXAM-01 | bill.east@us.army.mil | 2013-02-28T01:01:01 | Equip-M5720 | 1C08 | SCREEN-PROJECTION-EYE EXAM | n/a | n/a | n/a | n/a | n/a | n/a | n/a | n/a | n/a
SHELF SHLVG-OPEN-1195 x 660 x 305-SS-1 SHELF-01 | bill.east@us.army.mil | 2013-02-28T01:01:01 | Equip-D0666 | 2C16 | SHELF SHLVG-OPEN-1195 x 660 x 305-SS-1 SHELF | n/a | n/a | n/a | n/a | n/a | n/a | n/a | n/a | n/a
SHELF SHLVG-OPEN-1195 x 660 x 305-SS-1 SHELF-02 | bill.east@us.army.mil | 2013-02-28T01:01:01 | Equip-D0666 | 2C17 | SHELF SHLVG-OPEN-1195 x 660 x 305-SS-1 SHELF | n/a | n/a | n/a | n/a | n/a | n/a | n/a | n/a | n/a
SHELF SHLVG-OPEN-1195 x 660 x 305-SS-1 SHELF-03 | bill.east@us.army.mil | 2013-02-28T01:01:01 | Equip-D0666 | 2C17 | SHELF SHLVG-OPEN-1195 x 660 x 305-SS-1 SHELF | n/a | n/a | n/a | n/a | n/a | n/a | n/a | n/a | n/a
SHELF-230 mm WIDE-01 | bill.east@us.army.mil | 2013-02-28T01:01:01 | Equip-A5160 | 1D14 | SHELF-230 mm WIDE | n/a | n/a | n/a | n/a | n/a | n/a | n/a | n/a | n/a
SHELF-MOD,CSH,SH,WPH,TASK UGHT 2135 x 1245 x 330-01 | bill.east@us.army.mil | 2013-02-28T01:01:01 | Equip-E2870 | 1B04 | SHELF-MOD,CSH,SH,WPH,TASK UGHT 2135 x 1245 x 330 | n/a | n/a | n/a | n/a | n/a | n/a | n/a | n/a | n/a
SHELVING-MOD-6SH W/P/H,PANELS-2135 x 940 x 330-01 | bill.east@us.army.mil | 2013-02-28T01:01:01 | Equip-E2858 | 2C17 | SHELVING-MOD-6SH W/P/H,PANELS-2135 x 940 x 330 | n/a | n/a | n/a | n/a | n/a | n/a | n/a | n/a | n/a
SHELVING-OPEN-610 x 660 x 305-SS,-01 | bill.east@us.army.mil | 2013-02-28T01:01:01 | Equip-D0664 | 2C16 | SHELVING-OPEN-610 x 660 x 305-SS, | n/a | n/a | n/a | n/a | n/a | n/a | n/a | n/a | n/a
SHELVING-OPEN-610 x 660 x 305-SS,-02 | bill.east@us.army.mil | 2013-02-28T01:01:01 | Equip-D0664 | 2C17 | SHELVING-OPEN-610 x 660 x 305-SS, | n/a | n/a | n/a | n/a | n/a | n/a | n/a | n/a | n/a
SHELVING-OPEN-610 x 660 x 305-SS,-03 | bill.east@us.army.mil | 2013-02-28T01:01:01 | Equip-D0664 | 2C17 | SHELVING-OPEN-610 x 660 x 305-SS, | n/a | n/a | n/a | n/a | n/a | n/a | n/a | n/a | n/a
SHELVING-STORAGE 1955 mm H. X 915 W. x 305 D.-01 | bill.east@us.army.mil | 2013-02-28T01:01:01 | Equip-M2050 | 2C19 | SHELVING-STORAGE 1955 mm H. X 915 W. x 305 D. | n/a | n/a | n/a | n/a | n/a | n/a | n/a | n/a | n/a
SHELVING-STORAGE 1955 mm H. X 915 W. x 305 D.-02 | bill.east@us.army.mil | 2013-02-28T01:01:01 | Equip-M2050 | 2C19 | SHELVING-STORAGE 1955 mm H. X 915 W. x 305 D. | n/a | n/a | n/a | n/a | n/a | n/a | n/a | n/a | n/a
SHELVING-STORAGE 1955 mm H. X 915 W. x 305 D.-03 | bill.east@us.army.mil | 2013-02-28T01:01:01 | Equip-M2050 | 2C19 | SHELVING-STORAGE 1955 mm H. X 915 W. x 305 D. | n/a | n/a | n/a | n/a | n/a | n/a | n/a | n/a | n/a
SHELVING-STORAGE-01 | bill.east@us.army.mil | 2013-02-28T01:01:01 | Equip-M2055 | 1C06 | SHELVING-STORAGE | n/a | n/a | n/a | n/a | n/a | n/a | n/a | n/a | n/a
Shower P-5040-01 | danielle.r.love@usace.army.mil | 2011-09-14T17:02:59 | Shower P-5040 | 1D18 | M_Shower Stall - Rectangular:915 mmx915 mm - Public:915 mmx915 mm - Public:620358 | Autodesk Revit MEP 2011 | IfcFlowTerminal | 0LMDvrLzz2aPwFMkvesCjg | n/a | n/a | n/a | n/a | n/a | n/a
Shower P-5040-02 | danielle.r.love@usace.army.mil | 2011-09-14T17:02:59 | Shower P-5040 | 2C07 | M_Shower Stall - Rectangular:915 mmx915 mm - Public:915 mmx915 mm - Public:652844 | Autodesk Revit MEP 2011 | IfcFlowTerminal | 0Rj85J29L55uI7dAt1JRJ$ | n/a | n/a | n/a | n/a | n/a | n/a
Shower P-5040-03 | danielle.r.love@usace.army.mil | 2011-09-14T17:02:59 | Shower P-5040 | 2C08 | M_Shower Stall - Rectangular:915 mmx915 mm - Public:915 mmx915 mm - Public:652945 | Autodesk Revit MEP 2011 | IfcFlowTerminal | 0Rj85J29L55uI7dAt1JRH2 | n/a | n/a | n/a | n/a | n/a | n/a
SHOWER-SAFETY-FIS-W/EYE/FACE WASH-01 | bill.east@us.army.mil | 2013-02-28T01:01:01 | Equip-P5210 | 1B04 | SHOWER-SAFETY-FIS-W/EYE/FACE WASH | n/a | n/a | n/a | n/a | n/a | n/a | n/a | n/a | n/a
SHOWER-SAFETY-FIS-W/EYE/FACE WASH-02 | bill.east@us.army.mil | 2013-02-28T01:01:01 | Equip-P5210 | 1E16 | SHOWER-SAFETY-FIS-W/EYE/FACE WASH | n/a | n/a | n/a | n/a | n/a | n/a | n/a | n/a | n/a
SHOWER-SAFETY-FIS-W/EYE/FACE WASH-03 | bill.east@us.army.mil | 2013-02-28T01:01:01 | Equip-P5210 | 1E17 | SHOWER-SAFETY-FIS-W/EYE/FACE WASH | n/a | n/a | n/a | n/a | n/a | n/a | n/a | n/a | n/a
SHOWER-SAFETY-FIS-W/EYE/FACE WASH-04 | bill.east@us.army.mil | 2013-02-28T01:01:01 | Equip-P5210 | 1E21 | SHOWER-SAFETY-FIS-W/EYE/FACE WASH | n/a | n/a | n/a | n/a | n/a | n/a | n/a | n/a | n/a
SHOWER-SINGLE-01 | bill.east@us.army.mil | 2013-02-28T01:01:01 | Equip-P5210 | 1E24 | SHOWER-SINGLE | n/a | n/a | n/a | n/a | n/a | n/a | n/a | n/a | n/a
Sink CS-090M-01 | danielle.r.love@usace.army.mil | 2011-09-14T17:02:59 | Sink CS-090M | 1C09 | M_Lavatory - Oval:535 mmx485 mm - Public:535 mmx485 mm - Public:613952 | Autodesk Revit MEP 2011 | IfcFlowTerminal | 32xCMlMsb8h8u4rXrjrUPC | n/a | n/a | n/a | n/a | n/a | n/a
Sink CS-150-01 | danielle.r.love@usace.army.mil | 2011-09-14T17:02:59 | Sink CS-150 | 1E04 | M_Sink - Island - Single:455 mmx455 mm - Public:455 mmx455 mm - Public:1079898 | Autodesk Revit MEP 2011 | IfcFlowTerminal | 0EJCmSSRX0dfzRwWx$G7NT | n/a | n/a | n/a | n/a | n/a | n/a
Sink CS-150-02 | danielle.r.love@usace.army.mil | 2011-09-14T17:02:59 | Sink CS-150 | 1E11 | M_Lavatory - Oval:535 mmx485 mm - Public:535 mmx485 mm - Public:608074 | Autodesk Revit MEP 2011 | IfcFlowTerminal | 32xCMlMsb8h8u4rXrjrVz6 | n/a | n/a | n/a | n/a | n/a | n/a
Sink CS-150-03 | danielle.r.love@usace.army.mil | 2011-09-14T17:02:59 | Sink CS-150 | 1E16 | M_Sink - Island - Single:455 mmx455 mm - Public:455 mmx455 mm - Public:1080682 | Autodesk Revit MEP 2011 | IfcFlowTerminal | 34tA_50R1AOe8l4H25zwH8 | n/a | n/a | n/a | n/a | n/a | n/a
Sink CS-150-04 | danielle.r.love@usace.army.mil | 2011-09-14T17:02:59 | Sink CS-150 | 1E30 | M_Sink - Island - Single:455 mmx455 mm - Public:455 mmx455 mm - Public:1081121 | Autodesk Revit MEP 2011 | IfcFlowTerminal | 3Mhza6KITEwhlKWCk1XQFy | n/a | n/a | n/a | n/a | n/a | n/a
Sink CS-150-05 | danielle.r.love@usace.army.mil | 2011-09-14T17:02:59 | Sink CS-150 | 1A10 | M_Lavatory - Oval:535 mmx485 mm - Public:535 mmx485 mm - Public:621629 | Autodesk Revit MEP 2011 | IfcFlowTerminal | 32xCMlMsb8h8u4rXrjrSGn | n/a | n/a | n/a | n/a | n/a | n/a
Sink CS-150-06 | danielle.r.love@usace.army.mil | 2011-09-14T17:02:59 | Sink CS-150 | 1B10 | M_Sink - Island - Single:455 mmx455 mm - Public:455 mmx455 mm - Public:1080459 | Autodesk Revit MEP 2011 | IfcFlowTerminal | 0EJCmSSRX0dfzRwWx$G7CC | n/a | n/a | n/a | n/a | n/a | n/a
Sink CS-150-07 | danielle.r.love@usace.army.mil | 2011-09-14T17:02:59 | Sink CS-150 | 1D05 | M_Lavatory - Oval:535 mmx485 mm - Public:535 mmx485 mm - Public:615452 | Autodesk Revit MEP 2011 | IfcFlowTerminal | 32xCMlMsb8h8u4rXrjrTmG | n/a | n/a | n/a | n/a | n/a | n/a
Sink CS-150-08 | danielle.r.love@usace.army.mil | 2011-09-14T17:02:59 | Sink CS-150 | 1D06 | M_Lavatory - Oval:535 mmx485 mm - Public:535 mmx485 mm - Public:615478 | Autodesk Revit MEP 2011 | IfcFlowTerminal | 32xCMlMsb8h8u4rXrjrTmw | n/a | n/a | n/a | n/a | n/a | n/a
Sink CS-150-09 | danielle.r.love@usace.army.mil | 2011-09-14T17:02:59 | Sink CS-150 | 1D12 | M_Lavatory - Oval:535 mmx485 mm - Public:535 mmx485 mm - Public:618322 | Autodesk Revit MEP 2011 | IfcFlowTerminal | 32xCMlMsb8h8u4rXrjrTTU | n/a | n/a | n/a | n/a | n/a | n/a
Sink CS-150-10 | danielle.r.love@usace.army.mil | 2011-09-14T17:02:59 | Sink CS-150 | 1D22 | M_Lavatory - Oval:535 mmx485 mm - Public:535 mmx485 mm - Public:607299 | Autodesk Revit MEP 2011 | IfcFlowTerminal | 32xCMlMsb8h8u4rXrjrVnF | n/a | n/a | n/a | n/a | n/a | n/a
Sink CS-150-11 | danielle.r.love@usace.army.mil | 2011-09-14T17:02:59 | Sink CS-150 | 1D38 | M_Sink - Island - Single:455 mmx455 mm - Public:455 mmx455 mm - Public:1078558 | Autodesk Revit MEP 2011 | IfcFlowTerminal | 0K_m_cKWX9qx67j2AQJOfz | n/a | n/a | n/a | n/a | n/a | n/a
Sink CS-150-12 | danielle.r.love@usace.army.mil | 2011-09-14T17:02:59 | Sink CS-150 | 2C22 | M_Lavatory - Oval:535 mmx485 mm - Public:535 mmx485 mm - Public:698241 | Autodesk Revit MEP 2011 | IfcFlowTerminal | 12YtnfBhn16eH6_7erGtV6 | n/a | n/a | n/a | n/a | n/a | n/a
Sink CS-180A-01 | danielle.r.love@usace.army.mil | 2011-09-14T17:02:59 | Sink CS-180A | 1B04 | M_Lavatory - Oval:535 mmx485 mm - Public:535 mmx485 mm - Public:611200 | Autodesk Revit MEP 2011 | IfcFlowTerminal | 32xCMlMsb8h8u4rXrjrUkC | n/a | n/a | n/a | n/a | n/a | n/a
Sink CS-180A-02 | danielle.r.love@usace.army.mil | 2011-09-14T17:02:59 | Sink CS-180A | 1B04 | M_Lavatory - Oval:535 mmx485 mm - Public:535 mmx485 mm - Public:611389 | Autodesk Revit MEP 2011 | IfcFlowTerminal | 32xCMlMsb8h8u4rXrjrUmn | n/a | n/a | n/a | n/a | n/a | n/a
Sink CS-180A-03 | danielle.r.love@usace.army.mil | 2011-09-14T17:02:59 | Sink CS-180A | 1B04 | M_Sink - Island - Single:455 mmx455 mm - Public:455 mmx455 mm - Public:1080102 | Autodesk Revit MEP 2011 | IfcFlowTerminal | 0EJCmSSRX0dfzRwWx$G7IX | n/a | n/a | n/a | n/a | n/a | n/a
Sink CS-180M-01 | danielle.r.love@usace.army.mil | 2011-09-14T17:02:59 | Sink CS-180M | 1D02 | M_Sink - Island - Single:455 mmx455 mm - Public:455 mmx455 mm - Public:1077454 | Autodesk Revit MEP 2011 | IfcFlowTerminal | 2nhS7sWgv6qBEWSVpHXhQv | n/a | n/a | n/a | n/a | n/a | n/a
Sink CS-180M-02 | danielle.r.love@usace.army.mil | 2011-09-14T17:02:59 | Sink CS-180M | 1D07 | M_Sink - Island - Single:455 mmx455 mm - Public:455 mmx455 mm - Public:1076958 | Autodesk Revit MEP 2011 | IfcFlowTerminal | 2nhS7sWgv6qBEWSVpHXgYf | n/a | n/a | n/a | n/a | n/a | n/a
Sink CS-180M-03 | danielle.r.love@usace.army.mil | 2011-09-14T17:02:59 | Sink CS-180M | 1D08 | M_Sink - Island - Single:455 mmx455 mm - Public:455 mmx455 mm - Public:1077715 | Autodesk Revit MEP 2011 | IfcFlowTerminal | 2nhS7sWgv6qBEWSVpHXhUa | n/a | n/a | n/a | n/a | n/a | n/a
Sink CS-180M-04 | danielle.r.love@usace.army.mil | 2011-09-14T17:02:59 | Sink CS-180M | 1D09 | M_Sink - Island - Single:455 mmx455 mm - Public:455 mmx455 mm - Public:1076976 | Autodesk Revit MEP 2011 | IfcFlowTerminal | 2nhS7sWgv6qBEWSVpHXgY7 | n/a | n/a | n/a | n/a | n/a | n/a
Sink CS-180M-05 | danielle.r.love@usace.army.mil | 2011-09-14T17:02:59 | Sink CS-180M | 1D10 | M_Sink - Island - Single:455 mmx455 mm - Public:455 mmx455 mm - Public:1077696 | Autodesk Revit MEP 2011 | IfcFlowTerminal | 2nhS7sWgv6qBEWSVpHXhUt | n/a | n/a | n/a | n/a | n/a | n/a
Sink CS-180M-06 | danielle.r.love@usace.army.mil | 2011-09-14T17:02:59 | Sink CS-180M | 1D11 | M_Sink - Island - Single:455 mmx455 mm - Public:455 mmx455 mm - Public:1076732 | Autodesk Revit MEP 2011 | IfcFlowTerminal | 3vaHZZzFDFReJQQQ7ii9cL | n/a | n/a | n/a | n/a | n/a | n/a
Sink CS-180M-07 | danielle.r.love@usace.army.mil | 2011-09-14T17:02:59 | Sink CS-180M | 1D13 | M_Sink - Island - Single:455 mmx455 mm - Public:455 mmx455 mm - Public:1076089 | Autodesk Revit MEP 2011 | IfcFlowTerminal | 3z96yKXzTBPOhTn6zIJ0cG | n/a | n/a | n/a | n/a | n/a | n/a
Sink CS-180M-08 | danielle.r.love@usace.army.mil | 2011-09-14T17:02:59 | Sink CS-180M | 1D28 | M_Sink - Island - Single:455 mmx455 mm - Public:455 mmx455 mm - Public:1079387 | Autodesk Revit MEP 2011 | IfcFlowTerminal | 3AzJy9G7b7RerA7GDQrCtv | n/a | n/a | n/a | n/a | n/a | n/a
Sink CS-180M-09 | danielle.r.love@usace.army.mil | 2011-09-14T17:02:59 | Sink CS-180M | 1D31 | M_Sink - Island - Single:455 mmx455 mm - Public:455 mmx455 mm - Public:1078122 | Autodesk Revit MEP 2011 | IfcFlowTerminal | 2nhS7sWgv6qBEWSVpHXhKT | n/a | n/a | n/a | n/a | n/a | n/a
Sink CS-180M-10 | danielle.r.love@usace.army.mil | 2011-09-14T17:02:59 | Sink CS-180M | 1D32 | M_Sink - Island - Single:455 mmx455 mm - Public:455 mmx455 mm - Public:1079325 | Autodesk Revit MEP 2011 | IfcFlowTerminal | 3AzJy9G7b7RerA7GDQrCs$ | n/a | n/a | n/a | n/a | n/a | n/a
Sink CS-180M-11 | danielle.r.love@usace.army.mil | 2011-09-14T17:02:59 | Sink CS-180M | 1D34 | M_Sink - Island - Single:455 mmx455 mm - Public:455 mmx455 mm - Public:1078629 | Autodesk Revit MEP 2011 | IfcFlowTerminal | 0K_m_cKWX9qx67j2AQJOe6 | n/a | n/a | n/a | n/a | n/a | n/a
Sink CS-180M-12 | danielle.r.love@usace.army.mil | 2011-09-14T17:02:59 | Sink CS-180M | 1D35 | M_Sink - Island - Single:455 mmx455 mm - Public:455 mmx455 mm - Public:1078367 | Autodesk Revit MEP 2011 | IfcFlowTerminal | 2nhS7sWgv6qBEWSVpHXh8e | n/a | n/a | n/a | n/a | n/a | n/a
Sink CS-180M-13 | danielle.r.love@usace.army.mil | 2011-09-14T17:02:59 | Sink CS-180M | 1D36 | M_Sink - Island - Single:455 mmx455 mm - Public:455 mmx455 mm - Public:1078607 | Autodesk Revit MEP 2011 | IfcFlowTerminal | 0K_m_cKWX9qx67j2AQJOei | n/a | n/a | n/a | n/a | n/a | n/a
Sink D-0795-01 | danielle.r.love@usace.army.mil | 2011-09-14T17:02:59 | Sink D-0795 | 2A05 | M_Sink - Island - Single:455 mmx455 mm - Public:455 mmx455 mm - Public:1081840 | Autodesk Revit MEP 2011 | IfcFlowTerminal | 1eJi9i8Nb0ivb6eccN7t63 | n/a | n/a | n/a | n/a | n/a | n/a
Sink D-0795-02 | danielle.r.love@usace.army.mil | 2011-09-14T17:02:59 | Sink D-0795 | 2A06 | M_Sink - Island - Single:455 mmx455 mm - Public:455 mmx455 mm - Public:1081824 | Autodesk Revit MEP 2011 | IfcFlowTerminal | 1eJi9i8Nb0ivb6eccN7t6J | n/a | n/a | n/a | n/a | n/a | n/a
Sink D-0795-03 | danielle.r.love@usace.army.mil | 2011-09-14T17:02:59 | Sink D-0795 | 2A07 | M_Sink - Island - Single:455 mmx455 mm - Public:455 mmx455 mm - Public:1081712 | Autodesk Revit MEP 2011 | IfcFlowTerminal | 1eJi9i8Nb0ivb6eccN7t43 | n/a | n/a | n/a | n/a | n/a | n/a
Sink D-0795-04 | danielle.r.love@usace.army.mil | 2011-09-14T17:02:59 | Sink D-0795 | 2A08 | M_Sink - Island - Single:455 mmx455 mm - Public:455 mmx455 mm - Public:1081690 | Autodesk Revit MEP 2011 | IfcFlowTerminal | 1eJi9i8Nb0ivb6eccN7t4f | n/a | n/a | n/a | n/a | n/a | n/a
Sink D-0795-05 | danielle.r.love@usace.army.mil | 2011-09-14T17:02:59 | Sink D-0795 | 2A09 | M_Sink - Island - Single:455 mmx455 mm - Public:455 mmx455 mm - Public:1081665 | Autodesk Revit MEP 2011 | IfcFlowTerminal | 1eJi9i8Nb0ivb6eccN7t4o | n/a | n/a | n/a | n/a | n/a | n/a
Sink D-0795-06 | danielle.r.love@usace.army.mil | 2011-09-14T17:02:59 | Sink D-0795 | 2A12 | M_Sink - Island - Single:455 mmx455 mm - Public:455 mmx455 mm - Public:1083863 | Autodesk Revit MEP 2011 | IfcFlowTerminal | 0si6_lDLT2qP9kMfe9D1D4 | n/a | n/a | n/a | n/a | n/a | n/a
Sink D-0795-07 | danielle.r.love@usace.army.mil | 2011-09-14T17:02:59 | Sink D-0795 | 2C02 | M_Sink - Island - Single:455 mmx455 mm - Public:455 mmx455 mm - Public:1081649 | Autodesk Revit MEP 2011 | IfcFlowTerminal | 1eJi9i8Nb0ivb6eccN7t52 | n/a | n/a | n/a | n/a | n/a | n/a
Sink D-0795-08 | danielle.r.love@usace.army.mil | 2011-09-14T17:02:59 | Sink D-0795 | 2C04 | M_Sink - Island - Single:455 mmx455 mm - Public:455 mmx455 mm - Public:1081630 | Autodesk Revit MEP 2011 | IfcFlowTerminal | 1eJi9i8Nb0ivb6eccN7t5j | n/a | n/a | n/a | n/a | n/a | n/a
Sink D-0795-09 | danielle.r.love@usace.army.mil | 2011-09-14T17:02:59 | Sink D-0795 | 2C06 | M_Sink - Island - Single:455 mmx455 mm - Public:455 mmx455 mm - Public:1081614 | Autodesk Revit MEP 2011 | IfcFlowTerminal | 1eJi9i8Nb0ivb6eccN7t5z | n/a | n/a | n/a | n/a | n/a | n/a
Sink D-0795-10 | danielle.r.love@usace.army.mil | 2011-09-14T17:02:59 | Sink D-0795 | 2C09 | M_Sink - Island - Single:455 mmx455 mm - Public:455 mmx455 mm - Public:1081598 | Autodesk Revit MEP 2011 | IfcFlowTerminal | 1eJi9i8Nb0ivb6eccN7t2D | n/a | n/a | n/a | n/a | n/a | n/a
Sink D-0795-11 | danielle.r.love@usace.army.mil | 2011-09-14T17:02:59 | Sink D-0795 | 2C14 | M_Sink - Island - Single:455 mmx455 mm - Public:455 mmx455 mm - Public:1081410 | Autodesk Revit MEP 2011 | IfcFlowTerminal | 1eJi9i8Nb0ivb6eccN7t0n | n/a | n/a | n/a | n/a | n/a | n/a
Sink D-0795-12 | danielle.r.love@usace.army.mil | 2011-09-14T17:02:59 | Sink D-0795 | 2C16 | M_Lavatory - Oval:535 mmx485 mm - Public:535 mmx485 mm - Public:650031 | Autodesk Revit MEP 2011 | IfcFlowTerminal | 0Rj85J29L55uI7dAt1JQdy | n/a | n/a | n/a | n/a | n/a | n/a
Sink D-0795-13 | danielle.r.love@usace.army.mil | 2011-09-14T17:02:59 | Sink D-0795 | 2C17 | M_Sink - Island - Single:455 mmx455 mm - Public:455 mmx455 mm - Public:1084700 | Autodesk Revit MEP 2011 | IfcFlowTerminal | 0OikU$_vDCwPcQCV$wweZR | n/a | n/a | n/a | n/a | n/a | n/a
Sink D-0800-01 | danielle.r.love@usace.army.mil | 2011-09-14T17:02:59 | Sink D-0800 | 2A13 | M_Sink - Island - Single:455 mmx455 mm - Public:455 mmx455 mm - Public:1083409 | Autodesk Revit MEP 2011 | IfcFlowTerminal | 1nIBBLCbr0ZhFM0xyCAk6W | n/a | n/a | n/a | n/a | n/a | n/a
Sink D-0800-02 | danielle.r.love@usace.army.mil | 2011-09-14T17:02:59 | Sink D-0800 | 2C10 | M_Sink - Island - Single:455 mmx455 mm - Public:455 mmx455 mm - Public:1084116 | Autodesk Revit MEP 2011 | IfcFlowTerminal | 0OikU$_vDCwPcQCV$wweyJ | n/a | n/a | n/a | n/a | n/a | n/a
Sink D-0800-03 | danielle.r.love@usace.army.mil | 2011-09-14T17:02:59 | Sink D-0800 | 2C12 | M_Sink - Island - Single:455 mmx455 mm - Public:455 mmx455 mm - Public:1084132 | Autodesk Revit MEP 2011 | IfcFlowTerminal | 0OikU$_vDCwPcQCV$wweyZ | n/a | n/a | n/a | n/a | n/a | n/a
Sink P-6500-01 | danielle.r.love@usace.army.mil | 2011-09-14T17:02:59 | Sink P-6500 | 1E01 | M_Lavatory - Oval:535 mmx485 mm - Public:535 mmx485 mm - Public:605118 | Autodesk Revit MEP 2011 | IfcFlowTerminal | 2GcS4g0vXFcgpAPj7HsCzh | n/a | n/a | n/a | n/a | n/a | n/a
SINK-COUNTER-255 x 480 x 405-01 | bill.east@us.army.mil | 2013-02-28T01:01:01 | Equip-CS150 | 1A10 | SINK-COUNTER-255 x 480 x 405 | n/a | n/a | n/a | n/a | n/a | n/a | n/a | n/a | n/a
SINK-COUNTER-255 x 480 x 405-02 | bill.east@us.army.mil | 2013-02-28T01:01:01 | Equip-CS150 | 1B10 | SINK-COUNTER-255 x 480 x 405 | n/a | n/a | n/a | n/a | n/a | n/a | n/a | n/a | n/a
SINK-COUNTER-255 x 480 x 405-03 | bill.east@us.army.mil | 2013-02-28T01:01:01 | Equip-CS150 | 1D06 | SINK-COUNTER-255 x 480 x 405 | n/a | n/a | n/a | n/a | n/a | n/a | n/a | n/a | n/a
SINK-COUNTER-255 x 480 x 405-04 | bill.east@us.army.mil | 2013-02-28T01:01:01 | Equip-CS150 | 1D05 | SINK-COUNTER-255 x 480 x 405 | n/a | n/a | n/a | n/a | n/a | n/a | n/a | n/a | n/a
SINK-COUNTER-255 x 480 x 405-05 | bill.east@us.army.mil | 2013-02-28T01:01:01 | Equip-CS150 | 1D22 | SINK-COUNTER-255 x 480 x 405 | n/a | n/a | n/a | n/a | n/a | n/a | n/a | n/a | n/a
SINK-COUNTER-255 x 480 x 405-06 | bill.east@us.army.mil | 2013-02-28T01:01:01 | Equip-CS150 | 1D38 | SINK-COUNTER-255 x 480 x 405 | n/a | n/a | n/a | n/a | n/a | n/a | n/a | n/a | n/a
SINK-COUNTER-255 x 480 x 405-07 | bill.east@us.army.mil | 2013-02-28T01:01:01 | Equip-CS150 | 1E04 | SINK-COUNTER-255 x 480 x 405 | n/a | n/a | n/a | n/a | n/a | n/a | n/a | n/a | n/a
SINK-COUNTER-255 x 480 x 405-08 | bill.east@us.army.mil | 2013-02-28T01:01:01 | Equip-CS150 | 1E11 | SINK-COUNTER-255 x 480 x 405 | n/a | n/a | n/a | n/a | n/a | n/a | n/a | n/a | n/a
SINK-COUNTER-255 x 480 x 405-09 | bill.east@us.army.mil | 2013-02-28T01:01:01 | Equip-CS150 | 1E16 | SINK-COUNTER-255 x 480 x 405 | n/a | n/a | n/a | n/a | n/a | n/a | n/a | n/a | n/a
SINK-COUNTER-255 x 480 x 405-10 | bill.east@us.army.mil | 2013-02-28T01:01:01 | Equip-CS150 | 1E30 | SINK-COUNTER-255 x 480 x 405 | n/a | n/a | n/a | n/a | n/a | n/a | n/a | n/a | n/a
SINK-COUNTER-255 x 480 x 405-11 | bill.east@us.army.mil | 2013-02-28T01:01:01 | Equip-CS150 | 2B17 | SINK-COUNTER-255 x 480 x 405 | n/a | n/a | n/a | n/a | n/a | n/a | n/a | n/a | n/a
SINK-COUNTER-255 x 480 x 405-12 | bill.east@us.army.mil | 2013-02-28T01:01:01 | Equip-CS150 | 2C22 | SINK-COUNTER-255 x 480 x 405 | n/a | n/a | n/a | n/a | n/a | n/a | n/a | n/a | n/a
SINK-COUNTER-305 x 560 x 405-MODUI AR DROP-IN-01 | bill.east@us.army.mil | 2013-02-28T01:01:01 | Equip-CS180M | 1D07 | SINK-COUNTER-305 x 560 x 405-MODUI AR DROP-IN | n/a | n/a | n/a | n/a | n/a | n/a | n/a | n/a | n/a
SINK-COUNTER-305 x 560 x 405-MODUI AR DROP-IN-02 | bill.east@us.army.mil | 2013-02-28T01:01:01 | Equip-CS180M | 1D02 | SINK-COUNTER-305 x 560 x 405-MODUI AR DROP-IN | n/a | n/a | n/a | n/a | n/a | n/a | n/a | n/a | n/a
SINK-COUNTER-305 x 560 x 405-MODUI AR DROP-IN-03 | bill.east@us.army.mil | 2013-02-28T01:01:01 | Equip-CS180M | 1D08 | SINK-COUNTER-305 x 560 x 405-MODUI AR DROP-IN | n/a | n/a | n/a | n/a | n/a | n/a | n/a | n/a | n/a
SINK-COUNTER-305 x 560 x 405-MODUI AR DROP-IN-04 | bill.east@us.army.mil | 2013-02-28T01:01:01 | Equip-CS180M | 1D09 | SINK-COUNTER-305 x 560 x 405-MODUI AR DROP-IN | n/a | n/a | n/a | n/a | n/a | n/a | n/a | n/a | n/a
SINK-COUNTER-305 x 560 x 405-MODUI AR DROP-IN-05 | bill.east@us.army.mil | 2013-02-28T01:01:01 | Equip-CS180M | 1D10 | SINK-COUNTER-305 x 560 x 405-MODUI AR DROP-IN | n/a | n/a | n/a | n/a | n/a | n/a | n/a | n/a | n/a
SINK-COUNTER-305 x 560 x 405-MODUI AR DROP-IN-06 | bill.east@us.army.mil | 2013-02-28T01:01:01 | Equip-CS180M | 1D11 | SINK-COUNTER-305 x 560 x 405-MODUI AR DROP-IN | n/a | n/a | n/a | n/a | n/a | n/a | n/a | n/a | n/a
SINK-COUNTER-305 x 560 x 405-MODUI AR DROP-IN-07 | bill.east@us.army.mil | 2013-02-28T01:01:01 | Equip-CS180M | 1D13 | SINK-COUNTER-305 x 560 x 405-MODUI AR DROP-IN | n/a | n/a | n/a | n/a | n/a | n/a | n/a | n/a | n/a
SINK-COUNTER-305 x 560 x 405-MODUI AR DROP-IN-08 | bill.east@us.army.mil | 2013-02-28T01:01:01 | Equip-CS180M | 1D12 | SINK-COUNTER-305 x 560 x 405-MODUI AR DROP-IN | n/a | n/a | n/a | n/a | n/a | n/a | n/a | n/a | n/a
SINK-COUNTER-305 x 560 x 405-MODUI AR DROP-IN-09 | bill.east@us.army.mil | 2013-02-28T01:01:01 | Equip-CS180M | 1D31 | SINK-COUNTER-305 x 560 x 405-MODUI AR DROP-IN | n/a | n/a | n/a | n/a | n/a | n/a | n/a | n/a | n/a
SINK-COUNTER-305 x 560 x 405-MODUI AR DROP-IN-10 | bill.east@us.army.mil | 2013-02-28T01:01:01 | Equip-CS180M | 1D35 | SINK-COUNTER-305 x 560 x 405-MODUI AR DROP-IN | n/a | n/a | n/a | n/a | n/a | n/a | n/a | n/a | n/a
SINK-COUNTER-305 x 560 x 405-MODUI AR DROP-IN-11 | bill.east@us.army.mil | 2013-02-28T01:01:01 | Equip-CS180M | 1D34 | SINK-COUNTER-305 x 560 x 405-MODUI AR DROP-IN | n/a | n/a | n/a | n/a | n/a | n/a | n/a | n/a | n/a
SINK-COUNTER-305 x 560 x 405-MODUI AR DROP-IN-12 | bill.east@us.army.mil | 2013-02-28T01:01:01 | Equip-CS180M | 1D36 | SINK-COUNTER-305 x 560 x 405-MODUI AR DROP-IN | n/a | n/a | n/a | n/a | n/a | n/a | n/a | n/a | n/a
SINK-COUNTER-305 x 560 x 405-MODUI AR DROP-IN-13 | bill.east@us.army.mil | 2013-02-28T01:01:01 | Equip-CS180M | 1D28 | SINK-COUNTER-305 x 560 x 405-MODUI AR DROP-IN | n/a | n/a | n/a | n/a | n/a | n/a | n/a | n/a | n/a
SINK-COUNTER-305 x 560 x 405-MODUI AR DROP-IN-14 | bill.east@us.army.mil | 2013-02-28T01:01:01 | Equip-CS180M | 1D32 | SINK-COUNTER-305 x 560 x 405-MODUI AR DROP-IN | n/a | n/a | n/a | n/a | n/a | n/a | n/a | n/a | n/a
SINK-COUNTER-305 x 560 x 405-MODUI AR DROP-IN-15 | bill.east@us.army.mil | 2013-02-28T01:01:01 | Equip-CS180M | 1E33 | SINK-COUNTER-305 x 560 x 405-MODUI AR DROP-IN | n/a | n/a | n/a | n/a | n/a | n/a | n/a | n/a | n/a
SINK-COUNTER-305 x 560 x 405-MODULAR DROP-IN-01 | bill.east@us.army.mil | 2013-02-28T01:01:01 | Equip-CS180A | 1B04 | SINK-COUNTER-305 x 560 x 405-MODULAR DROP-IN | n/a | n/a | n/a | n/a | n/a | n/a | n/a | n/a | n/a
SINK-COUNTER-305 x 560 x 405-MODULAR DROP-IN-02 | bill.east@us.army.mil | 2013-02-28T01:01:01 | Equip-CS180A | 1B04 | SINK-COUNTER-305 x 560 x 405-MODULAR DROP-IN | n/a | n/a | n/a | n/a | n/a | n/a | n/a | n/a | n/a
SINK-COUNTER-305 x 560 x 405-MODULAR DROP-IN-03 | bill.east@us.army.mil | 2013-02-28T01:01:01 | Equip-CS180A | 1B04 | SINK-COUNTER-305 x 560 x 405-MODULAR DROP-IN | n/a | n/a | n/a | n/a | n/a | n/a | n/a | n/a | n/a
SINK-COUNTER-CUP-01 | bill.east@us.army.mil | 2013-02-28T01:01:01 | Equip-CS220M | 1B04 | SINK-COUNTER-CUP | n/a | n/a | n/a | n/a | n/a | n/a | n/a | n/a | n/a
SINK-CRS-18 GAUGF-255 x 355 x 255-01 | bill.east@us.army.mil | 2013-02-28T01:01:01 | Equip-D0795 | 2A05 | SINK-CRS-18 GAUGF-255 x 355 x 255 | n/a | n/a | n/a | n/a | n/a | n/a | n/a | n/a | n/a
SINK-CRS-18 GAUGF-255 x 355 x 255-02 | bill.east@us.army.mil | 2013-02-28T01:01:01 | Equip-D0795 | 2A06 | SINK-CRS-18 GAUGF-255 x 355 x 255 | n/a | n/a | n/a | n/a | n/a | n/a | n/a | n/a | n/a
SINK-CRS-18 GAUGF-255 x 355 x 255-03 | bill.east@us.army.mil | 2013-02-28T01:01:01 | Equip-D0795 | 2A07 | SINK-CRS-18 GAUGF-255 x 355 x 255 | n/a | n/a | n/a | n/a | n/a | n/a | n/a | n/a | n/a
SINK-CRS-18 GAUGF-255 x 355 x 255-04 | bill.east@us.army.mil | 2013-02-28T01:01:01 | Equip-D0795 | 2A09 | SINK-CRS-18 GAUGF-255 x 355 x 255 | n/a | n/a | n/a | n/a | n/a | n/a | n/a | n/a | n/a
SINK-CRS-18 GAUGF-255 x 355 x 255-05 | bill.east@us.army.mil | 2013-02-28T01:01:01 | Equip-D0795 | 2A08 | SINK-CRS-18 GAUGF-255 x 355 x 255 | n/a | n/a | n/a | n/a | n/a | n/a | n/a | n/a | n/a
SINK-CRS-18 GAUGF-255 x 355 x 255-06 | bill.east@us.army.mil | 2013-02-28T01:01:01 | Equip-D0795 | 2A12 | SINK-CRS-18 GAUGF-255 x 355 x 255 | n/a | n/a | n/a | n/a | n/a | n/a | n/a | n/a | n/a
SINK-CRS-18 GAUGF-255 x 355 x 255-07 | bill.east@us.army.mil | 2013-02-28T01:01:01 | Equip-D0795 | 2C02 | SINK-CRS-18 GAUGF-255 x 355 x 255 | n/a | n/a | n/a | n/a | n/a | n/a | n/a | n/a | n/a
SINK-CRS-18 GAUGF-255 x 355 x 255-08 | bill.east@us.army.mil | 2013-02-28T01:01:01 | Equip-D0795 | 2C04 | SINK-CRS-18 GAUGF-255 x 355 x 255 | n/a | n/a | n/a | n/a | n/a | n/a | n/a | n/a | n/a
SINK-CRS-18 GAUGF-255 x 355 x 255-09 | bill.east@us.army.mil | 2013-02-28T01:01:01 | Equip-D0795 | 2C09 | SINK-CRS-18 GAUGF-255 x 355 x 255 | n/a | n/a | n/a | n/a | n/a | n/a | n/a | n/a | n/a
SINK-CRS-18 GAUGF-255 x 355 x 255-10 | bill.east@us.army.mil | 2013-02-28T01:01:01 | Equip-D0795 | 2C06 | SINK-CRS-18 GAUGF-255 x 355 x 255 | n/a | n/a | n/a | n/a | n/a | n/a | n/a | n/a | n/a
SINK-CRS-18 GAUGF-255 x 355 x 255-11 | bill.east@us.army.mil | 2013-02-28T01:01:01 | Equip-D0795 | 2C14 | SINK-CRS-18 GAUGF-255 x 355 x 255 | n/a | n/a | n/a | n/a | n/a | n/a | n/a | n/a | n/a
SINK-SERVICE-CAST IRON-355 x 610 x 508-01 | bill.east@us.army.mil | 2013-02-28T01:01:01 | Equip-P6500 | 1E01 | SINK-SERVICE-CAST IRON-355 x 610 x 508 | n/a | n/a | n/a | n/a | n/a | n/a | n/a | n/a | n/a
SINK-SERVICE-CAST IRON-355 x 610 x 508-02 | bill.east@us.army.mil | 2013-02-28T01:01:01 | Equip-P6500 | 1E16 | SINK-SERVICE-CAST IRON-355 x 610 x 508 | n/a | n/a | n/a | n/a | n/a | n/a | n/a | n/a | n/a
SINK-SS-305 x 508 x 405-01 | bill.east@us.army.mil | 2013-02-28T01:01:01 | Equip-D0800 | 2A13 | SINK-SS-305 x 508 x 405 | n/a | n/a | n/a | n/a | n/a | n/a | n/a | n/a | n/a
SINK-SS-305 x 508 x 405-02 | bill.east@us.army.mil | 2013-02-28T01:01:01 | Equip-D0800 | 2C10 | SINK-SS-305 x 508 x 405 | n/a | n/a | n/a | n/a | n/a | n/a | n/a | n/a | n/a
SINK-SS-305 x 508 x 405-03 | bill.east@us.army.mil | 2013-02-28T01:01:01 | Equip-D0800 | 2C12 | SINK-SS-305 x 508 x 405 | n/a | n/a | n/a | n/a | n/a | n/a | n/a | n/a | n/a
SOLDERING UNIT-PRECISION-01 | bill.east@us.army.mil | 2013-02-28T01:01:01 | Equip-D3290 | 2C17 | SOLDERING UNIT-PRECISION | n/a | n/a | n/a | n/a | n/a | n/a | n/a | n/a | n/a
STAND-BUCKY-VERTICAL-TILT-AUTOMATIC-01 | bill.east@us.army.mil | 2013-02-28T01:01:01 | Equip-X1405 | 1B19 | STAND-BUCKY-VERTICAL-TILT-AUTOMATIC | n/a | n/a | n/a | n/a | n/a | n/a | n/a | n/a | n/a
STATION-WASH EYE/FACE-COUNTER-01 | bill.east@us.army.mil | 2013-02-28T01:01:01 | Equip-P1961 | 1B04 | STATION-WASH EYE/FACE-COUNTER | n/a | n/a | n/a | n/a | n/a | n/a | n/a | n/a | n/a
STATION-WASH EYE/FACE-COUNTER-02 | bill.east@us.army.mil | 2013-02-28T01:01:01 | Equip-P1961 | 1B04 | STATION-WASH EYE/FACE-COUNTER | n/a | n/a | n/a | n/a | n/a | n/a | n/a | n/a | n/a
STATION-WASH EYE/FACE-COUNTER-03 | bill.east@us.army.mil | 2013-02-28T01:01:01 | Equip-P1961 | 1B04 | STATION-WASH EYE/FACE-COUNTER | n/a | n/a | n/a | n/a | n/a | n/a | n/a | n/a | n/a
STATION-WASH-EYE/FACE-COUNTER TOP-01 | bill.east@us.army.mil | 2013-02-28T01:01:01 | Equip-P1960 | 2A13 | STATION-WASH-EYE/FACE-COUNTER TOP | n/a | n/a | n/a | n/a | n/a | n/a | n/a | n/a | n/a
STATION-WASH-EYE/FACE-COUNTER TOP-02 | bill.east@us.army.mil | 2013-02-28T01:01:01 | Equip-P1960 | 2C10 | STATION-WASH-EYE/FACE-COUNTER TOP | n/a | n/a | n/a | n/a | n/a | n/a | n/a | n/a | n/a
STATION-WASH-EYE/FACE-COUNTER TOP-03 | bill.east@us.army.mil | 2013-02-28T01:01:01 | Equip-P1960 | 2C12 | STATION-WASH-EYE/FACE-COUNTER TOP | n/a | n/a | n/a | n/a | n/a | n/a | n/a | n/a | n/a
STATION-WASH-EYE/FACE-COUNTER TOP-04 | bill.east@us.army.mil | 2013-02-28T01:01:01 | Equip-P1960 | 2C17 | STATION-WASH-EYE/FACE-COUNTER TOP | n/a | n/a | n/a | n/a | n/a | n/a | n/a | n/a | n/a
STATION-WASH-EYE-W/H-01 | bill.east@us.army.mil | 2013-02-28T01:01:01 | Equip-P2000 | 1E01 | STATION-WASH-EYE-W/H | n/a | n/a | n/a | n/a | n/a | n/a | n/a | n/a | n/a
STOOL-OPERATING-DENTAI-D0CTOR-01 | bill.east@us.army.mil | 2013-02-28T01:01:01 | Equip-D3380 | 2A05 | STOOL-OPERATING-DENTAI-D0CTOR | n/a | n/a | n/a | n/a | n/a | n/a | n/a | n/a | n/a
STOOL-OPERATING-DENTAI-D0CTOR-02 | bill.east@us.army.mil | 2013-02-28T01:01:01 | Equip-D3380 | 2A06 | STOOL-OPERATING-DENTAI-D0CTOR | n/a | n/a | n/a | n/a | n/a | n/a | n/a | n/a | n/a
STOOL-OPERATING-DENTAI-D0CTOR-03 | bill.east@us.army.mil | 2013-02-28T01:01:01 | Equip-D3380 | 2A07 | STOOL-OPERATING-DENTAI-D0CTOR | n/a | n/a | n/a | n/a | n/a | n/a | n/a | n/a | n/a
STOOL-OPERATING-DENTAI-D0CTOR-04 | bill.east@us.army.mil | 2013-02-28T01:01:01 | Equip-D3380 | 2A09 | STOOL-OPERATING-DENTAI-D0CTOR | n/a | n/a | n/a | n/a | n/a | n/a | n/a | n/a | n/a
STOOL-OPERATING-DENTAI-D0CTOR-05 | bill.east@us.army.mil | 2013-02-28T01:01:01 | Equip-D3380 | 2A08 | STOOL-OPERATING-DENTAI-D0CTOR | n/a | n/a | n/a | n/a | n/a | n/a | n/a | n/a | n/a
STOOL-OPERATING-DENTAI-D0CTOR-06 | bill.east@us.army.mil | 2013-02-28T01:01:01 | Equip-D3380 | 2C02 | STOOL-OPERATING-DENTAI-D0CTOR | n/a | n/a | n/a | n/a | n/a | n/a | n/a | n/a | n/a
STOOL-OPERATING-DENTAI-D0CTOR-07 | bill.east@us.army.mil | 2013-02-28T01:01:01 | Equip-D3380 | 2C09 | STOOL-OPERATING-DENTAI-D0CTOR | n/a | n/a | n/a | n/a | n/a | n/a | n/a | n/a | n/a
STOOL-OPERATING-DENTAI-D0CTOR-08 | bill.east@us.army.mil | 2013-02-28T01:01:01 | Equip-D3380 | 2C06 | STOOL-OPERATING-DENTAI-D0CTOR | n/a | n/a | n/a | n/a | n/a | n/a | n/a | n/a | n/a
STOOL-OPERATING-DENTAI-D0CTOR-09 | bill.east@us.army.mil | 2013-02-28T01:01:01 | Equip-D3380 | 2C14 | STOOL-OPERATING-DENTAI-D0CTOR | n/a | n/a | n/a | n/a | n/a | n/a | n/a | n/a | n/a
STOOL-OPERATING-DENTAL-ASSISTANT-01 | bill.east@us.army.mil | 2013-02-28T01:01:01 | Equip-D3390 | 2A05 | STOOL-OPERATING-DENTAL-ASSISTANT | n/a | n/a | n/a | n/a | n/a | n/a | n/a | n/a | n/a
STOOL-OPERATING-DENTAL-ASSISTANT-02 | bill.east@us.army.mil | 2013-02-28T01:01:01 | Equip-D3390 | 2A06 | STOOL-OPERATING-DENTAL-ASSISTANT | n/a | n/a | n/a | n/a | n/a | n/a | n/a | n/a | n/a
STOOL-OPERATING-DENTAL-ASSISTANT-03 | bill.east@us.army.mil | 2013-02-28T01:01:01 | Equip-D3390 | 2A07 | STOOL-OPERATING-DENTAL-ASSISTANT | n/a | n/a | n/a | n/a | n/a | n/a | n/a | n/a | n/a
STOOL-OPERATING-DENTAL-ASSISTANT-04 | bill.east@us.army.mil | 2013-02-28T01:01:01 | Equip-D3390 | 2A09 | STOOL-OPERATING-DENTAL-ASSISTANT | n/a | n/a | n/a | n/a | n/a | n/a | n/a | n/a | n/a
STOOL-OPERATING-DENTAL-ASSISTANT-05 | bill.east@us.army.mil | 2013-02-28T01:01:01 | Equip-D3390 | 2A08 | STOOL-OPERATING-DENTAL-ASSISTANT | n/a | n/a | n/a | n/a | n/a | n/a | n/a | n/a | n/a
STOOL-OPERATING-DENTAL-ASSISTANT-06 | bill.east@us.army.mil | 2013-02-28T01:01:01 | Equip-D3390 | 2C02 | STOOL-OPERATING-DENTAL-ASSISTANT | n/a | n/a | n/a | n/a | n/a | n/a | n/a | n/a | n/a
STOOL-OPERATING-DENTAL-ASSISTANT-07 | bill.east@us.army.mil | 2013-02-28T01:01:01 | Equip-D3390 | 2C09 | STOOL-OPERATING-DENTAL-ASSISTANT | n/a | n/a | n/a | n/a | n/a | n/a | n/a | n/a | n/a
STOOL-OPERATING-DENTAL-ASSISTANT-08 | bill.east@us.army.mil | 2013-02-28T01:01:01 | Equip-D3390 | 2C06 | STOOL-OPERATING-DENTAL-ASSISTANT | n/a | n/a | n/a | n/a | n/a | n/a | n/a | n/a | n/a
STOOL-OPERATING-DENTAL-ASSISTANT-09 | bill.east@us.army.mil | 2013-02-28T01:01:01 | Equip-D3390 | 2C14 | STOOL-OPERATING-DENTAL-ASSISTANT | n/a | n/a | n/a | n/a | n/a | n/a | n/a | n/a | n/a
STOVE-4 BURNER-W/OVEN/MICROWAVE-01 | bill.east@us.army.mil | 2013-02-28T01:01:01 | Equip-K4505 | 2B17 | STOVE-4 BURNER-W/OVEN/MICROWAVE | n/a | n/a | n/a | n/a | n/a | n/a | n/a | n/a | n/a
STRETCHER-MOBILE-CRS-9 POSITION-01 | bill.east@us.army.mil | 2013-02-28T01:01:01 | Equip-M4655 | 1C16 | STRETCHER-MOBILE-CRS-9 POSITION | n/a | n/a | n/a | n/a | n/a | n/a | n/a | n/a | n/a
Supply Diffuser 600 Face- 001 | danielle.r.love@usace.army.mil | 2011-09-14T17:02:59 | Supply Diffuser 600 Face | 1E01 | M_Supply Diffuser:600 x 600 Face 300 x 300 Connection:600 x 600 Face 300 x 300 Connection:566653 | Autodesk Revit MEP 2011 | IfcFlowTerminal | 0JGTSjcSn7v8o$ZI4qc4IG | n/a | n/a | n/a | n/a | n/a | n/a
Supply Diffuser 600 Face- 002 | danielle.r.love@usace.army.mil | 2011-09-14T17:02:59 | Supply Diffuser 600 Face | 1E04 | M_Supply Diffuser:600 x 600 Face 300 x 300 Connection:600 x 600 Face 300 x 300 Connection:566654 | Autodesk Revit MEP 2011 | IfcFlowTerminal | 0JGTSjcSn7v8o$ZI4qc4IJ | n/a | n/a | n/a | n/a | n/a | n/a
Supply Diffuser 600 Face- 003 | danielle.r.love@usace.army.mil | 2011-09-14T17:02:59 | Supply Diffuser 600 Face | 1E05 | M_Supply Diffuser:600 x 600 Face 300 x 300 Connection:600 x 600 Face 300 x 300 Connection:566652 | Autodesk Revit MEP 2011 | IfcFlowTerminal | 0JGTSjcSn7v8o$ZI4qc4IH | n/a | n/a | n/a | n/a | n/a | n/a
Supply Diffuser 600 Face- 004 | danielle.r.love@usace.army.mil | 2011-09-14T17:02:59 | Supply Diffuser 600 Face | 1E06 | M_Supply Diffuser:600 x 600 Face 300 x 300 Connection:600 x 600 Face 300 x 300 Connection:566671 | Autodesk Revit MEP 2011 | IfcFlowTerminal | 0JGTSjcSn7v8o$ZI4qc4HY | n/a | n/a | n/a | n/a | n/a | n/a
Supply Diffuser 600 Face- 005 | danielle.r.love@usace.army.mil | 2011-09-14T17:02:59 | Supply Diffuser 600 Face | 1E06 | M_Supply Diffuser:600 x 600 Face 300 x 300 Connection:600 x 600 Face 300 x 300 Connection:566673 | Autodesk Revit MEP 2011 | IfcFlowTerminal | 0JGTSjcSn7v8o$ZI4qc4Hy | n/a | n/a | n/a | n/a | n/a | n/a
Supply Diffuser 600 Face- 006 | danielle.r.love@usace.army.mil | 2011-09-14T17:02:59 | Supply Diffuser 600 Face | 1E07 | M_Supply Diffuser:600 x 600 Face 300 x 300 Connection:600 x 600 Face 300 x 300 Connection:566672 | Autodesk Revit MEP 2011 | IfcFlowTerminal | 0JGTSjcSn7v8o$ZI4qc4Hz | n/a | n/a | n/a | n/a | n/a | n/a
Supply Diffuser 600 Face- 007 | danielle.r.love@usace.army.mil | 2011-09-14T17:02:59 | Supply Diffuser 600 Face | 1E08 | M_Supply Diffuser:600 x 600 Face 300 x 300 Connection:600 x 600 Face 300 x 300 Connection:566674 | Autodesk Revit MEP 2011 | IfcFlowTerminal | 0JGTSjcSn7v8o$ZI4qc4H$ | n/a | n/a | n/a | n/a | n/a | n/a
Supply Diffuser 600 Face- 008 | danielle.r.love@usace.army.mil | 2011-09-14T17:02:59 | Supply Diffuser 600 Face | 1E11 | M_Supply Diffuser:600 x 600 Face 300 x 300 Connection:600 x 600 Face 300 x 300 Connection:566675 | Autodesk Revit MEP 2011 | IfcFlowTerminal | 0JGTSjcSn7v8o$ZI4qc4H_ | n/a | n/a | n/a | n/a | n/a | n/a
Supply Diffuser 600 Face- 009 | danielle.r.love@usace.army.mil | 2011-09-14T17:02:59 | Supply Diffuser 600 Face | 1E14 | M_Supply Diffuser:600 x 600 Face 300 x 300 Connection:600 x 600 Face 300 x 300 Connection:566690 | Autodesk Revit MEP 2011 | IfcFlowTerminal | 0JGTSjcSn7v8o$ZI4qc4HF | n/a | n/a | n/a | n/a | n/a | n/a
Supply Diffuser 600 Face- 010 | danielle.r.love@usace.army.mil | 2011-09-14T17:02:59 | Supply Diffuser 600 Face | 1E14 | M_Supply Diffuser:600 x 600 Face 300 x 300 Connection:600 x 600 Face 300 x 300 Connection:566691 | Autodesk Revit MEP 2011 | IfcFlowTerminal | 0JGTSjcSn7v8o$ZI4qc4HE | n/a | n/a | n/a | n/a | n/a | n/a
Supply Diffuser 600 Face- 011 | danielle.r.love@usace.army.mil | 2011-09-14T17:02:59 | Supply Diffuser 600 Face | 1E16 | M_Supply Diffuser:600 x 600 Face 300 x 300 Connection:600 x 600 Face 300 x 300 Connection:566683 | Autodesk Revit MEP 2011 | IfcFlowTerminal | 0JGTSjcSn7v8o$ZI4qc4Hs | n/a | n/a | n/a | n/a | n/a | n/a
Supply Diffuser 600 Face- 012 | danielle.r.love@usace.army.mil | 2011-09-14T17:02:59 | Supply Diffuser 600 Face | 1E16 | M_Supply Diffuser:600 x 600 Face 300 x 300 Connection:600 x 600 Face 300 x 300 Connection:566684 | Autodesk Revit MEP 2011 | IfcFlowTerminal | 0JGTSjcSn7v8o$ZI4qc4Hn | n/a | n/a | n/a | n/a | n/a | n/a
Supply Diffuser 600 Face- 013 | danielle.r.love@usace.army.mil | 2011-09-14T17:02:59 | Supply Diffuser 600 Face | 1E16 | M_Supply Diffuser:600 x 600 Face 300 x 300 Connection:600 x 600 Face 300 x 300 Connection:566685 | Autodesk Revit MEP 2011 | IfcFlowTerminal | 0JGTSjcSn7v8o$ZI4qc4Hm | n/a | n/a | n/a | n/a | n/a | n/a
Supply Diffuser 600 Face- 014 | danielle.r.love@usace.army.mil | 2011-09-14T17:02:59 | Supply Diffuser 600 Face | 1E16 | M_Supply Diffuser:600 x 600 Face 300 x 300 Connection:600 x 600 Face 300 x 300 Connection:566686 | Autodesk Revit MEP 2011 | IfcFlowTerminal | 0JGTSjcSn7v8o$ZI4qc4Hp | n/a | n/a | n/a | n/a | n/a | n/a
Supply Diffuser 600 Face- 015 | danielle.r.love@usace.army.mil | 2011-09-14T17:02:59 | Supply Diffuser 600 Face | 1E16 | M_Supply Diffuser:600 x 600 Face 300 x 300 Connection:600 x 600 Face 300 x 300 Connection:566687 | Autodesk Revit MEP 2011 | IfcFlowTerminal | 0JGTSjcSn7v8o$ZI4qc4Ho | n/a | n/a | n/a | n/a | n/a | n/a
Supply Diffuser 600 Face- 016 | danielle.r.love@usace.army.mil | 2011-09-14T17:02:59 | Supply Diffuser 600 Face | 1E16 | M_Supply Diffuser:600 x 600 Face 300 x 300 Connection:600 x 600 Face 300 x 300 Connection:566688 | Autodesk Revit MEP 2011 | IfcFlowTerminal | 0JGTSjcSn7v8o$ZI4qc4HD | n/a | n/a | n/a | n/a | n/a | n/a
Supply Diffuser 600 Face- 017 | danielle.r.love@usace.army.mil | 2011-09-14T17:02:59 | Supply Diffuser 600 Face | 1E18 | M_Supply Diffuser:600 x 600 Face 300 x 300 Connection:600 x 600 Face 300 x 300 Connection:566682 | Autodesk Revit MEP 2011 | IfcFlowTerminal | 0JGTSjcSn7v8o$ZI4qc4Ht | n/a | n/a | n/a | n/a | n/a | n/a
Supply Diffuser 600 Face- 018 | danielle.r.love@usace.army.mil | 2011-09-14T17:02:59 | Supply Diffuser 600 Face | 1E22 | M_Supply Diffuser:600 x 600 Face 300 x 300 Connection:600 x 600 Face 300 x 300 Connection:566666 | Autodesk Revit MEP 2011 | IfcFlowTerminal | 0JGTSjcSn7v8o$ZI4qc4Hd | n/a | n/a | n/a | n/a | n/a | n/a
Supply Diffuser 600 Face- 019 | danielle.r.love@usace.army.mil | 2011-09-14T17:02:59 | Supply Diffuser 600 Face | 1E23 | M_Supply Diffuser:600 x 600 Face 300 x 300 Connection:600 x 600 Face 300 x 300 Connection:566679 | Autodesk Revit MEP 2011 | IfcFlowTerminal | 0JGTSjcSn7v8o$ZI4qc4Hw | n/a | n/a | n/a | n/a | n/a | n/a
Supply Diffuser 600 Face- 020 | danielle.r.love@usace.army.mil | 2011-09-14T17:02:59 | Supply Diffuser 600 Face | 1E24 | M_Supply Diffuser:600 x 600 Face 300 x 300 Connection:600 x 600 Face 300 x 300 Connection:566664 | Autodesk Revit MEP 2011 | IfcFlowTerminal | 0JGTSjcSn7v8o$ZI4qc4Hb | n/a | n/a | n/a | n/a | n/a | n/a
Supply Diffuser 600 Face- 021 | danielle.r.love@usace.army.mil | 2011-09-14T17:02:59 | Supply Diffuser 600 Face | 1E24 | M_Supply Diffuser:600 x 600 Face 300 x 300 Connection:600 x 600 Face 300 x 300 Connection:566665 | Autodesk Revit MEP 2011 | IfcFlowTerminal | 0JGTSjcSn7v8o$ZI4qc4Ha | n/a | n/a | n/a | n/a | n/a | n/a
Supply Diffuser 600 Face- 022 | danielle.r.love@usace.army.mil | 2011-09-14T17:02:59 | Supply Diffuser 600 Face | 1E24 | M_Supply Diffuser:600 x 600 Face 300 x 300 Connection:600 x 600 Face 300 x 300 Connection:566667 | Autodesk Revit MEP 2011 | IfcFlowTerminal | 0JGTSjcSn7v8o$ZI4qc4Hc | n/a | n/a | n/a | n/a | n/a | n/a
Supply Diffuser 600 Face- 023 | danielle.r.love@usace.army.mil | 2011-09-14T17:02:59 | Supply Diffuser 600 Face | 1E24 | M_Supply Diffuser:600 x 600 Face 300 x 300 Connection:600 x 600 Face 300 x 300 Connection:566668 | Autodesk Revit MEP 2011 | IfcFlowTerminal | 0JGTSjcSn7v8o$ZI4qc4HX | n/a | n/a | n/a | n/a | n/a | n/a
Supply Diffuser 600 Face- 024 | danielle.r.love@usace.army.mil | 2011-09-14T17:02:59 | Supply Diffuser 600 Face | 1E25 | M_Supply Diffuser:600 x 600 Face 300 x 300 Connection:600 x 600 Face 300 x 300 Connection:566659 | Autodesk Revit MEP 2011 | IfcFlowTerminal | 0JGTSjcSn7v8o$ZI4qc4Hk | n/a | n/a | n/a | n/a | n/a | n/a
Supply Diffuser 600 Face- 025 | danielle.r.love@usace.army.mil | 2011-09-14T17:02:59 | Supply Diffuser 600 Face | 1E26 | M_Supply Diffuser:600 x 600 Face 300 x 300 Connection:600 x 600 Face 300 x 300 Connection:566660 | Autodesk Revit MEP 2011 | IfcFlowTerminal | 0JGTSjcSn7v8o$ZI4qc4Hf | n/a | n/a | n/a | n/a | n/a | n/a
Supply Diffuser 600 Face- 026 | danielle.r.love@usace.army.mil | 2011-09-14T17:02:59 | Supply Diffuser 600 Face | 1E26 | M_Supply Diffuser:600 x 600 Face 300 x 300 Connection:600 x 600 Face 300 x 300 Connection:566661 | Autodesk Revit MEP 2011 | IfcFlowTerminal | 0JGTSjcSn7v8o$ZI4qc4He | n/a | n/a | n/a | n/a | n/a | n/a
Supply Diffuser 600 Face- 027 | danielle.r.love@usace.army.mil | 2011-09-14T17:02:59 | Supply Diffuser 600 Face | 1E27 | M_Supply Diffuser:600 x 600 Face 300 x 300 Connection:600 x 600 Face 300 x 300 Connection:566662 | Autodesk Revit MEP 2011 | IfcFlowTerminal | 0JGTSjcSn7v8o$ZI4qc4Hh | n/a | n/a | n/a | n/a | n/a | n/a
Supply Diffuser 600 Face- 028 | danielle.r.love@usace.army.mil | 2011-09-14T17:02:59 | Supply Diffuser 600 Face | 1E28 | M_Supply Diffuser:600 x 600 Face 300 x 300 Connection:600 x 600 Face 300 x 300 Connection:566663 | Autodesk Revit MEP 2011 | IfcFlowTerminal | 0JGTSjcSn7v8o$ZI4qc4Hg | n/a | n/a | n/a | n/a | n/a | n/a
Supply Diffuser 600 Face- 029 | danielle.r.love@usace.army.mil | 2011-09-14T17:02:59 | Supply Diffuser 600 Face | 1E29 | M_Supply Diffuser:600 x 600 Face 300 x 300 Connection:600 x 600 Face 300 x 300 Connection:566657 | Autodesk Revit MEP 2011 | IfcFlowTerminal | 0JGTSjcSn7v8o$ZI4qc4Hi | n/a | n/a | n/a | n/a | n/a | n/a
Supply Diffuser 600 Face- 030 | danielle.r.love@usace.army.mil | 2011-09-14T17:02:59 | Supply Diffuser 600 Face | 1E30 | M_Supply Diffuser:600 x 600 Face 300 x 300 Connection:600 x 600 Face 300 x 300 Connection:566681 | Autodesk Revit MEP 2011 | IfcFlowTerminal | 0JGTSjcSn7v8o$ZI4qc4Hq | n/a | n/a | n/a | n/a | n/a | n/a
Supply Diffuser 600 Face- 031 | danielle.r.love@usace.army.mil | 2011-09-14T17:02:59 | Supply Diffuser 600 Face | 1E33 | M_Supply Diffuser:600 x 600 Face 300 x 300 Connection:600 x 600 Face 300 x 300 Connection:566676 | Autodesk Revit MEP 2011 | IfcFlowTerminal | 0JGTSjcSn7v8o$ZI4qc4Hv | n/a | n/a | n/a | n/a | n/a | n/a
Supply Diffuser 600 Face- 032 | danielle.r.love@usace.army.mil | 2011-09-14T17:02:59 | Supply Diffuser 600 Face | 1A01 | M_Supply Diffuser:600 x 600 Face 300 x 300 Connection:600 x 600 Face 300 x 300 Connection:566571 | Autodesk Revit MEP 2011 | IfcFlowTerminal | 0JGTSjcSn7v8o$ZI4qc4J6 | n/a | n/a | n/a | n/a | n/a | n/a
Supply Diffuser 600 Face- 033 | danielle.r.love@usace.army.mil | 2011-09-14T17:02:59 | Supply Diffuser 600 Face | 1A01 | M_Supply Diffuser:600 x 600 Face 300 x 300 Connection:600 x 600 Face 300 x 300 Connection:566573 | Autodesk Revit MEP 2011 | IfcFlowTerminal | 0JGTSjcSn7v8o$ZI4qc4J0 | n/a | n/a | n/a | n/a | n/a | n/a
Supply Diffuser 600 Face- 034 | danielle.r.love@usace.army.mil | 2011-09-14T17:02:59 | Supply Diffuser 600 Face | 1A02 | M_Supply Diffuser:600 x 600 Face 300 x 300 Connection:600 x 600 Face 300 x 300 Connection:566570 | Autodesk Revit MEP 2011 | IfcFlowTerminal | 0JGTSjcSn7v8o$ZI4qc4J7 | n/a | n/a | n/a | n/a | n/a | n/a
Supply Diffuser 600 Face- 035 | danielle.r.love@usace.army.mil | 2011-09-14T17:02:59 | Supply Diffuser 600 Face | 1A02 | M_Supply Diffuser:600 x 600 Face 300 x 300 Connection:600 x 600 Face 300 x 300 Connection:566572 | Autodesk Revit MEP 2011 | IfcFlowTerminal | 0JGTSjcSn7v8o$ZI4qc4J1 | n/a | n/a | n/a | n/a | n/a | n/a
Supply Diffuser 600 Face- 036 | danielle.r.love@usace.army.mil | 2011-09-14T17:02:59 | Supply Diffuser 600 Face | 1A02 | M_Supply Diffuser:600 x 600 Face 300 x 300 Connection:600 x 600 Face 300 x 300 Connection:567969 | Autodesk Revit MEP 2011 | IfcFlowTerminal | 0JGTSjcSn7v8o$ZI4qc4jC | n/a | n/a | n/a | n/a | n/a | n/a
Supply Diffuser 600 Face- 037 | danielle.r.love@usace.army.mil | 2011-09-14T17:02:59 | Supply Diffuser 600 Face | 1A03 | M_Supply Diffuser:600 x 600 Face 300 x 300 Connection:600 x 600 Face 300 x 300 Connection:566566 | Autodesk Revit MEP 2011 | IfcFlowTerminal | 0JGTSjcSn7v8o$ZI4qc4JB | n/a | n/a | n/a | n/a | n/a | n/a
Supply Diffuser 600 Face- 038 | danielle.r.love@usace.army.mil | 2011-09-14T17:02:59 | Supply Diffuser 600 Face | 1A04 | M_Supply Diffuser:600 x 600 Face 300 x 300 Connection:600 x 600 Face 300 x 300 Connection:566563 | Autodesk Revit MEP 2011 | IfcFlowTerminal | 0JGTSjcSn7v8o$ZI4qc4JE | n/a | n/a | n/a | n/a | n/a | n/a
Supply Diffuser 600 Face- 039 | danielle.r.love@usace.army.mil | 2011-09-14T17:02:59 | Supply Diffuser 600 Face | 1A05 | M_Supply Diffuser:600 x 600 Face 300 x 300 Connection:600 x 600 Face 300 x 300 Connection:566565 | Autodesk Revit MEP 2011 | IfcFlowTerminal | 0JGTSjcSn7v8o$ZI4qc4J8 | n/a | n/a | n/a | n/a | n/a | n/a
Supply Diffuser 600 Face- 040 | danielle.r.love@usace.army.mil | 2011-09-14T17:02:59 | Supply Diffuser 600 Face | 1A06 | M_Supply Diffuser:600 x 600 Face 300 x 300 Connection:600 x 600 Face 300 x 300 Connection:566562 | Autodesk Revit MEP 2011 | IfcFlowTerminal | 0JGTSjcSn7v8o$ZI4qc4JF | n/a | n/a | n/a | n/a | n/a | n/a
Supply Diffuser 600 Face- 041 | danielle.r.love@usace.army.mil | 2011-09-14T17:02:59 | Supply Diffuser 600 Face | 1A07 | M_Supply Diffuser:600 x 600 Face 300 x 300 Connection:600 x 600 Face 300 x 300 Connection:566561 | Autodesk Revit MEP 2011 | IfcFlowTerminal | 0JGTSjcSn7v8o$ZI4qc4JC | n/a | n/a | n/a | n/a | n/a | n/a
Supply Diffuser 600 Face- 042 | danielle.r.love@usace.army.mil | 2011-09-14T17:02:59 | Supply Diffuser 600 Face | 1A08 | M_Supply Diffuser:600 x 600 Face 300 x 300 Connection:600 x 600 Face 300 x 300 Connection:566560 | Autodesk Revit MEP 2011 | IfcFlowTerminal | 0JGTSjcSn7v8o$ZI4qc4JD | n/a | n/a | n/a | n/a | n/a | n/a
Supply Diffuser 600 Face- 043 | danielle.r.love@usace.army.mil | 2011-09-14T17:02:59 | Supply Diffuser 600 Face | 1A10 | M_Supply Diffuser:600 x 600 Face 300 x 300 Connection:600 x 600 Face 300 x 300 Connection:566568 | Autodesk Revit MEP 2011 | IfcFlowTerminal | 0JGTSjcSn7v8o$ZI4qc4J5 | n/a | n/a | n/a | n/a | n/a | n/a
Supply Diffuser 600 Face- 044 | danielle.r.love@usace.army.mil | 2011-09-14T17:02:59 | Supply Diffuser 600 Face | 1A14 | M_Supply Diffuser:600 x 600 Face 300 x 300 Connection:600 x 600 Face 300 x 300 Connection:566576 | Autodesk Revit MEP 2011 | IfcFlowTerminal | 0JGTSjcSn7v8o$ZI4qc4JT | n/a | n/a | n/a | n/a | n/a | n/a
Supply Diffuser 600 Face- 045 | danielle.r.love@usace.army.mil | 2011-09-14T17:02:59 | Supply Diffuser 600 Face | 1A15 | M_Supply Diffuser:600 x 600 Face 300 x 300 Connection:600 x 600 Face 300 x 300 Connection:566575 | Autodesk Revit MEP 2011 | IfcFlowTerminal | 0JGTSjcSn7v8o$ZI4qc4J2 | n/a | n/a | n/a | n/a | n/a | n/a
Supply Diffuser 600 Face- 046 | danielle.r.love@usace.army.mil | 2011-09-14T17:02:59 | Supply Diffuser 600 Face | 1A16 | M_Supply Diffuser:600 x 600 Face 300 x 300 Connection:600 x 600 Face 300 x 300 Connection:566559 | Autodesk Revit MEP 2011 | IfcFlowTerminal | 0JGTSjcSn7v8o$ZI4qc4Jo | n/a | n/a | n/a | n/a | n/a | n/a
Supply Diffuser 600 Face- 047 | danielle.r.love@usace.army.mil | 2011-09-14T17:02:59 | Supply Diffuser 600 Face | 1A16 | M_Supply Diffuser:600 x 600 Face 300 x 300 Connection:600 x 600 Face 300 x 300 Connection:566567 | Autodesk Revit MEP 2011 | IfcFlowTerminal | 0JGTSjcSn7v8o$ZI4qc4JA | n/a | n/a | n/a | n/a | n/a | n/a
Supply Diffuser 600 Face- 048 | danielle.r.love@usace.army.mil | 2011-09-14T17:02:59 | Supply Diffuser 600 Face | 1A16 | M_Supply Diffuser:600 x 600 Face 300 x 300 Connection:600 x 600 Face 300 x 300 Connection:566574 | Autodesk Revit MEP 2011 | IfcFlowTerminal | 0JGTSjcSn7v8o$ZI4qc4J3 | n/a | n/a | n/a | n/a | n/a | n/a
Supply Diffuser 600 Face- 049 | danielle.r.love@usace.army.mil | 2011-09-14T17:02:59 | Supply Diffuser 600 Face | 1A16 | M_Supply Diffuser:600 x 600 Face 300 x 300 Connection:600 x 600 Face 300 x 300 Connection:566577 | Autodesk Revit MEP 2011 | IfcFlowTerminal | 0JGTSjcSn7v8o$ZI4qc4JS | n/a | n/a | n/a | n/a | n/a | n/a
Supply Diffuser 600 Face- 050 | danielle.r.love@usace.army.mil | 2011-09-14T17:02:59 | Supply Diffuser 600 Face | 1AC3 | M_Supply Diffuser:600 x 600 Face 300 x 300 Connection:600 x 600 Face 300 x 300 Connection:566578 | Autodesk Revit MEP 2011 | IfcFlowTerminal | 0JGTSjcSn7v8o$ZI4qc4JV | n/a | n/a | n/a | n/a | n/a | n/a
Supply Diffuser 600 Face- 051 | danielle.r.love@usace.army.mil | 2011-09-14T17:02:59 | Supply Diffuser 600 Face | 1AC4 | M_Supply Diffuser:600 x 600 Face 300 x 300 Connection:600 x 600 Face 300 x 300 Connection:566569 | Autodesk Revit MEP 2011 | IfcFlowTerminal | 0JGTSjcSn7v8o$ZI4qc4J4 | n/a | n/a | n/a | n/a | n/a | n/a
Supply Diffuser 600 Face- 052 | danielle.r.love@usace.army.mil | 2011-09-14T17:02:59 | Supply Diffuser 600 Face | 1AC5 | M_Supply Diffuser:600 x 600 Face 300 x 300 Connection:600 x 600 Face 300 x 300 Connection:566564 | Autodesk Revit MEP 2011 | IfcFlowTerminal | 0JGTSjcSn7v8o$ZI4qc4J9 | n/a | n/a | n/a | n/a | n/a | n/a
Supply Diffuser 600 Face- 053 | danielle.r.love@usace.army.mil | 2011-09-14T17:02:59 | Supply Diffuser 600 Face | 1B01 | M_Supply Diffuser:600 x 600 Face 300 x 300 Connection:600 x 600 Face 300 x 300 Connection:566630 | Autodesk Revit MEP 2011 | IfcFlowTerminal | 0JGTSjcSn7v8o$ZI4qc4IB | n/a | n/a | n/a | n/a | n/a | n/a
Supply Diffuser 600 Face- 054 | danielle.r.love@usace.army.mil | 2011-09-14T17:02:59 | Supply Diffuser 600 Face | 1B03 | M_Supply Diffuser:600 x 600 Face 300 x 300 Connection:600 x 600 Face 300 x 300 Connection:566632 | Autodesk Revit MEP 2011 | IfcFlowTerminal | 0JGTSjcSn7v8o$ZI4qc4I5 | n/a | n/a | n/a | n/a | n/a | n/a
Supply Diffuser 600 Face- 055 | danielle.r.love@usace.army.mil | 2011-09-14T17:02:59 | Supply Diffuser 600 Face | 1B04 | M_Supply Diffuser:600 x 600 Face 300 x 300 Connection:600 x 600 Face 300 x 300 Connection:566633 | Autodesk Revit MEP 2011 | IfcFlowTerminal | 0JGTSjcSn7v8o$ZI4qc4I4 | n/a | n/a | n/a | n/a | n/a | n/a
Supply Diffuser 600 Face- 056 | danielle.r.love@usace.army.mil | 2011-09-14T17:02:59 | Supply Diffuser 600 Face | 1B04 | M_Supply Diffuser:600 x 600 Face 300 x 300 Connection:600 x 600 Face 300 x 300 Connection:566634 | Autodesk Revit MEP 2011 | IfcFlowTerminal | 0JGTSjcSn7v8o$ZI4qc4I7 | n/a | n/a | n/a | n/a | n/a | n/a
Supply Diffuser 600 Face- 057 | danielle.r.love@usace.army.mil | 2011-09-14T17:02:59 | Supply Diffuser 600 Face | 1B04 | M_Supply Diffuser:600 x 600 Face 300 x 300 Connection:600 x 600 Face 300 x 300 Connection:566637 | Autodesk Revit MEP 2011 | IfcFlowTerminal | 0JGTSjcSn7v8o$ZI4qc4I0 | n/a | n/a | n/a | n/a | n/a | n/a
Supply Diffuser 600 Face- 058 | danielle.r.love@usace.army.mil | 2011-09-14T17:02:59 | Supply Diffuser 600 Face | 1B06 | M_Supply Diffuser:600 x 600 Face 300 x 300 Connection:600 x 600 Face 300 x 300 Connection:566643 | Autodesk Revit MEP 2011 | IfcFlowTerminal | 0JGTSjcSn7v8o$ZI4qc4IU | n/a | n/a | n/a | n/a | n/a | n/a
Supply Diffuser 600 Face- 059 | danielle.r.love@usace.army.mil | 2011-09-14T17:02:59 | Supply Diffuser 600 Face | 1B07 | M_Supply Diffuser:600 x 600 Face 300 x 300 Connection:600 x 600 Face 300 x 300 Connection:566636 | Autodesk Revit MEP 2011 | IfcFlowTerminal | 0JGTSjcSn7v8o$ZI4qc4I1 | n/a | n/a | n/a | n/a | n/a | n/a
Supply Diffuser 600 Face- 060 | danielle.r.love@usace.army.mil | 2011-09-14T17:02:59 | Supply Diffuser 600 Face | 1B08 | M_Supply Diffuser:600 x 600 Face 300 x 300 Connection:600 x 600 Face 300 x 300 Connection:566644 | Autodesk Revit MEP 2011 | IfcFlowTerminal | 0JGTSjcSn7v8o$ZI4qc4IP | n/a | n/a | n/a | n/a | n/a | n/a
Supply Diffuser 600 Face- 061 | danielle.r.love@usace.army.mil | 2011-09-14T17:02:59 | Supply Diffuser 600 Face | 1B09 | M_Supply Diffuser:600 x 600 Face 300 x 300 Connection:600 x 600 Face 300 x 300 Connection:566635 | Autodesk Revit MEP 2011 | IfcFlowTerminal | 0JGTSjcSn7v8o$ZI4qc4I6 | n/a | n/a | n/a | n/a | n/a | n/a
Supply Diffuser 600 Face- 062 | danielle.r.love@usace.army.mil | 2011-09-14T17:02:59 | Supply Diffuser 600 Face | 1B10 | M_Supply Diffuser:600 x 600 Face 300 x 300 Connection:600 x 600 Face 300 x 300 Connection:566645 | Autodesk Revit MEP 2011 | IfcFlowTerminal | 0JGTSjcSn7v8o$ZI4qc4IO | n/a | n/a | n/a | n/a | n/a | n/a
Supply Diffuser 600 Face- 063 | danielle.r.love@usace.army.mil | 2011-09-14T17:02:59 | Supply Diffuser 600 Face | 1B12 | M_Supply Diffuser:600 x 600 Face 300 x 300 Connection:600 x 600 Face 300 x 300 Connection:566646 | Autodesk Revit MEP 2011 | IfcFlowTerminal | 0JGTSjcSn7v8o$ZI4qc4IR | n/a | n/a | n/a | n/a | n/a | n/a
Supply Diffuser 600 Face- 064 | danielle.r.love@usace.army.mil | 2011-09-14T17:02:59 | Supply Diffuser 600 Face | 1B13 | M_Supply Diffuser:600 x 600 Face 300 x 300 Connection:600 x 600 Face 300 x 300 Connection:566625 | Autodesk Revit MEP 2011 | IfcFlowTerminal | 0JGTSjcSn7v8o$ZI4qc4IC | n/a | n/a | n/a | n/a | n/a | n/a
Supply Diffuser 600 Face- 065 | danielle.r.love@usace.army.mil | 2011-09-14T17:02:59 | Supply Diffuser 600 Face | 1B13 | M_Supply Diffuser:600 x 600 Face 300 x 300 Connection:600 x 600 Face 300 x 300 Connection:566626 | Autodesk Revit MEP 2011 | IfcFlowTerminal | 0JGTSjcSn7v8o$ZI4qc4IF | n/a | n/a | n/a | n/a | n/a | n/a
Supply Diffuser 600 Face- 066 | danielle.r.love@usace.army.mil | 2011-09-14T17:02:59 | Supply Diffuser 600 Face | 1B13 | M_Supply Diffuser:600 x 600 Face 300 x 300 Connection:600 x 600 Face 300 x 300 Connection:566627 | Autodesk Revit MEP 2011 | IfcFlowTerminal | 0JGTSjcSn7v8o$ZI4qc4IE | n/a | n/a | n/a | n/a | n/a | n/a
Supply Diffuser 600 Face- 067 | danielle.r.love@usace.army.mil | 2011-09-14T17:02:59 | Supply Diffuser 600 Face | 1B14 | M_Supply Diffuser:600 x 600 Face 300 x 300 Connection:600 x 600 Face 300 x 300 Connection:566647 | Autodesk Revit MEP 2011 | IfcFlowTerminal | 0JGTSjcSn7v8o$ZI4qc4IQ | n/a | n/a | n/a | n/a | n/a | n/a
Supply Diffuser 600 Face- 068 | danielle.r.love@usace.army.mil | 2011-09-14T17:02:59 | Supply Diffuser 600 Face | 1B15 | M_Supply Diffuser:600 x 600 Face 300 x 300 Connection:600 x 600 Face 300 x 300 Connection:566628 | Autodesk Revit MEP 2011 | IfcFlowTerminal | 0JGTSjcSn7v8o$ZI4qc4I9 | n/a | n/a | n/a | n/a | n/a | n/a
Supply Diffuser 600 Face- 069 | danielle.r.love@usace.army.mil | 2011-09-14T17:02:59 | Supply Diffuser 600 Face | 1B17 | M_Supply Diffuser:600 x 600 Face 300 x 300 Connection:600 x 600 Face 300 x 300 Connection:566638 | Autodesk Revit MEP 2011 | IfcFlowTerminal | 0JGTSjcSn7v8o$ZI4qc4I3 | n/a | n/a | n/a | n/a | n/a | n/a
Supply Diffuser 600 Face- 070 | danielle.r.love@usace.army.mil | 2011-09-14T17:02:59 | Supply Diffuser 600 Face | 1B17 | M_Supply Diffuser:600 x 600 Face 300 x 300 Connection:600 x 600 Face 300 x 300 Connection:566639 | Autodesk Revit MEP 2011 | IfcFlowTerminal | 0JGTSjcSn7v8o$ZI4qc4I2 | n/a | n/a | n/a | n/a | n/a | n/a
Supply Diffuser 600 Face- 071 | danielle.r.love@usace.army.mil | 2011-09-14T17:02:59 | Supply Diffuser 600 Face | 1B19 | M_Return Diffuser:600 x 600 Face 300 x 300 Connection:600 x 600 Face 300 x 300 Connection:568559 | Autodesk Revit MEP 2011 | IfcFlowTerminal | 0JGTSjcSn7v8o$ZI4qc4q2 | n/a | n/a | n/a | n/a | n/a | n/a
Supply Diffuser 600 Face- 072 | danielle.r.love@usace.army.mil | 2011-09-14T17:02:59 | Supply Diffuser 600 Face | 1B19 | M_Supply Diffuser:600 x 600 Face 300 x 300 Connection:600 x 600 Face 300 x 300 Connection:566640 | Autodesk Revit MEP 2011 | IfcFlowTerminal | 0JGTSjcSn7v8o$ZI4qc4IT | n/a | n/a | n/a | n/a | n/a | n/a
Supply Diffuser 600 Face- 073 | danielle.r.love@usace.army.mil | 2011-09-14T17:02:59 | Supply Diffuser 600 Face | 1B19 | M_Supply Diffuser:600 x 600 Face 300 x 300 Connection:600 x 600 Face 300 x 300 Connection:566641 | Autodesk Revit MEP 2011 | IfcFlowTerminal | 0JGTSjcSn7v8o$ZI4qc4IS | n/a | n/a | n/a | n/a | n/a | n/a
Supply Diffuser 600 Face- 074 | danielle.r.love@usace.army.mil | 2011-09-14T17:02:59 | Supply Diffuser 600 Face | 1BC1 | M_Supply Diffuser:600 x 600 Face 300 x 300 Connection:600 x 600 Face 300 x 300 Connection:566631 | Autodesk Revit MEP 2011 | IfcFlowTerminal | 0JGTSjcSn7v8o$ZI4qc4IA | n/a | n/a | n/a | n/a | n/a | n/a
Supply Diffuser 600 Face- 075 | danielle.r.love@usace.army.mil | 2011-09-14T17:02:59 | Supply Diffuser 600 Face | 1BC2 | M_Supply Diffuser:600 x 600 Face 300 x 300 Connection:600 x 600 Face 300 x 300 Connection:566629 | Autodesk Revit MEP 2011 | IfcFlowTerminal | 0JGTSjcSn7v8o$ZI4qc4I8 | n/a | n/a | n/a | n/a | n/a | n/a
Supply Diffuser 600 Face- 076 | danielle.r.love@usace.army.mil | 2011-09-14T17:02:59 | Supply Diffuser 600 Face | 1BC2 | M_Supply Diffuser:600 x 600 Face 300 x 300 Connection:600 x 600 Face 300 x 300 Connection:566642 | Autodesk Revit MEP 2011 | IfcFlowTerminal | 0JGTSjcSn7v8o$ZI4qc4IV | n/a | n/a | n/a | n/a | n/a | n/a
Supply Diffuser 600 Face- 077 | danielle.r.love@usace.army.mil | 2011-09-14T17:02:59 | Supply Diffuser 600 Face | 1BC3 | M_Supply Diffuser:600 x 600 Face 300 x 300 Connection:600 x 600 Face 300 x 300 Connection:566648 | Autodesk Revit MEP 2011 | IfcFlowTerminal | 0JGTSjcSn7v8o$ZI4qc4IL | n/a | n/a | n/a | n/a | n/a | n/a
Supply Diffuser 600 Face- 078 | danielle.r.love@usace.army.mil | 2011-09-14T17:02:59 | Supply Diffuser 600 Face | 1BC4 | M_Supply Diffuser:600 x 600 Face 300 x 300 Connection:600 x 600 Face 300 x 300 Connection:566624 | Autodesk Revit MEP 2011 | IfcFlowTerminal | 0JGTSjcSn7v8o$ZI4qc4ID | n/a | n/a | n/a | n/a | n/a | n/a
Supply Diffuser 600 Face- 079 | danielle.r.love@usace.army.mil | 2011-09-14T17:02:59 | Supply Diffuser 600 Face | 1BC4 | M_Supply Diffuser:600 x 600 Face 300 x 300 Connection:600 x 600 Face 300 x 300 Connection:566649 | Autodesk Revit MEP 2011 | IfcFlowTerminal | 0JGTSjcSn7v8o$ZI4qc4IK | n/a | n/a | n/a | n/a | n/a | n/a
Supply Diffuser 600 Face- 080 | danielle.r.love@usace.army.mil | 2011-09-14T17:02:59 | Supply Diffuser 600 Face | 1BC4 | M_Supply Diffuser:600 x 600 Face 300 x 300 Connection:600 x 600 Face 300 x 300 Connection:566651 | Autodesk Revit MEP 2011 | IfcFlowTerminal | 0JGTSjcSn7v8o$ZI4qc4IM | n/a | n/a | n/a | n/a | n/a | n/a
Supply Diffuser 600 Face- 081 | danielle.r.love@usace.army.mil | 2011-09-14T17:02:59 | Supply Diffuser 600 Face | 1BC4 | M_Supply Diffuser:600 x 600 Face 300 x 300 Connection:600 x 600 Face 300 x 300 Connection:566655 | Autodesk Revit MEP 2011 | IfcFlowTerminal | 0JGTSjcSn7v8o$ZI4qc4II | n/a | n/a | n/a | n/a | n/a | n/a
Supply Diffuser 600 Face- 082 | danielle.r.love@usace.army.mil | 2011-09-14T17:02:59 | Supply Diffuser 600 Face | 1C01 | M_Supply Diffuser:600 x 600 Face 300 x 300 Connection:600 x 600 Face 300 x 300 Connection:566696 | Autodesk Revit MEP 2011 | IfcFlowTerminal | 0JGTSjcSn7v8o$ZI4qc4H5 | n/a | n/a | n/a | n/a | n/a | n/a
Supply Diffuser 600 Face- 083 | danielle.r.love@usace.army.mil | 2011-09-14T17:02:59 | Supply Diffuser 600 Face | 1C02 | M_Supply Diffuser:600 x 600 Face 300 x 300 Connection:600 x 600 Face 300 x 300 Connection:566695 | Autodesk Revit MEP 2011 | IfcFlowTerminal | 0JGTSjcSn7v8o$ZI4qc4HA | n/a | n/a | n/a | n/a | n/a | n/a
Supply Diffuser 600 Face- 084 | danielle.r.love@usace.army.mil | 2011-09-14T17:02:59 | Supply Diffuser 600 Face | 1C04 | M_Supply Diffuser:600 x 600 Face 300 x 300 Connection:600 x 600 Face 300 x 300 Connection:566558 | Autodesk Revit MEP 2011 | IfcFlowTerminal | 0JGTSjcSn7v8o$ZI4qc4Jp | n/a | n/a | n/a | n/a | n/a | n/a
Supply Diffuser 600 Face- 085 | danielle.r.love@usace.army.mil | 2011-09-14T17:02:59 | Supply Diffuser 600 Face | 1C05 | M_Supply Diffuser:600 x 600 Face 300 x 300 Connection:600 x 600 Face 300 x 300 Connection:566557 | Autodesk Revit MEP 2011 | IfcFlowTerminal | 0JGTSjcSn7v8o$ZI4qc4Jm | n/a | n/a | n/a | n/a | n/a | n/a
Supply Diffuser 600 Face- 086 | danielle.r.love@usace.army.mil | 2011-09-14T17:02:59 | Supply Diffuser 600 Face | 1C06 | M_Supply Diffuser:600 x 600 Face 300 x 300 Connection:600 x 600 Face 300 x 300 Connection:566556 | Autodesk Revit MEP 2011 | IfcFlowTerminal | 0JGTSjcSn7v8o$ZI4qc4Jn | n/a | n/a | n/a | n/a | n/a | n/a
Supply Diffuser 600 Face- 087 | danielle.r.love@usace.army.mil | 2011-09-14T17:02:59 | Supply Diffuser 600 Face | 1C07 | M_Supply Diffuser:600 x 600 Face 300 x 300 Connection:600 x 600 Face 300 x 300 Connection:566579 | Autodesk Revit MEP 2011 | IfcFlowTerminal | 0JGTSjcSn7v8o$ZI4qc4JU | n/a | n/a | n/a | n/a | n/a | n/a
Supply Diffuser 600 Face- 088 | danielle.r.love@usace.army.mil | 2011-09-14T17:02:59 | Supply Diffuser 600 Face | 1C08 | M_Supply Diffuser:600 x 600 Face 300 x 300 Connection:600 x 600 Face 300 x 300 Connection:566554 | Autodesk Revit MEP 2011 | IfcFlowTerminal | 0JGTSjcSn7v8o$ZI4qc4Jt | n/a | n/a | n/a | n/a | n/a | n/a
Supply Diffuser 600 Face- 089 | danielle.r.love@usace.army.mil | 2011-09-14T17:02:59 | Supply Diffuser 600 Face | 1C09 | M_Supply Diffuser:600 x 600 Face 300 x 300 Connection:600 x 600 Face 300 x 300 Connection:566553 | Autodesk Revit MEP 2011 | IfcFlowTerminal | 0JGTSjcSn7v8o$ZI4qc4Jq | n/a | n/a | n/a | n/a | n/a | n/a
Supply Diffuser 600 Face- 090 | danielle.r.love@usace.army.mil | 2011-09-14T17:02:59 | Supply Diffuser 600 Face | 1C10 | M_Supply Diffuser:600 x 600 Face 300 x 300 Connection:600 x 600 Face 300 x 300 Connection:566590 | Autodesk Revit MEP 2011 | IfcFlowTerminal | 0JGTSjcSn7v8o$ZI4qc4JJ | n/a | n/a | n/a | n/a | n/a | n/a
Supply Diffuser 600 Face- 091 | danielle.r.love@usace.army.mil | 2011-09-14T17:02:59 | Supply Diffuser 600 Face | 1C14 | M_Supply Diffuser:600 x 600 Face 300 x 300 Connection:600 x 600 Face 300 x 300 Connection:566545 | Autodesk Revit MEP 2011 | IfcFlowTerminal | 0JGTSjcSn7v8o$ZI4qc4Jy | n/a | n/a | n/a | n/a | n/a | n/a
Supply Diffuser 600 Face- 092 | danielle.r.love@usace.army.mil | 2011-09-14T17:02:59 | Supply Diffuser 600 Face | 1C15 | M_Supply Diffuser:600 x 600 Face 300 x 300 Connection:600 x 600 Face 300 x 300 Connection:566551 | Autodesk Revit MEP 2011 | IfcFlowTerminal | 0JGTSjcSn7v8o$ZI4qc4Jw | n/a | n/a | n/a | n/a | n/a | n/a
Supply Diffuser 600 Face- 093 | danielle.r.love@usace.army.mil | 2011-09-14T17:02:59 | Supply Diffuser 600 Face | 1C16 | M_Supply Diffuser:600 x 600 Face 300 x 300 Connection:600 x 600 Face 300 x 300 Connection:566544 | Autodesk Revit MEP 2011 | IfcFlowTerminal | 0JGTSjcSn7v8o$ZI4qc4Jz | n/a | n/a | n/a | n/a | n/a | n/a
Supply Diffuser 600 Face- 094 | danielle.r.love@usace.army.mil | 2011-09-14T17:02:59 | Supply Diffuser 600 Face | 1C17 | M_Supply Diffuser:600 x 600 Face 300 x 300 Connection:600 x 600 Face 300 x 300 Connection:566548 | Autodesk Revit MEP 2011 | IfcFlowTerminal | 0JGTSjcSn7v8o$ZI4qc4Jv | n/a | n/a | n/a | n/a | n/a | n/a
Supply Diffuser 600 Face- 095 | danielle.r.love@usace.army.mil | 2011-09-14T17:02:59 | Supply Diffuser 600 Face | 1C18 | M_Supply Diffuser:600 x 600 Face 300 x 300 Connection:600 x 600 Face 300 x 300 Connection:566546 | Autodesk Revit MEP 2011 | IfcFlowTerminal | 0JGTSjcSn7v8o$ZI4qc4J$ | n/a | n/a | n/a | n/a | n/a | n/a
Supply Diffuser 600 Face- 096 | danielle.r.love@usace.army.mil | 2011-09-14T17:02:59 | Supply Diffuser 600 Face | 1C18 | M_Supply Diffuser:600 x 600 Face 300 x 300 Connection:600 x 600 Face 300 x 300 Connection:566547 | Autodesk Revit MEP 2011 | IfcFlowTerminal | 0JGTSjcSn7v8o$ZI4qc4J_ | n/a | n/a | n/a | n/a | n/a | n/a
Supply Diffuser 600 Face- 097 | danielle.r.love@usace.army.mil | 2011-09-14T17:02:59 | Supply Diffuser 600 Face | 1C18 | M_Supply Diffuser:600 x 600 Face 300 x 300 Connection:600 x 600 Face 300 x 300 Connection:566549 | Autodesk Revit MEP 2011 | IfcFlowTerminal | 0JGTSjcSn7v8o$ZI4qc4Ju | n/a | n/a | n/a | n/a | n/a | n/a
Supply Diffuser 600 Face- 098 | danielle.r.love@usace.army.mil | 2011-09-14T17:02:59 | Supply Diffuser 600 Face | 1C18 | M_Supply Diffuser:600 x 600 Face 300 x 300 Connection:600 x 600 Face 300 x 300 Connection:566550 | Autodesk Revit MEP 2011 | IfcFlowTerminal | 0JGTSjcSn7v8o$ZI4qc4Jx | n/a | n/a | n/a | n/a | n/a | n/a
Supply Diffuser 600 Face- 099 | danielle.r.love@usace.army.mil | 2011-09-14T17:02:59 | Supply Diffuser 600 Face | 1C19 | M_Supply Diffuser:600 x 600 Face 300 x 300 Connection:600 x 600 Face 300 x 300 Connection:566543 | Autodesk Revit MEP 2011 | IfcFlowTerminal | 0qiAaxOu56UAXJZTodIVlU | n/a | n/a | n/a | n/a | n/a | n/a
Supply Diffuser 600 Face- 100 | danielle.r.love@usace.army.mil | 2011-09-14T17:02:59 | Supply Diffuser 600 Face | 1CC1 | M_Supply Diffuser:600 x 600 Face 300 x 300 Connection:600 x 600 Face 300 x 300 Connection:566694 | Autodesk Revit MEP 2011 | IfcFlowTerminal | 0JGTSjcSn7v8o$ZI4qc4HB | n/a | n/a | n/a | n/a | n/a | n/a
Supply Diffuser 600 Face- 101 | danielle.r.love@usace.army.mil | 2011-09-14T17:02:59 | Supply Diffuser 600 Face | 1CC1 | M_Supply Diffuser:600 x 600 Face 300 x 300 Connection:600 x 600 Face 300 x 300 Connection:566697 | Autodesk Revit MEP 2011 | IfcFlowTerminal | 0JGTSjcSn7v8o$ZI4qc4H4 | n/a | n/a | n/a | n/a | n/a | n/a
Supply Diffuser 600 Face- 102 | danielle.r.love@usace.army.mil | 2011-09-14T17:02:59 | Supply Diffuser 600 Face | 1CC2 | M_Supply Diffuser:600 x 600 Face 300 x 300 Connection:600 x 600 Face 300 x 300 Connection:566555 | Autodesk Revit MEP 2011 | IfcFlowTerminal | 0JGTSjcSn7v8o$ZI4qc4Js | n/a | n/a | n/a | n/a | n/a | n/a
Supply Diffuser 600 Face- 103 | danielle.r.love@usace.army.mil | 2011-09-14T17:02:59 | Supply Diffuser 600 Face | 1CC3 | M_Supply Diffuser:600 x 600 Face 300 x 300 Connection:600 x 600 Face 300 x 300 Connection:566552 | Autodesk Revit MEP 2011 | IfcFlowTerminal | 0JGTSjcSn7v8o$ZI4qc4Jr | n/a | n/a | n/a | n/a | n/a | n/a
Supply Diffuser 600 Face- 104 | danielle.r.love@usace.army.mil | 2011-09-14T17:02:59 | Supply Diffuser 600 Face | 1D02 | M_Supply Diffuser:600 x 600 Face 300 x 300 Connection:600 x 600 Face 300 x 300 Connection:566582 | Autodesk Revit MEP 2011 | IfcFlowTerminal | 0JGTSjcSn7v8o$ZI4qc4JR | n/a | n/a | n/a | n/a | n/a | n/a
Supply Diffuser 600 Face- 105 | danielle.r.love@usace.army.mil | 2011-09-14T17:02:59 | Supply Diffuser 600 Face | 1D05 | M_Supply Diffuser:600 x 600 Face 300 x 300 Connection:600 x 600 Face 300 x 300 Connection:566580 | Autodesk Revit MEP 2011 | IfcFlowTerminal | 0JGTSjcSn7v8o$ZI4qc4JP | n/a | n/a | n/a | n/a | n/a | n/a
Supply Diffuser 600 Face- 106 | danielle.r.love@usace.army.mil | 2011-09-14T17:02:59 | Supply Diffuser 600 Face | 1D06 | M_Supply Diffuser:600 x 600 Face 300 x 300 Connection:600 x 600 Face 300 x 300 Connection:568331 | Autodesk Revit MEP 2011 | IfcFlowTerminal | 0JGTSjcSn7v8o$ZI4qc4tc | n/a | n/a | n/a | n/a | n/a | n/a
Supply Diffuser 600 Face- 107 | danielle.r.love@usace.army.mil | 2011-09-14T17:02:59 | Supply Diffuser 600 Face | 1D07 | M_Supply Diffuser:600 x 600 Face 300 x 300 Connection:600 x 600 Face 300 x 300 Connection:566589 | Autodesk Revit MEP 2011 | IfcFlowTerminal | 0JGTSjcSn7v8o$ZI4qc4JG | n/a | n/a | n/a | n/a | n/a | n/a
Supply Diffuser 600 Face- 108 | danielle.r.love@usace.army.mil | 2011-09-14T17:02:59 | Supply Diffuser 600 Face | 1D08 | M_Supply Diffuser:600 x 600 Face 300 x 300 Connection:600 x 600 Face 300 x 300 Connection:566583 | Autodesk Revit MEP 2011 | IfcFlowTerminal | 0JGTSjcSn7v8o$ZI4qc4JQ | n/a | n/a | n/a | n/a | n/a | n/a
Supply Diffuser 600 Face- 109 | danielle.r.love@usace.army.mil | 2011-09-14T17:02:59 | Supply Diffuser 600 Face | 1D10 | M_Supply Diffuser:600 x 600 Face 300 x 300 Connection:600 x 600 Face 300 x 300 Connection:566584 | Autodesk Revit MEP 2011 | IfcFlowTerminal | 0JGTSjcSn7v8o$ZI4qc4JL | n/a | n/a | n/a | n/a | n/a | n/a
Supply Diffuser 600 Face- 110 | danielle.r.love@usace.army.mil | 2011-09-14T17:02:59 | Supply Diffuser 600 Face | 1D11 | M_Supply Diffuser:600 x 600 Face 300 x 300 Connection:600 x 600 Face 300 x 300 Connection:566698 | Autodesk Revit MEP 2011 | IfcFlowTerminal | 0JGTSjcSn7v8o$ZI4qc4H7 | n/a | n/a | n/a | n/a | n/a | n/a
Supply Diffuser 600 Face- 111 | danielle.r.love@usace.army.mil | 2011-09-14T17:02:59 | Supply Diffuser 600 Face | 1D12 | M_Supply Diffuser:600 x 600 Face 300 x 300 Connection:600 x 600 Face 300 x 300 Connection:566700 | Autodesk Revit MEP 2011 | IfcFlowTerminal | 0JGTSjcSn7v8o$ZI4qc4H1 | n/a | n/a | n/a | n/a | n/a | n/a
Supply Diffuser 600 Face- 112 | danielle.r.love@usace.army.mil | 2011-09-14T17:02:59 | Supply Diffuser 600 Face | 1D13 | M_Supply Diffuser:600 x 600 Face 300 x 300 Connection:600 x 600 Face 300 x 300 Connection:568255 | Autodesk Revit MEP 2011 | IfcFlowTerminal | 0JGTSjcSn7v8o$ZI4qc4fI | n/a | n/a | n/a | n/a | n/a | n/a
Supply Diffuser 600 Face- 113 | danielle.r.love@usace.army.mil | 2011-09-14T17:02:59 | Supply Diffuser 600 Face | 1D15 | M_Supply Diffuser:600 x 600 Face 300 x 300 Connection:600 x 600 Face 300 x 300 Connection:566605 | Autodesk Revit MEP 2011 | IfcFlowTerminal | 0JGTSjcSn7v8o$ZI4qc4IW | n/a | n/a | n/a | n/a | n/a | n/a
Supply Diffuser 600 Face- 114 | danielle.r.love@usace.army.mil | 2011-09-14T17:02:59 | Supply Diffuser 600 Face | 1D16 | M_Supply Diffuser:600 x 600 Face 300 x 300 Connection:600 x 600 Face 300 x 300 Connection:566592 | Autodesk Revit MEP 2011 | IfcFlowTerminal | 0JGTSjcSn7v8o$ZI4qc4Ij | n/a | n/a | n/a | n/a | n/a | n/a
Supply Diffuser 600 Face- 115 | danielle.r.love@usace.army.mil | 2011-09-14T17:02:59 | Supply Diffuser 600 Face | 1D16 | M_Supply Diffuser:600 x 600 Face 300 x 300 Connection:600 x 600 Face 300 x 300 Connection:566593 | Autodesk Revit MEP 2011 | IfcFlowTerminal | 0JGTSjcSn7v8o$ZI4qc4Ii | n/a | n/a | n/a | n/a | n/a | n/a
Supply Diffuser 600 Face- 116 | danielle.r.love@usace.army.mil | 2011-09-14T17:02:59 | Supply Diffuser 600 Face | 1D16 | M_Supply Diffuser:600 x 600 Face 300 x 300 Connection:600 x 600 Face 300 x 300 Connection:566594 | Autodesk Revit MEP 2011 | IfcFlowTerminal | 0JGTSjcSn7v8o$ZI4qc4Il | n/a | n/a | n/a | n/a | n/a | n/a
Supply Diffuser 600 Face- 117 | danielle.r.love@usace.army.mil | 2011-09-14T17:02:59 | Supply Diffuser 600 Face | 1D16 | M_Supply Diffuser:600 x 600 Face 300 x 300 Connection:600 x 600 Face 300 x 300 Connection:566595 | Autodesk Revit MEP 2011 | IfcFlowTerminal | 0JGTSjcSn7v8o$ZI4qc4Ik | n/a | n/a | n/a | n/a | n/a | n/a
Supply Diffuser 600 Face- 118 | danielle.r.love@usace.army.mil | 2011-09-14T17:02:59 | Supply Diffuser 600 Face | 1D16 | M_Supply Diffuser:600 x 600 Face 300 x 300 Connection:600 x 600 Face 300 x 300 Connection:566701 | Autodesk Revit MEP 2011 | IfcFlowTerminal | 0JGTSjcSn7v8o$ZI4qc4H0 | n/a | n/a | n/a | n/a | n/a | n/a
Supply Diffuser 600 Face- 119 | danielle.r.love@usace.army.mil | 2011-09-14T17:02:59 | Supply Diffuser 600 Face | 1D19 | M_Supply Diffuser:600 x 600 Face 300 x 300 Connection:600 x 600 Face 300 x 300 Connection:566603 | Autodesk Revit MEP 2011 | IfcFlowTerminal | 0JGTSjcSn7v8o$ZI4qc4Ic | n/a | n/a | n/a | n/a | n/a | n/a
Supply Diffuser 600 Face- 120 | danielle.r.love@usace.army.mil | 2011-09-14T17:02:59 | Supply Diffuser 600 Face | 1D20 | M_Supply Diffuser:600 x 600 Face 300 x 300 Connection:600 x 600 Face 300 x 300 Connection:566598 | Autodesk Revit MEP 2011 | IfcFlowTerminal | 0JGTSjcSn7v8o$ZI4qc4Ih | n/a | n/a | n/a | n/a | n/a | n/a
Supply Diffuser 600 Face- 121 | danielle.r.love@usace.army.mil | 2011-09-14T17:02:59 | Supply Diffuser 600 Face | 1D21 | M_Supply Diffuser:600 x 600 Face 300 x 300 Connection:600 x 600 Face 300 x 300 Connection:566596 | Autodesk Revit MEP 2011 | IfcFlowTerminal | 0JGTSjcSn7v8o$ZI4qc4If | n/a | n/a | n/a | n/a | n/a | n/a
Supply Diffuser 600 Face- 122 | danielle.r.love@usace.army.mil | 2011-09-14T17:02:59 | Supply Diffuser 600 Face | 1D21 | M_Supply Diffuser:600 x 600 Face 300 x 300 Connection:600 x 600 Face 300 x 300 Connection:566597 | Autodesk Revit MEP 2011 | IfcFlowTerminal | 0JGTSjcSn7v8o$ZI4qc4Ie | n/a | n/a | n/a | n/a | n/a | n/a
Supply Diffuser 600 Face- 123 | danielle.r.love@usace.army.mil | 2011-09-14T17:02:59 | Supply Diffuser 600 Face | 1D22 | M_Supply Diffuser:600 x 600 Face 300 x 300 Connection:600 x 600 Face 300 x 300 Connection:566599 | Autodesk Revit MEP 2011 | IfcFlowTerminal | 0JGTSjcSn7v8o$ZI4qc4Ig | n/a | n/a | n/a | n/a | n/a | n/a
Supply Diffuser 600 Face- 124 | danielle.r.love@usace.army.mil | 2011-09-14T17:02:59 | Supply Diffuser 600 Face | 1D22 | M_Supply Diffuser:600 x 600 Face 300 x 300 Connection:600 x 600 Face 300 x 300 Connection:566601 | Autodesk Revit MEP 2011 | IfcFlowTerminal | 0JGTSjcSn7v8o$ZI4qc4Ia | n/a | n/a | n/a | n/a | n/a | n/a
Supply Diffuser 600 Face- 125 | danielle.r.love@usace.army.mil | 2011-09-14T17:02:59 | Supply Diffuser 600 Face | 1D23 | M_Supply Diffuser:600 x 600 Face 300 x 300 Connection:600 x 600 Face 300 x 300 Connection:566607 | Autodesk Revit MEP 2011 | IfcFlowTerminal | 0JGTSjcSn7v8o$ZI4qc4IY | n/a | n/a | n/a | n/a | n/a | n/a
Supply Diffuser 600 Face- 126 | danielle.r.love@usace.army.mil | 2011-09-14T17:02:59 | Supply Diffuser 600 Face | 1D24 | M_Supply Diffuser:600 x 600 Face 300 x 300 Connection:600 x 600 Face 300 x 300 Connection:566692 | Autodesk Revit MEP 2011 | IfcFlowTerminal | 0JGTSjcSn7v8o$ZI4qc4H9 | n/a | n/a | n/a | n/a | n/a | n/a
Supply Diffuser 600 Face- 127 | danielle.r.love@usace.army.mil | 2011-09-14T17:02:59 | Supply Diffuser 600 Face | 1D25 | M_Supply Diffuser:600 x 600 Face 300 x 300 Connection:600 x 600 Face 300 x 300 Connection:566609 | Autodesk Revit MEP 2011 | IfcFlowTerminal | 0JGTSjcSn7v8o$ZI4qc4Iy | n/a | n/a | n/a | n/a | n/a | n/a
Supply Diffuser 600 Face- 128 | danielle.r.love@usace.army.mil | 2011-09-14T17:02:59 | Supply Diffuser 600 Face | 1D25 | M_Supply Diffuser:600 x 600 Face 300 x 300 Connection:600 x 600 Face 300 x 300 Connection:566610 | Autodesk Revit MEP 2011 | IfcFlowTerminal | 0JGTSjcSn7v8o$ZI4qc4I$ | n/a | n/a | n/a | n/a | n/a | n/a
Supply Diffuser 600 Face- 129 | danielle.r.love@usace.army.mil | 2011-09-14T17:02:59 | Supply Diffuser 600 Face | 1D25 | M_Supply Diffuser:600 x 600 Face 300 x 300 Connection:600 x 600 Face 300 x 300 Connection:566611 | Autodesk Revit MEP 2011 | IfcFlowTerminal | 0JGTSjcSn7v8o$ZI4qc4I_ | n/a | n/a | n/a | n/a | n/a | n/a
Supply Diffuser 600 Face- 130 | danielle.r.love@usace.army.mil | 2011-09-14T17:02:59 | Supply Diffuser 600 Face | 1D25 | M_Supply Diffuser:600 x 600 Face 300 x 300 Connection:600 x 600 Face 300 x 300 Connection:566612 | Autodesk Revit MEP 2011 | IfcFlowTerminal | 0JGTSjcSn7v8o$ZI4qc4Iv | n/a | n/a | n/a | n/a | n/a | n/a
Supply Diffuser 600 Face- 131 | danielle.r.love@usace.army.mil | 2011-09-14T17:02:59 | Supply Diffuser 600 Face | 1D25 | M_Supply Diffuser:600 x 600 Face 300 x 300 Connection:600 x 600 Face 300 x 300 Connection:566613 | Autodesk Revit MEP 2011 | IfcFlowTerminal | 0JGTSjcSn7v8o$ZI4qc4Iu | n/a | n/a | n/a | n/a | n/a | n/a
Supply Diffuser 600 Face- 132 | danielle.r.love@usace.army.mil | 2011-09-14T17:02:59 | Supply Diffuser 600 Face | 1D27 | M_Supply Diffuser:600 x 600 Face 300 x 300 Connection:600 x 600 Face 300 x 300 Connection:566608 | Autodesk Revit MEP 2011 | IfcFlowTerminal | 0JGTSjcSn7v8o$ZI4qc4Iz | n/a | n/a | n/a | n/a | n/a | n/a
Supply Diffuser 600 Face- 133 | danielle.r.love@usace.army.mil | 2011-09-14T17:02:59 | Supply Diffuser 600 Face | 1D28 | M_Supply Diffuser:600 x 600 Face 300 x 300 Connection:600 x 600 Face 300 x 300 Connection:566702 | Autodesk Revit MEP 2011 | IfcFlowTerminal | 0JGTSjcSn7v8o$ZI4qc4H3 | n/a | n/a | n/a | n/a | n/a | n/a
Supply Diffuser 600 Face- 134 | danielle.r.love@usace.army.mil | 2011-09-14T17:02:59 | Supply Diffuser 600 Face | 1D30 | M_Supply Diffuser:600 x 600 Face 300 x 300 Connection:600 x 600 Face 300 x 300 Connection:566616 | Autodesk Revit MEP 2011 | IfcFlowTerminal | 0JGTSjcSn7v8o$ZI4qc4Ir | n/a | n/a | n/a | n/a | n/a | n/a
Supply Diffuser 600 Face- 135 | danielle.r.love@usace.army.mil | 2011-09-14T17:02:59 | Supply Diffuser 600 Face | 1D31 | M_Supply Diffuser:600 x 600 Face 300 x 300 Connection:600 x 600 Face 300 x 300 Connection:566617 | Autodesk Revit MEP 2011 | IfcFlowTerminal | 0JGTSjcSn7v8o$ZI4qc4Iq | n/a | n/a | n/a | n/a | n/a | n/a
Supply Diffuser 600 Face- 136 | danielle.r.love@usace.army.mil | 2011-09-14T17:02:59 | Supply Diffuser 600 Face | 1D32 | M_Supply Diffuser:600 x 600 Face 300 x 300 Connection:600 x 600 Face 300 x 300 Connection:566703 | Autodesk Revit MEP 2011 | IfcFlowTerminal | 0JGTSjcSn7v8o$ZI4qc4H2 | n/a | n/a | n/a | n/a | n/a | n/a
Supply Diffuser 600 Face- 137 | danielle.r.love@usace.army.mil | 2011-09-14T17:02:59 | Supply Diffuser 600 Face | 1D33 | M_Supply Diffuser:600 x 600 Face 300 x 300 Connection:600 x 600 Face 300 x 300 Connection:567809 | Autodesk Revit MEP 2011 | IfcFlowTerminal | 0JGTSjcSn7v8o$ZI4qc4li | n/a | n/a | n/a | n/a | n/a | n/a
Supply Diffuser 600 Face- 138 | danielle.r.love@usace.army.mil | 2011-09-14T17:02:59 | Supply Diffuser 600 Face | 1D34 | M_Supply Diffuser:600 x 600 Face 300 x 300 Connection:600 x 600 Face 300 x 300 Connection:566704 | Autodesk Revit MEP 2011 | IfcFlowTerminal | 0JGTSjcSn7v8o$ZI4qc4HT | n/a | n/a | n/a | n/a | n/a | n/a
Supply Diffuser 600 Face- 139 | danielle.r.love@usace.army.mil | 2011-09-14T17:02:59 | Supply Diffuser 600 Face | 1D35 | M_Supply Diffuser:600 x 600 Face 300 x 300 Connection:600 x 600 Face 300 x 300 Connection:566619 | Autodesk Revit MEP 2011 | IfcFlowTerminal | 0JGTSjcSn7v8o$ZI4qc4Is | n/a | n/a | n/a | n/a | n/a | n/a
Supply Diffuser 600 Face- 140 | danielle.r.love@usace.army.mil | 2011-09-14T17:02:59 | Supply Diffuser 600 Face | 1D36 | M_Supply Diffuser:600 x 600 Face 300 x 300 Connection:600 x 600 Face 300 x 300 Connection:566705 | Autodesk Revit MEP 2011 | IfcFlowTerminal | 0JGTSjcSn7v8o$ZI4qc4HS | n/a | n/a | n/a | n/a | n/a | n/a
Supply Diffuser 600 Face- 141 | danielle.r.love@usace.army.mil | 2011-09-14T17:02:59 | Supply Diffuser 600 Face | 1D37 | M_Supply Diffuser:600 x 600 Face 300 x 300 Connection:600 x 600 Face 300 x 300 Connection:567752 | Autodesk Revit MEP 2011 | IfcFlowTerminal | 0JGTSjcSn7v8o$ZI4qc4Wb | n/a | n/a | n/a | n/a | n/a | n/a
Supply Diffuser 600 Face- 142 | danielle.r.love@usace.army.mil | 2011-09-14T17:02:59 | Supply Diffuser 600 Face | 1D38 | M_Supply Diffuser:600 x 600 Face 300 x 300 Connection:600 x 600 Face 300 x 300 Connection:566650 | Autodesk Revit MEP 2011 | IfcFlowTerminal | 0JGTSjcSn7v8o$ZI4qc4IN | n/a | n/a | n/a | n/a | n/a | n/a
Supply Diffuser 600 Face- 143 | danielle.r.love@usace.army.mil | 2011-09-14T17:02:59 | Supply Diffuser 600 Face | 1D38 | M_Supply Diffuser:600 x 600 Face 300 x 300 Connection:600 x 600 Face 300 x 300 Connection:566706 | Autodesk Revit MEP 2011 | IfcFlowTerminal | 0JGTSjcSn7v8o$ZI4qc4HV | n/a | n/a | n/a | n/a | n/a | n/a
Supply Diffuser 600 Face- 144 | danielle.r.love@usace.army.mil | 2011-09-14T17:02:59 | Supply Diffuser 600 Face | 1D40 | M_Supply Diffuser:600 x 600 Face 300 x 300 Connection:600 x 600 Face 300 x 300 Connection:566622 | Autodesk Revit MEP 2011 | IfcFlowTerminal | 0JGTSjcSn7v8o$ZI4qc4Ip | n/a | n/a | n/a | n/a | n/a | n/a
Supply Diffuser 600 Face- 145 | danielle.r.love@usace.army.mil | 2011-09-14T17:02:59 | Supply Diffuser 600 Face | 1D40 | M_Supply Diffuser:600 x 600 Face 300 x 300 Connection:600 x 600 Face 300 x 300 Connection:566623 | Autodesk Revit MEP 2011 | IfcFlowTerminal | 0JGTSjcSn7v8o$ZI4qc4Io | n/a | n/a | n/a | n/a | n/a | n/a
Supply Diffuser 600 Face- 146 | danielle.r.love@usace.army.mil | 2011-09-14T17:02:59 | Supply Diffuser 600 Face | 1DC1 | M_Return Diffuser:600 x 600 Face 300 x 300 Connection:600 x 600 Face 300 x 300 Connection:568518 | Autodesk Revit MEP 2011 | IfcFlowTerminal | 2uQaWreGzAy9gyNNRS1oL1 | n/a | n/a | n/a | n/a | n/a | n/a
Supply Diffuser 600 Face- 147 | danielle.r.love@usace.army.mil | 2011-09-14T17:02:59 | Supply Diffuser 600 Face | 1DC1 | M_Return Diffuser:600 x 600 Face 300 x 300 Connection:600 x 600 Face 300 x 300 Connection:570504 | Autodesk Revit MEP 2011 | IfcFlowTerminal | 0JGTSjcSn7v8o$ZI4qc5Lb | n/a | n/a | n/a | n/a | n/a | n/a
Supply Diffuser 600 Face- 148 | danielle.r.love@usace.army.mil | 2011-09-14T17:02:59 | Supply Diffuser 600 Face | 1DC1 | M_Supply Diffuser:600 x 600 Face 300 x 300 Connection:600 x 600 Face 300 x 300 Connection:566585 | Autodesk Revit MEP 2011 | IfcFlowTerminal | 0JGTSjcSn7v8o$ZI4qc4JK | n/a | n/a | n/a | n/a | n/a | n/a
Supply Diffuser 600 Face- 149 | danielle.r.love@usace.army.mil | 2011-09-14T17:02:59 | Supply Diffuser 600 Face | 1DC1 | M_Supply Diffuser:600 x 600 Face 300 x 300 Connection:600 x 600 Face 300 x 300 Connection:566586 | Autodesk Revit MEP 2011 | IfcFlowTerminal | 0JGTSjcSn7v8o$ZI4qc4JN | n/a | n/a | n/a | n/a | n/a | n/a
Supply Diffuser 600 Face- 150 | danielle.r.love@usace.army.mil | 2011-09-14T17:02:59 | Supply Diffuser 600 Face | 1DC1 | M_Supply Diffuser:600 x 600 Face 300 x 300 Connection:600 x 600 Face 300 x 300 Connection:566587 | Autodesk Revit MEP 2011 | IfcFlowTerminal | 0JGTSjcSn7v8o$ZI4qc4JM | n/a | n/a | n/a | n/a | n/a | n/a
Supply Diffuser 600 Face- 151 | danielle.r.love@usace.army.mil | 2011-09-14T17:02:59 | Supply Diffuser 600 Face | 1DC1 | M_Supply Diffuser:600 x 600 Face 300 x 300 Connection:600 x 600 Face 300 x 300 Connection:566588 | Autodesk Revit MEP 2011 | IfcFlowTerminal | 0JGTSjcSn7v8o$ZI4qc4JH | n/a | n/a | n/a | n/a | n/a | n/a
Supply Diffuser 600 Face- 152 | danielle.r.love@usace.army.mil | 2011-09-14T17:02:59 | Supply Diffuser 600 Face | 1DC1 | M_Supply Diffuser:600 x 600 Face 300 x 300 Connection:600 x 600 Face 300 x 300 Connection:566600 | Autodesk Revit MEP 2011 | IfcFlowTerminal | 0JGTSjcSn7v8o$ZI4qc4Ib | n/a | n/a | n/a | n/a | n/a | n/a
Supply Diffuser 600 Face- 153 | danielle.r.love@usace.army.mil | 2011-09-14T17:02:59 | Supply Diffuser 600 Face | 1DC1 | M_Supply Diffuser:600 x 600 Face 300 x 300 Connection:600 x 600 Face 300 x 300 Connection:566602 | Autodesk Revit MEP 2011 | IfcFlowTerminal | 0JGTSjcSn7v8o$ZI4qc4Id | n/a | n/a | n/a | n/a | n/a | n/a
Supply Diffuser 600 Face- 154 | danielle.r.love@usace.army.mil | 2011-09-14T17:02:59 | Supply Diffuser 600 Face | 1DC1 | M_Supply Diffuser:600 x 600 Face 300 x 300 Connection:600 x 600 Face 300 x 300 Connection:566604 | Autodesk Revit MEP 2011 | IfcFlowTerminal | 0JGTSjcSn7v8o$ZI4qc4IX | n/a | n/a | n/a | n/a | n/a | n/a
Supply Diffuser 600 Face- 155 | danielle.r.love@usace.army.mil | 2011-09-14T17:02:59 | Supply Diffuser 600 Face | 1DC1 | M_Supply Diffuser:600 x 600 Face 300 x 300 Connection:600 x 600 Face 300 x 300 Connection:566606 | Autodesk Revit MEP 2011 | IfcFlowTerminal | 0JGTSjcSn7v8o$ZI4qc4IZ | n/a | n/a | n/a | n/a | n/a | n/a
Supply Diffuser 600 Face- 156 | danielle.r.love@usace.army.mil | 2011-09-14T17:02:59 | Supply Diffuser 600 Face | 1DC3 | M_Supply Diffuser:600 x 600 Face 300 x 300 Connection:600 x 600 Face 300 x 300 Connection:566581 | Autodesk Revit MEP 2011 | IfcFlowTerminal | 0JGTSjcSn7v8o$ZI4qc4JO | n/a | n/a | n/a | n/a | n/a | n/a
Supply Diffuser 600 Face- 157 | danielle.r.love@usace.army.mil | 2011-09-14T17:02:59 | Supply Diffuser 600 Face | 1DC3 | M_Supply Diffuser:600 x 600 Face 300 x 300 Connection:600 x 600 Face 300 x 300 Connection:566699 | Autodesk Revit MEP 2011 | IfcFlowTerminal | 0JGTSjcSn7v8o$ZI4qc4H6 | n/a | n/a | n/a | n/a | n/a | n/a
Supply Diffuser 600 Face- 158 | danielle.r.love@usace.army.mil | 2011-09-14T17:02:59 | Supply Diffuser 600 Face | 1DC4 | M_Supply Diffuser:600 x 600 Face 300 x 300 Connection:600 x 600 Face 300 x 300 Connection:566591 | Autodesk Revit MEP 2011 | IfcFlowTerminal | 0JGTSjcSn7v8o$ZI4qc4JI | n/a | n/a | n/a | n/a | n/a | n/a
Supply Diffuser 600 Face- 159 | danielle.r.love@usace.army.mil | 2011-09-14T17:02:59 | Supply Diffuser 600 Face | 1DC5 | M_Supply Diffuser:600 x 600 Face 300 x 300 Connection:600 x 600 Face 300 x 300 Connection:566615 | Autodesk Revit MEP 2011 | IfcFlowTerminal | 0JGTSjcSn7v8o$ZI4qc4Iw | n/a | n/a | n/a | n/a | n/a | n/a
Supply Diffuser 600 Face- 160 | danielle.r.love@usace.army.mil | 2011-09-14T17:02:59 | Supply Diffuser 600 Face | 1DC6 | M_Supply Diffuser:600 x 600 Face 300 x 300 Connection:600 x 600 Face 300 x 300 Connection:566614 | Autodesk Revit MEP 2011 | IfcFlowTerminal | 0JGTSjcSn7v8o$ZI4qc4Ix | n/a | n/a | n/a | n/a | n/a | n/a
Supply Diffuser 600 Face- 161 | danielle.r.love@usace.army.mil | 2011-09-14T17:02:59 | Supply Diffuser 600 Face | 1DC7 | M_Supply Diffuser:600 x 600 Face 300 x 300 Connection:600 x 600 Face 300 x 300 Connection:566618 | Autodesk Revit MEP 2011 | IfcFlowTerminal | 0JGTSjcSn7v8o$ZI4qc4It | n/a | n/a | n/a | n/a | n/a | n/a
Supply Diffuser 600 Face- 162 | danielle.r.love@usace.army.mil | 2011-09-14T17:02:59 | Supply Diffuser 600 Face | 1DC7 | M_Supply Diffuser:600 x 600 Face 300 x 300 Connection:600 x 600 Face 300 x 300 Connection:566693 | Autodesk Revit MEP 2011 | IfcFlowTerminal | 0JGTSjcSn7v8o$ZI4qc4H8 | n/a | n/a | n/a | n/a | n/a | n/a
Supply Diffuser 600 Face- 163 | danielle.r.love@usace.army.mil | 2011-09-14T17:02:59 | Supply Diffuser 600 Face | 1DC8 | M_Supply Diffuser:600 x 600 Face 300 x 300 Connection:600 x 600 Face 300 x 300 Connection:566620 | Autodesk Revit MEP 2011 | IfcFlowTerminal | 0JGTSjcSn7v8o$ZI4qc4In | n/a | n/a | n/a | n/a | n/a | n/a
Supply Diffuser 600 Face- 164 | danielle.r.love@usace.army.mil | 2011-09-14T17:02:59 | Supply Diffuser 600 Face | 1EC1 | M_Supply Diffuser:600 x 600 Face 300 x 300 Connection:600 x 600 Face 300 x 300 Connection:566656 | Autodesk Revit MEP 2011 | IfcFlowTerminal | 0JGTSjcSn7v8o$ZI4qc4Hj | n/a | n/a | n/a | n/a | n/a | n/a
Supply Diffuser 600 Face- 165 | danielle.r.love@usace.army.mil | 2011-09-14T17:02:59 | Supply Diffuser 600 Face | 1EC1 | M_Supply Diffuser:600 x 600 Face 300 x 300 Connection:600 x 600 Face 300 x 300 Connection:566669 | Autodesk Revit MEP 2011 | IfcFlowTerminal | 0JGTSjcSn7v8o$ZI4qc4HW | n/a | n/a | n/a | n/a | n/a | n/a
Supply Diffuser 600 Face- 166 | danielle.r.love@usace.army.mil | 2011-09-14T17:02:59 | Supply Diffuser 600 Face | 1EC1 | M_Supply Diffuser:600 x 600 Face 300 x 300 Connection:600 x 600 Face 300 x 300 Connection:566670 | Autodesk Revit MEP 2011 | IfcFlowTerminal | 0JGTSjcSn7v8o$ZI4qc4HZ | n/a | n/a | n/a | n/a | n/a | n/a
Supply Diffuser 600 Face- 167 | danielle.r.love@usace.army.mil | 2011-09-14T17:02:59 | Supply Diffuser 600 Face | 1EC1 | M_Supply Diffuser:600 x 600 Face 300 x 300 Connection:600 x 600 Face 300 x 300 Connection:566678 | Autodesk Revit MEP 2011 | IfcFlowTerminal | 0JGTSjcSn7v8o$ZI4qc4Hx | n/a | n/a | n/a | n/a | n/a | n/a
Supply Diffuser 600 Face- 168 | danielle.r.love@usace.army.mil | 2011-09-14T17:02:59 | Supply Diffuser 600 Face | 1EC1 | M_Supply Diffuser:600 x 600 Face 300 x 300 Connection:600 x 600 Face 300 x 300 Connection:566689 | Autodesk Revit MEP 2011 | IfcFlowTerminal | 0JGTSjcSn7v8o$ZI4qc4HC | n/a | n/a | n/a | n/a | n/a | n/a
Supply Diffuser 600 Face- 169 | danielle.r.love@usace.army.mil | 2011-09-14T17:02:59 | Supply Diffuser 600 Face | 1EC2 | M_Supply Diffuser:600 x 600 Face 300 x 300 Connection:600 x 600 Face 300 x 300 Connection:566658 | Autodesk Revit MEP 2011 | IfcFlowTerminal | 0JGTSjcSn7v8o$ZI4qc4Hl | n/a | n/a | n/a | n/a | n/a | n/a
Supply Diffuser 600 Face- 170 | danielle.r.love@usace.army.mil | 2011-09-14T17:02:59 | Supply Diffuser 600 Face | 1EC3 | M_Supply Diffuser:600 x 600 Face 300 x 300 Connection:600 x 600 Face 300 x 300 Connection:566677 | Autodesk Revit MEP 2011 | IfcFlowTerminal | 0JGTSjcSn7v8o$ZI4qc4Hu | n/a | n/a | n/a | n/a | n/a | n/a
Supply Diffuser 600 Face- 171 | danielle.r.love@usace.army.mil | 2011-09-14T17:02:59 | Supply Diffuser 600 Face | 1EC4 | M_Supply Diffuser:600 x 600 Face 300 x 300 Connection:600 x 600 Face 300 x 300 Connection:566680 | Autodesk Revit MEP 2011 | IfcFlowTerminal | 0JGTSjcSn7v8o$ZI4qc4Hr | n/a | n/a | n/a | n/a | n/a | n/a
Supply Diffuser 600 Face- 172 | danielle.r.love@usace.army.mil | 2011-09-14T17:02:59 | Supply Diffuser 600 Face | 2A01 | M_Supply Diffuser:600 x 600 Face 300 x 300 Connection:600 x 600 Face 300 x 300 Connection:568851 | Autodesk Revit MEP 2011 | IfcFlowTerminal | 0JGTSjcSn7v8o$ZI4qc4$_ | n/a | n/a | n/a | n/a | n/a | n/a
Supply Diffuser 600 Face- 173 | danielle.r.love@usace.army.mil | 2011-09-14T17:02:59 | Supply Diffuser 600 Face | 2A01 | M_Supply Diffuser:600 x 600 Face 300 x 300 Connection:600 x 600 Face 300 x 300 Connection:568852 | Autodesk Revit MEP 2011 | IfcFlowTerminal | 0JGTSjcSn7v8o$ZI4qc4$v | n/a | n/a | n/a | n/a | n/a | n/a
Supply Diffuser 600 Face- 174 | danielle.r.love@usace.army.mil | 2011-09-14T17:02:59 | Supply Diffuser 600 Face | 2A02 | M_Supply Diffuser:600 x 600 Face 300 x 300 Connection:600 x 600 Face 300 x 300 Connection:568822 | Autodesk Revit MEP 2011 | IfcFlowTerminal | 0JGTSjcSn7v8o$ZI4qc4mR | n/a | n/a | n/a | n/a | n/a | n/a
Supply Diffuser 600 Face- 175 | danielle.r.love@usace.army.mil | 2011-09-14T17:02:59 | Supply Diffuser 600 Face | 2A03 | M_Supply Diffuser:600 x 600 Face 300 x 300 Connection:600 x 600 Face 300 x 300 Connection:568820 | Autodesk Revit MEP 2011 | IfcFlowTerminal | 0JGTSjcSn7v8o$ZI4qc4mP | n/a | n/a | n/a | n/a | n/a | n/a
Supply Diffuser 600 Face- 176 | danielle.r.love@usace.army.mil | 2011-09-14T17:02:59 | Supply Diffuser 600 Face | 2A04 | M_Supply Diffuser:600 x 600 Face 300 x 300 Connection:600 x 600 Face 300 x 300 Connection:568819 | Autodesk Revit MEP 2011 | IfcFlowTerminal | 0JGTSjcSn7v8o$ZI4qc4mU | n/a | n/a | n/a | n/a | n/a | n/a
Supply Diffuser 600 Face- 177 | danielle.r.love@usace.army.mil | 2011-09-14T17:02:59 | Supply Diffuser 600 Face | 2A05 | M_Supply Diffuser:600 x 600 Face 300 x 300 Connection:600 x 600 Face 300 x 300 Connection:568818 | Autodesk Revit MEP 2011 | IfcFlowTerminal | 0JGTSjcSn7v8o$ZI4qc4mV | n/a | n/a | n/a | n/a | n/a | n/a
Supply Diffuser 600 Face- 178 | danielle.r.love@usace.army.mil | 2011-09-14T17:02:59 | Supply Diffuser 600 Face | 2A06 | M_Supply Diffuser:600 x 600 Face 300 x 300 Connection:600 x 600 Face 300 x 300 Connection:568817 | Autodesk Revit MEP 2011 | IfcFlowTerminal | 0JGTSjcSn7v8o$ZI4qc4mS | n/a | n/a | n/a | n/a | n/a | n/a
Supply Diffuser 600 Face- 179 | danielle.r.love@usace.army.mil | 2011-09-14T17:02:59 | Supply Diffuser 600 Face | 2A07 | M_Supply Diffuser:600 x 600 Face 300 x 300 Connection:600 x 600 Face 300 x 300 Connection:568816 | Autodesk Revit MEP 2011 | IfcFlowTerminal | 0JGTSjcSn7v8o$ZI4qc4mT | n/a | n/a | n/a | n/a | n/a | n/a
Supply Diffuser 600 Face- 180 | danielle.r.love@usace.army.mil | 2011-09-14T17:02:59 | Supply Diffuser 600 Face | 2A08 | M_Supply Diffuser:600 x 600 Face 300 x 300 Connection:600 x 600 Face 300 x 300 Connection:568815 | Autodesk Revit MEP 2011 | IfcFlowTerminal | 0JGTSjcSn7v8o$ZI4qc4m2 | n/a | n/a | n/a | n/a | n/a | n/a
Supply Diffuser 600 Face- 181 | danielle.r.love@usace.army.mil | 2011-09-14T17:02:59 | Supply Diffuser 600 Face | 2A09 | M_Supply Diffuser:600 x 600 Face 300 x 300 Connection:600 x 600 Face 300 x 300 Connection:568814 | Autodesk Revit MEP 2011 | IfcFlowTerminal | 0JGTSjcSn7v8o$ZI4qc4m3 | n/a | n/a | n/a | n/a | n/a | n/a
Supply Diffuser 600 Face- 182 | danielle.r.love@usace.army.mil | 2011-09-14T17:02:59 | Supply Diffuser 600 Face | 2A10 | M_Supply Diffuser:600 x 600 Face 300 x 300 Connection:600 x 600 Face 300 x 300 Connection:568829 | Autodesk Revit MEP 2011 | IfcFlowTerminal | 0JGTSjcSn7v8o$ZI4qc4mG | n/a | n/a | n/a | n/a | n/a | n/a
Supply Diffuser 600 Face- 183 | danielle.r.love@usace.army.mil | 2011-09-14T17:02:59 | Supply Diffuser 600 Face | 2A11 | M_Supply Diffuser:600 x 600 Face 300 x 300 Connection:600 x 600 Face 300 x 300 Connection:568828 | Autodesk Revit MEP 2011 | IfcFlowTerminal | 0JGTSjcSn7v8o$ZI4qc4mH | n/a | n/a | n/a | n/a | n/a | n/a
Supply Diffuser 600 Face- 184 | danielle.r.love@usace.army.mil | 2011-09-14T17:02:59 | Supply Diffuser 600 Face | 2A11 | M_Supply Diffuser:600 x 600 Face 300 x 300 Connection:600 x 600 Face 300 x 300 Connection:568846 | Autodesk Revit MEP 2011 | IfcFlowTerminal | 0JGTSjcSn7v8o$ZI4qc4$Z | n/a | n/a | n/a | n/a | n/a | n/a
Supply Diffuser 600 Face- 185 | danielle.r.love@usace.army.mil | 2011-09-14T17:02:59 | Supply Diffuser 600 Face | 2A11 | M_Supply Diffuser:600 x 600 Face 300 x 300 Connection:600 x 600 Face 300 x 300 Connection:568848 | Autodesk Revit MEP 2011 | IfcFlowTerminal | 0JGTSjcSn7v8o$ZI4qc4$z | n/a | n/a | n/a | n/a | n/a | n/a
Supply Diffuser 600 Face- 186 | danielle.r.love@usace.army.mil | 2011-09-14T17:02:59 | Supply Diffuser 600 Face | 2A12 | M_Supply Diffuser:600 x 600 Face 300 x 300 Connection:600 x 600 Face 300 x 300 Connection:568825 | Autodesk Revit MEP 2011 | IfcFlowTerminal | 0JGTSjcSn7v8o$ZI4qc4mK | n/a | n/a | n/a | n/a | n/a | n/a
Supply Diffuser 600 Face- 187 | danielle.r.love@usace.army.mil | 2011-09-14T17:02:59 | Supply Diffuser 600 Face | 2A13 | M_Supply Diffuser:600 x 600 Face 300 x 300 Connection:600 x 600 Face 300 x 300 Connection:568824 | Autodesk Revit MEP 2011 | IfcFlowTerminal | 0JGTSjcSn7v8o$ZI4qc4mL | n/a | n/a | n/a | n/a | n/a | n/a
Supply Diffuser 600 Face- 188 | danielle.r.love@usace.army.mil | 2011-09-14T17:02:59 | Supply Diffuser 600 Face | 2A14 | M_Supply Diffuser:600 x 600 Face 300 x 300 Connection:600 x 600 Face 300 x 300 Connection:568847 | Autodesk Revit MEP 2011 | IfcFlowTerminal | 0JGTSjcSn7v8o$ZI4qc4$Y | n/a | n/a | n/a | n/a | n/a | n/a
Supply Diffuser 600 Face- 189 | danielle.r.love@usace.army.mil | 2011-09-14T17:02:59 | Supply Diffuser 600 Face | 2A14 | M_Supply Diffuser:600 x 600 Face 300 x 300 Connection:600 x 600 Face 300 x 300 Connection:568850 | Autodesk Revit MEP 2011 | IfcFlowTerminal | 0JGTSjcSn7v8o$ZI4qc4$$ | n/a | n/a | n/a | n/a | n/a | n/a
Supply Diffuser 600 Face- 190 | danielle.r.love@usace.army.mil | 2011-09-14T17:02:59 | Supply Diffuser 600 Face | 2AC2 | M_Supply Diffuser:600 x 600 Face 300 x 300 Connection:600 x 600 Face 300 x 300 Connection:568830 | Autodesk Revit MEP 2011 | IfcFlowTerminal | 0JGTSjcSn7v8o$ZI4qc4mJ | n/a | n/a | n/a | n/a | n/a | n/a
Supply Diffuser 600 Face- 191 | danielle.r.love@usace.army.mil | 2011-09-14T17:02:59 | Supply Diffuser 600 Face | 2AC2 | M_Supply Diffuser:600 x 600 Face 300 x 300 Connection:600 x 600 Face 300 x 300 Connection:568845 | Autodesk Revit MEP 2011 | IfcFlowTerminal | 0JGTSjcSn7v8o$ZI4qc4$W | n/a | n/a | n/a | n/a | n/a | n/a
Supply Diffuser 600 Face- 192 | danielle.r.love@usace.army.mil | 2011-09-14T17:02:59 | Supply Diffuser 600 Face | 2AC3 | M_Supply Diffuser:600 x 600 Face 300 x 300 Connection:600 x 600 Face 300 x 300 Connection:568821 | Autodesk Revit MEP 2011 | IfcFlowTerminal | 0JGTSjcSn7v8o$ZI4qc4mO | n/a | n/a | n/a | n/a | n/a | n/a
Supply Diffuser 600 Face- 193 | danielle.r.love@usace.army.mil | 2011-09-14T17:02:59 | Supply Diffuser 600 Face | 2AC3 | M_Supply Diffuser:600 x 600 Face 300 x 300 Connection:600 x 600 Face 300 x 300 Connection:568826 | Autodesk Revit MEP 2011 | IfcFlowTerminal | 0JGTSjcSn7v8o$ZI4qc4mN | n/a | n/a | n/a | n/a | n/a | n/a
Supply Diffuser 600 Face- 194 | danielle.r.love@usace.army.mil | 2011-09-14T17:02:59 | Supply Diffuser 600 Face | 2AC3 | M_Supply Diffuser:600 x 600 Face 300 x 300 Connection:600 x 600 Face 300 x 300 Connection:568827 | Autodesk Revit MEP 2011 | IfcFlowTerminal | 0JGTSjcSn7v8o$ZI4qc4mM | n/a | n/a | n/a | n/a | n/a | n/a
Supply Diffuser 600 Face- 195 | danielle.r.love@usace.army.mil | 2011-09-14T17:02:59 | Supply Diffuser 600 Face | 2AC4 | M_Supply Diffuser:600 x 600 Face 300 x 300 Connection:600 x 600 Face 300 x 300 Connection:568823 | Autodesk Revit MEP 2011 | IfcFlowTerminal | 0JGTSjcSn7v8o$ZI4qc4mQ | n/a | n/a | n/a | n/a | n/a | n/a
Supply Diffuser 600 Face- 196 | danielle.r.love@usace.army.mil | 2011-09-14T17:02:59 | Supply Diffuser 600 Face | 2AC5 | M_Supply Diffuser:600 x 600 Face 300 x 300 Connection:600 x 600 Face 300 x 300 Connection:568849 | Autodesk Revit MEP 2011 | IfcFlowTerminal | 0JGTSjcSn7v8o$ZI4qc4$y | n/a | n/a | n/a | n/a | n/a | n/a
Supply Diffuser 600 Face- 197 | danielle.r.love@usace.army.mil | 2011-09-14T17:02:59 | Supply Diffuser 600 Face | 2B01 | M_Supply Diffuser:600 x 600 Face 300 x 300 Connection:600 x 600 Face 300 x 300 Connection:568870 | Autodesk Revit MEP 2011 | IfcFlowTerminal | 0JGTSjcSn7v8o$ZI4qc4$B | n/a | n/a | n/a | n/a | n/a | n/a
Supply Diffuser 600 Face- 198 | danielle.r.love@usace.army.mil | 2011-09-14T17:02:59 | Supply Diffuser 600 Face | 2B03 | M_Supply Diffuser:600 x 600 Face 300 x 300 Connection:600 x 600 Face 300 x 300 Connection:568872 | Autodesk Revit MEP 2011 | IfcFlowTerminal | 0JGTSjcSn7v8o$ZI4qc4$5 | n/a | n/a | n/a | n/a | n/a | n/a
Supply Diffuser 600 Face- 199 | danielle.r.love@usace.army.mil | 2011-09-14T17:02:59 | Supply Diffuser 600 Face | 2B04 | M_Supply Diffuser:600 x 600 Face 300 x 300 Connection:600 x 600 Face 300 x 300 Connection:568873 | Autodesk Revit MEP 2011 | IfcFlowTerminal | 0JGTSjcSn7v8o$ZI4qc4$4 | n/a | n/a | n/a | n/a | n/a | n/a
Supply Diffuser 600 Face- 200 | danielle.r.love@usace.army.mil | 2011-09-14T17:02:59 | Supply Diffuser 600 Face | 2B07 | M_Supply Diffuser:600 x 600 Face 300 x 300 Connection:600 x 600 Face 300 x 300 Connection:568874 | Autodesk Revit MEP 2011 | IfcFlowTerminal | 0JGTSjcSn7v8o$ZI4qc4$7 | n/a | n/a | n/a | n/a | n/a | n/a
Supply Diffuser 600 Face- 201 | danielle.r.love@usace.army.mil | 2011-09-14T17:02:59 | Supply Diffuser 600 Face | 2B08 | M_Supply Diffuser:600 x 600 Face 300 x 300 Connection:600 x 600 Face 300 x 300 Connection:568866 | Autodesk Revit MEP 2011 | IfcFlowTerminal | 0JGTSjcSn7v8o$ZI4qc4$F | n/a | n/a | n/a | n/a | n/a | n/a
Supply Diffuser 600 Face- 202 | danielle.r.love@usace.army.mil | 2011-09-14T17:02:59 | Supply Diffuser 600 Face | 2B09 | M_Supply Diffuser:600 x 600 Face 300 x 300 Connection:600 x 600 Face 300 x 300 Connection:568875 | Autodesk Revit MEP 2011 | IfcFlowTerminal | 0JGTSjcSn7v8o$ZI4qc4$6 | n/a | n/a | n/a | n/a | n/a | n/a
Supply Diffuser 600 Face- 203 | danielle.r.love@usace.army.mil | 2011-09-14T17:02:59 | Supply Diffuser 600 Face | 2B10 | M_Supply Diffuser:600 x 600 Face 300 x 300 Connection:600 x 600 Face 300 x 300 Connection:568865 | Autodesk Revit MEP 2011 | IfcFlowTerminal | 0JGTSjcSn7v8o$ZI4qc4$C | n/a | n/a | n/a | n/a | n/a | n/a
Supply Diffuser 600 Face- 204 | danielle.r.love@usace.army.mil | 2011-09-14T17:02:59 | Supply Diffuser 600 Face | 2B11 | M_Supply Diffuser:600 x 600 Face 300 x 300 Connection:600 x 600 Face 300 x 300 Connection:568876 | Autodesk Revit MEP 2011 | IfcFlowTerminal | 0JGTSjcSn7v8o$ZI4qc4$1 | n/a | n/a | n/a | n/a | n/a | n/a
Supply Diffuser 600 Face- 205 | danielle.r.love@usace.army.mil | 2011-09-14T17:02:59 | Supply Diffuser 600 Face | 2B14 | M_Supply Diffuser:600 x 600 Face 300 x 300 Connection:600 x 600 Face 300 x 300 Connection:568886 | Autodesk Revit MEP 2011 | IfcFlowTerminal | 0JGTSjcSn7v8o$ZI4qc4$R | n/a | n/a | n/a | n/a | n/a | n/a
Supply Diffuser 600 Face- 206 | danielle.r.love@usace.army.mil | 2011-09-14T17:02:59 | Supply Diffuser 600 Face | 2B15 | M_Supply Diffuser:600 x 600 Face 300 x 300 Connection:600 x 600 Face 300 x 300 Connection:569654 | Autodesk Revit MEP 2011 | IfcFlowTerminal | 0JGTSjcSn7v8o$ZI4qc53R | n/a | n/a | n/a | n/a | n/a | n/a
Supply Diffuser 600 Face- 207 | danielle.r.love@usace.army.mil | 2011-09-14T17:02:59 | Supply Diffuser 600 Face | 2B16 | M_Supply Diffuser:600 x 600 Face 300 x 300 Connection:600 x 600 Face 300 x 300 Connection:568883 | Autodesk Revit MEP 2011 | IfcFlowTerminal | 0JGTSjcSn7v8o$ZI4qc4$U | n/a | n/a | n/a | n/a | n/a | n/a
Supply Diffuser 600 Face- 208 | danielle.r.love@usace.army.mil | 2011-09-14T17:02:59 | Supply Diffuser 600 Face | 2B17 | M_Supply Diffuser:600 x 600 Face 300 x 300 Connection:600 x 600 Face 300 x 300 Connection:568879 | Autodesk Revit MEP 2011 | IfcFlowTerminal | 0JGTSjcSn7v8o$ZI4qc4$2 | n/a | n/a | n/a | n/a | n/a | n/a
Supply Diffuser 600 Face- 209 | danielle.r.love@usace.army.mil | 2011-09-14T17:02:59 | Supply Diffuser 600 Face | 2B18 | M_Supply Diffuser:600 x 600 Face 300 x 300 Connection:600 x 600 Face 300 x 300 Connection:568882 | Autodesk Revit MEP 2011 | IfcFlowTerminal | 0JGTSjcSn7v8o$ZI4qc4$V | n/a | n/a | n/a | n/a | n/a | n/a
Supply Diffuser 600 Face- 210 | danielle.r.love@usace.army.mil | 2011-09-14T17:02:59 | Supply Diffuser 600 Face | 2B19 | M_Supply Diffuser:600 x 600 Face 300 x 300 Connection:600 x 600 Face 300 x 300 Connection:569638 | Autodesk Revit MEP 2011 | IfcFlowTerminal | 0JGTSjcSn7v8o$ZI4qc53B | n/a | n/a | n/a | n/a | n/a | n/a
Supply Diffuser 600 Face- 211 | danielle.r.love@usace.army.mil | 2011-09-14T17:02:59 | Supply Diffuser 600 Face | 2B21 | M_Supply Diffuser:600 x 600 Face 300 x 300 Connection:600 x 600 Face 300 x 300 Connection:568881 | Autodesk Revit MEP 2011 | IfcFlowTerminal | 0JGTSjcSn7v8o$ZI4qc4$S | n/a | n/a | n/a | n/a | n/a | n/a
Supply Diffuser 600 Face- 212 | danielle.r.love@usace.army.mil | 2011-09-14T17:02:59 | Supply Diffuser 600 Face | 2B23 | M_Supply Diffuser:600 x 600 Face 300 x 300 Connection:600 x 600 Face 300 x 300 Connection:568878 | Autodesk Revit MEP 2011 | IfcFlowTerminal | 0JGTSjcSn7v8o$ZI4qc4$3 | n/a | n/a | n/a | n/a | n/a | n/a
Supply Diffuser 600 Face- 213 | danielle.r.love@usace.army.mil | 2011-09-14T17:02:59 | Supply Diffuser 600 Face | 2B24 | M_Supply Diffuser:600 x 600 Face 300 x 300 Connection:600 x 600 Face 300 x 300 Connection:568869 | Autodesk Revit MEP 2011 | IfcFlowTerminal | 0JGTSjcSn7v8o$ZI4qc4$8 | n/a | n/a | n/a | n/a | n/a | n/a
Supply Diffuser 600 Face- 214 | danielle.r.love@usace.army.mil | 2011-09-14T17:02:59 | Supply Diffuser 600 Face | 2B25 | M_Supply Diffuser:600 x 600 Face 300 x 300 Connection:600 x 600 Face 300 x 300 Connection:568867 | Autodesk Revit MEP 2011 | IfcFlowTerminal | 0JGTSjcSn7v8o$ZI4qc4$E | n/a | n/a | n/a | n/a | n/a | n/a
Supply Diffuser 600 Face- 215 | danielle.r.love@usace.army.mil | 2011-09-14T17:02:59 | Supply Diffuser 600 Face | 2BC2 | M_Supply Diffuser:600 x 600 Face 300 x 300 Connection:600 x 600 Face 300 x 300 Connection:568863 | Autodesk Revit MEP 2011 | IfcFlowTerminal | 0JGTSjcSn7v8o$ZI4qc4$o | n/a | n/a | n/a | n/a | n/a | n/a
Supply Diffuser 600 Face- 216 | danielle.r.love@usace.army.mil | 2011-09-14T17:02:59 | Supply Diffuser 600 Face | 2BC2 | M_Supply Diffuser:600 x 600 Face 300 x 300 Connection:600 x 600 Face 300 x 300 Connection:568885 | Autodesk Revit MEP 2011 | IfcFlowTerminal | 0JGTSjcSn7v8o$ZI4qc4$O | n/a | n/a | n/a | n/a | n/a | n/a
Supply Diffuser 600 Face- 217 | danielle.r.love@usace.army.mil | 2011-09-14T17:02:59 | Supply Diffuser 600 Face | 2BC3 | M_Supply Diffuser:600 x 600 Face 300 x 300 Connection:600 x 600 Face 300 x 300 Connection:568880 | Autodesk Revit MEP 2011 | IfcFlowTerminal | 0JGTSjcSn7v8o$ZI4qc4$T | n/a | n/a | n/a | n/a | n/a | n/a
Supply Diffuser 600 Face- 218 | danielle.r.love@usace.army.mil | 2011-09-14T17:02:59 | Supply Diffuser 600 Face | 2BC3 | M_Supply Diffuser:600 x 600 Face 300 x 300 Connection:600 x 600 Face 300 x 300 Connection:568884 | Autodesk Revit MEP 2011 | IfcFlowTerminal | 0JGTSjcSn7v8o$ZI4qc4$P | n/a | n/a | n/a | n/a | n/a | n/a
Supply Diffuser 600 Face- 219 | danielle.r.love@usace.army.mil | 2011-09-14T17:02:59 | Supply Diffuser 600 Face | 2BC4 | M_Supply Diffuser:600 x 600 Face 300 x 300 Connection:600 x 600 Face 300 x 300 Connection:568868 | Autodesk Revit MEP 2011 | IfcFlowTerminal | 0JGTSjcSn7v8o$ZI4qc4$9 | n/a | n/a | n/a | n/a | n/a | n/a
Supply Diffuser 600 Face- 220 | danielle.r.love@usace.army.mil | 2011-09-14T17:02:59 | Supply Diffuser 600 Face | 2BC5 | M_Supply Diffuser:600 x 600 Face 300 x 300 Connection:600 x 600 Face 300 x 300 Connection:568871 | Autodesk Revit MEP 2011 | IfcFlowTerminal | 0JGTSjcSn7v8o$ZI4qc4$A | n/a | n/a | n/a | n/a | n/a | n/a
Supply Diffuser 600 Face- 221 | danielle.r.love@usace.army.mil | 2011-09-14T17:02:59 | Supply Diffuser 600 Face | 2BC5 | M_Supply Diffuser:600 x 600 Face 300 x 300 Connection:600 x 600 Face 300 x 300 Connection:568877 | Autodesk Revit MEP 2011 | IfcFlowTerminal | 0JGTSjcSn7v8o$ZI4qc4$0 | n/a | n/a | n/a | n/a | n/a | n/a
Supply Diffuser 600 Face- 222 | danielle.r.love@usace.army.mil | 2011-09-14T17:02:59 | Supply Diffuser 600 Face | 2BC6 | M_Supply Diffuser:600 x 600 Face 300 x 300 Connection:600 x 600 Face 300 x 300 Connection:568864 | Autodesk Revit MEP 2011 | IfcFlowTerminal | 0JGTSjcSn7v8o$ZI4qc4$D | n/a | n/a | n/a | n/a | n/a | n/a
Supply Diffuser 600 Face- 223 | danielle.r.love@usace.army.mil | 2011-09-14T17:02:59 | Supply Diffuser 600 Face | 2C01 | M_Supply Diffuser:600 x 600 Face 300 x 300 Connection:600 x 600 Face 300 x 300 Connection:568831 | Autodesk Revit MEP 2011 | IfcFlowTerminal | 0JGTSjcSn7v8o$ZI4qc4mI | n/a | n/a | n/a | n/a | n/a | n/a
Supply Diffuser 600 Face- 224 | danielle.r.love@usace.army.mil | 2011-09-14T17:02:59 | Supply Diffuser 600 Face | 2C02 | M_Supply Diffuser:600 x 600 Face 300 x 300 Connection:600 x 600 Face 300 x 300 Connection:568813 | Autodesk Revit MEP 2011 | IfcFlowTerminal | 0JGTSjcSn7v8o$ZI4qc4m0 | n/a | n/a | n/a | n/a | n/a | n/a
Supply Diffuser 600 Face- 225 | danielle.r.love@usace.army.mil | 2011-09-14T17:02:59 | Supply Diffuser 600 Face | 2C03 | M_Supply Diffuser:600 x 600 Face 300 x 300 Connection:600 x 600 Face 300 x 300 Connection:568836 | Autodesk Revit MEP 2011 | IfcFlowTerminal | 0JGTSjcSn7v8o$ZI4qc4$f | n/a | n/a | n/a | n/a | n/a | n/a
Supply Diffuser 600 Face- 226 | danielle.r.love@usace.army.mil | 2011-09-14T17:02:59 | Supply Diffuser 600 Face | 2C03 | M_Supply Diffuser:600 x 600 Face 300 x 300 Connection:600 x 600 Face 300 x 300 Connection:568837 | Autodesk Revit MEP 2011 | IfcFlowTerminal | 0JGTSjcSn7v8o$ZI4qc4$e | n/a | n/a | n/a | n/a | n/a | n/a
Supply Diffuser 600 Face- 227 | danielle.r.love@usace.army.mil | 2011-09-14T17:02:59 | Supply Diffuser 600 Face | 2C03 | M_Supply Diffuser:600 x 600 Face 300 x 300 Connection:600 x 600 Face 300 x 300 Connection:568844 | Autodesk Revit MEP 2011 | IfcFlowTerminal | 0JGTSjcSn7v8o$ZI4qc4$X | n/a | n/a | n/a | n/a | n/a | n/a
Supply Diffuser 600 Face- 228 | danielle.r.love@usace.army.mil | 2011-09-14T17:02:59 | Supply Diffuser 600 Face | 2C04 | M_Supply Diffuser:600 x 600 Face 300 x 300 Connection:600 x 600 Face 300 x 300 Connection:568812 | Autodesk Revit MEP 2011 | IfcFlowTerminal | 0JGTSjcSn7v8o$ZI4qc4m1 | n/a | n/a | n/a | n/a | n/a | n/a
Supply Diffuser 600 Face- 229 | danielle.r.love@usace.army.mil | 2011-09-14T17:02:59 | Supply Diffuser 600 Face | 2C06 | M_Supply Diffuser:600 x 600 Face 300 x 300 Connection:600 x 600 Face 300 x 300 Connection:568811 | Autodesk Revit MEP 2011 | IfcFlowTerminal | 0JGTSjcSn7v8o$ZI4qc4m6 | n/a | n/a | n/a | n/a | n/a | n/a
Supply Diffuser 600 Face- 230 | danielle.r.love@usace.army.mil | 2011-09-14T17:02:59 | Supply Diffuser 600 Face | 2C07 | M_Supply Diffuser:600 x 600 Face 300 x 300 Connection:600 x 600 Face 300 x 300 Connection:568834 | Autodesk Revit MEP 2011 | IfcFlowTerminal | 0JGTSjcSn7v8o$ZI4qc4$l | n/a | n/a | n/a | n/a | n/a | n/a
Supply Diffuser 600 Face- 231 | danielle.r.love@usace.army.mil | 2011-09-14T17:02:59 | Supply Diffuser 600 Face | 2C08 | M_Supply Diffuser:600 x 600 Face 300 x 300 Connection:600 x 600 Face 300 x 300 Connection:568835 | Autodesk Revit MEP 2011 | IfcFlowTerminal | 0JGTSjcSn7v8o$ZI4qc4$k | n/a | n/a | n/a | n/a | n/a | n/a
Supply Diffuser 600 Face- 232 | danielle.r.love@usace.army.mil | 2011-09-14T17:02:59 | Supply Diffuser 600 Face | 2C09 | M_Supply Diffuser:600 x 600 Face 300 x 300 Connection:600 x 600 Face 300 x 300 Connection:568810 | Autodesk Revit MEP 2011 | IfcFlowTerminal | 0JGTSjcSn7v8o$ZI4qc4m7 | n/a | n/a | n/a | n/a | n/a | n/a
Supply Diffuser 600 Face- 233 | danielle.r.love@usace.army.mil | 2011-09-14T17:02:59 | Supply Diffuser 600 Face | 2C10 | M_Supply Diffuser:600 x 600 Face 300 x 300 Connection:600 x 600 Face 300 x 300 Connection:568839 | Autodesk Revit MEP 2011 | IfcFlowTerminal | 0JGTSjcSn7v8o$ZI4qc4$g | n/a | n/a | n/a | n/a | n/a | n/a
Supply Diffuser 600 Face- 234 | danielle.r.love@usace.army.mil | 2011-09-14T17:02:59 | Supply Diffuser 600 Face | 2C12 | M_Supply Diffuser:600 x 600 Face 300 x 300 Connection:600 x 600 Face 300 x 300 Connection:568840 | Autodesk Revit MEP 2011 | IfcFlowTerminal | 0JGTSjcSn7v8o$ZI4qc4$b | n/a | n/a | n/a | n/a | n/a | n/a
Supply Diffuser 600 Face- 235 | danielle.r.love@usace.army.mil | 2011-09-14T17:02:59 | Supply Diffuser 600 Face | 2C13 | M_Supply Diffuser:600 x 600 Face 300 x 300 Connection:600 x 600 Face 300 x 300 Connection:568806 | Autodesk Revit MEP 2011 | IfcFlowTerminal | 0JGTSjcSn7v8o$ZI4qc4mB | n/a | n/a | n/a | n/a | n/a | n/a
Supply Diffuser 600 Face- 236 | danielle.r.love@usace.army.mil | 2011-09-14T17:02:59 | Supply Diffuser 600 Face | 2C14 | M_Supply Diffuser:600 x 600 Face 300 x 300 Connection:600 x 600 Face 300 x 300 Connection:568805 | Autodesk Revit MEP 2011 | IfcFlowTerminal | 0JGTSjcSn7v8o$ZI4qc4m8 | n/a | n/a | n/a | n/a | n/a | n/a
Supply Diffuser 600 Face- 237 | danielle.r.love@usace.army.mil | 2011-09-14T17:02:59 | Supply Diffuser 600 Face | 2C16 | M_Supply Diffuser:600 x 600 Face 300 x 300 Connection:600 x 600 Face 300 x 300 Connection:568804 | Autodesk Revit MEP 2011 | IfcFlowTerminal | 0JGTSjcSn7v8o$ZI4qc4m9 | n/a | n/a | n/a | n/a | n/a | n/a
Supply Diffuser 600 Face- 238 | danielle.r.love@usace.army.mil | 2011-09-14T17:02:59 | Supply Diffuser 600 Face | 2C17 | M_Supply Diffuser:600 x 600 Face 300 x 300 Connection:600 x 600 Face 300 x 300 Connection:568807 | Autodesk Revit MEP 2011 | IfcFlowTerminal | 0JGTSjcSn7v8o$ZI4qc4mA | n/a | n/a | n/a | n/a | n/a | n/a
Supply Diffuser 600 Face- 239 | danielle.r.love@usace.army.mil | 2011-09-14T17:02:59 | Supply Diffuser 600 Face | 2C17 | M_Supply Diffuser:600 x 600 Face 300 x 300 Connection:600 x 600 Face 300 x 300 Connection:568808 | Autodesk Revit MEP 2011 | IfcFlowTerminal | 0JGTSjcSn7v8o$ZI4qc4m5 | n/a | n/a | n/a | n/a | n/a | n/a
Supply Diffuser 600 Face- 240 | danielle.r.love@usace.army.mil | 2011-09-14T17:02:59 | Supply Diffuser 600 Face | 2C17 | M_Supply Diffuser:600 x 600 Face 300 x 300 Connection:600 x 600 Face 300 x 300 Connection:568910 | Autodesk Revit MEP 2011 | IfcFlowTerminal | 0JGTSjcSn7v8o$ZI4qc4_Z | n/a | n/a | n/a | n/a | n/a | n/a
Supply Diffuser 600 Face- 241 | danielle.r.love@usace.army.mil | 2011-09-14T17:02:59 | Supply Diffuser 600 Face | 2C19 | M_Supply Diffuser:600 x 600 Face 300 x 300 Connection:600 x 600 Face 300 x 300 Connection:568841 | Autodesk Revit MEP 2011 | IfcFlowTerminal | 0JGTSjcSn7v8o$ZI4qc4$a | n/a | n/a | n/a | n/a | n/a | n/a
Supply Diffuser 600 Face- 242 | danielle.r.love@usace.army.mil | 2011-09-14T17:02:59 | Supply Diffuser 600 Face | 2C19 | M_Supply Diffuser:600 x 600 Face 300 x 300 Connection:600 x 600 Face 300 x 300 Connection:568842 | Autodesk Revit MEP 2011 | IfcFlowTerminal | 0JGTSjcSn7v8o$ZI4qc4$d | n/a | n/a | n/a | n/a | n/a | n/a
Supply Diffuser 600 Face- 243 | danielle.r.love@usace.army.mil | 2011-09-14T17:02:59 | Supply Diffuser 600 Face | 2C22 | M_Supply Diffuser:600 x 600 Face 300 x 300 Connection:600 x 600 Face 300 x 300 Connection:568843 | Autodesk Revit MEP 2011 | IfcFlowTerminal | 0JGTSjcSn7v8o$ZI4qc4$c | n/a | n/a | n/a | n/a | n/a | n/a
Supply Diffuser 600 Face- 244 | danielle.r.love@usace.army.mil | 2011-09-14T17:02:59 | Supply Diffuser 600 Face | 2CC1 | M_Supply Diffuser:600 x 600 Face 300 x 300 Connection:600 x 600 Face 300 x 300 Connection:568838 | Autodesk Revit MEP 2011 | IfcFlowTerminal | 0JGTSjcSn7v8o$ZI4qc4$h | n/a | n/a | n/a | n/a | n/a | n/a
Supply Diffuser 600 Face- 245 | danielle.r.love@usace.army.mil | 2011-09-14T17:02:59 | Supply Diffuser 600 Face | 2CC1 | M_Supply Diffuser:600 x 600 Face 300 x 300 Connection:600 x 600 Face 300 x 300 Connection:568909 | Autodesk Revit MEP 2011 | IfcFlowTerminal | 0JGTSjcSn7v8o$ZI4qc4_W | n/a | n/a | n/a | n/a | n/a | n/a
Supply Diffuser 600 Face- 246 | danielle.r.love@usace.army.mil | 2011-09-14T17:02:59 | Supply Diffuser 600 Face | 2CC2 | M_Supply Diffuser:600 x 600 Face 300 x 300 Connection:600 x 600 Face 300 x 300 Connection:568832 | Autodesk Revit MEP 2011 | IfcFlowTerminal | 0JGTSjcSn7v8o$ZI4qc4$j | n/a | n/a | n/a | n/a | n/a | n/a
Supply Diffuser 600 Face- 247 | danielle.r.love@usace.army.mil | 2011-09-14T17:02:59 | Supply Diffuser 600 Face | 2CC3 | M_Supply Diffuser:600 x 600 Face 300 x 300 Connection:600 x 600 Face 300 x 300 Connection:568833 | Autodesk Revit MEP 2011 | IfcFlowTerminal | 0JGTSjcSn7v8o$ZI4qc4$i | n/a | n/a | n/a | n/a | n/a | n/a
Supply Diffuser 600 Face- 248 | danielle.r.love@usace.army.mil | 2011-09-14T17:02:59 | Supply Diffuser 600 Face | 2CC4 | M_Supply Diffuser:600 x 600 Face 300 x 300 Connection:600 x 600 Face 300 x 300 Connection:568911 | Autodesk Revit MEP 2011 | IfcFlowTerminal | 0JGTSjcSn7v8o$ZI4qc4_Y | n/a | n/a | n/a | n/a | n/a | n/a
Supply Diffuser 600 Face- 249 | danielle.r.love@usace.army.mil | 2011-09-14T17:02:59 | Supply Diffuser 600 Face | 2CC5 | M_Supply Diffuser:600 x 600 Face 300 x 300 Connection:600 x 600 Face 300 x 300 Connection:568809 | Autodesk Revit MEP 2011 | IfcFlowTerminal | 0JGTSjcSn7v8o$ZI4qc4m4 | n/a | n/a | n/a | n/a | n/a | n/a
Supply Diffuser 600 Face- 250 | danielle.r.love@usace.army.mil | 2011-09-14T17:02:59 | Supply Diffuser 600 Face | 2D01 | M_Supply Diffuser:600 x 600 Face 300 x 300 Connection:600 x 600 Face 300 x 300 Connection:568862 | Autodesk Revit MEP 2011 | IfcFlowTerminal | 0JGTSjcSn7v8o$ZI4qc4$p | n/a | n/a | n/a | n/a | n/a | n/a
Supply Diffuser 600 Face- 251 | danielle.r.love@usace.army.mil | 2011-09-14T17:02:59 | Supply Diffuser 600 Face | 2D03 | M_Supply Diffuser:600 x 600 Face 300 x 300 Connection:600 x 600 Face 300 x 300 Connection:568858 | Autodesk Revit MEP 2011 | IfcFlowTerminal | 0JGTSjcSn7v8o$ZI4qc4$t | n/a | n/a | n/a | n/a | n/a | n/a
Supply Diffuser 600 Face- 252 | danielle.r.love@usace.army.mil | 2011-09-14T17:02:59 | Supply Diffuser 600 Face | 2D04 | M_Supply Diffuser:600 x 600 Face 300 x 300 Connection:600 x 600 Face 300 x 300 Connection:568857 | Autodesk Revit MEP 2011 | IfcFlowTerminal | 0JGTSjcSn7v8o$ZI4qc4$q | n/a | n/a | n/a | n/a | n/a | n/a
Supply Diffuser 600 Face- 253 | danielle.r.love@usace.army.mil | 2011-09-14T17:02:59 | Supply Diffuser 600 Face | 2D04 | M_Supply Diffuser:600 x 600 Face 300 x 300 Connection:600 x 600 Face 300 x 300 Connection:568859 | Autodesk Revit MEP 2011 | IfcFlowTerminal | 0JGTSjcSn7v8o$ZI4qc4$s | n/a | n/a | n/a | n/a | n/a | n/a
Supply Diffuser 600 Face- 254 | danielle.r.love@usace.army.mil | 2011-09-14T17:02:59 | Supply Diffuser 600 Face | 2D04 | M_Supply Diffuser:600 x 600 Face 300 x 300 Connection:600 x 600 Face 300 x 300 Connection:568860 | Autodesk Revit MEP 2011 | IfcFlowTerminal | 0JGTSjcSn7v8o$ZI4qc4$n | n/a | n/a | n/a | n/a | n/a | n/a
Supply Diffuser 600 Face- 255 | danielle.r.love@usace.army.mil | 2011-09-14T17:02:59 | Supply Diffuser 600 Face | 2D04A | M_Supply Diffuser:600 x 600 Face 300 x 300 Connection:600 x 600 Face 300 x 300 Connection:568855 | Autodesk Revit MEP 2011 | IfcFlowTerminal | 0JGTSjcSn7v8o$ZI4qc4$w | n/a | n/a | n/a | n/a | n/a | n/a
Supply Diffuser 600 Face- 256 | danielle.r.love@usace.army.mil | 2011-09-14T17:02:59 | Supply Diffuser 600 Face | 2D04A | M_Supply Diffuser:600 x 600 Face 300 x 300 Connection:600 x 600 Face 300 x 300 Connection:568856 | Autodesk Revit MEP 2011 | IfcFlowTerminal | 0JGTSjcSn7v8o$ZI4qc4$r | n/a | n/a | n/a | n/a | n/a | n/a
Supply Diffuser 600 Face- 257 | danielle.r.love@usace.army.mil | 2011-09-14T17:02:59 | Supply Diffuser 600 Face | 2D04A | M_Supply Diffuser:600 x 600 Face 300 x 300 Connection:600 x 600 Face 300 x 300 Connection:568861 | Autodesk Revit MEP 2011 | IfcFlowTerminal | 0JGTSjcSn7v8o$ZI4qc4$m | n/a | n/a | n/a | n/a | n/a | n/a
Supply Diffuser 600 Face- 258 | danielle.r.love@usace.army.mil | 2011-09-14T17:02:59 | Supply Diffuser 600 Face | 2D06 | M_Supply Diffuser:600 x 600 Face 300 x 300 Connection:600 x 600 Face 300 x 300 Connection:569835 | Autodesk Revit MEP 2011 | IfcFlowTerminal | 0JGTSjcSn7v8o$ZI4qc506 | n/a | n/a | n/a | n/a | n/a | n/a
Supply Diffuser 600 Face- 259 | danielle.r.love@usace.army.mil | 2011-09-14T17:02:59 | Supply Diffuser 600 Face | 2D07 | M_Supply Diffuser:600 x 600 Face 300 x 300 Connection:600 x 600 Face 300 x 300 Connection:568904 | Autodesk Revit MEP 2011 | IfcFlowTerminal | 0JGTSjcSn7v8o$ZI4qc4_b | n/a | n/a | n/a | n/a | n/a | n/a
Supply Diffuser 600 Face- 260 | danielle.r.love@usace.army.mil | 2011-09-14T17:02:59 | Supply Diffuser 600 Face | 2D08 | M_Supply Diffuser:600 x 600 Face 300 x 300 Connection:600 x 600 Face 300 x 300 Connection:568905 | Autodesk Revit MEP 2011 | IfcFlowTerminal | 0JGTSjcSn7v8o$ZI4qc4_a | n/a | n/a | n/a | n/a | n/a | n/a
Supply Diffuser 600 Face- 261 | danielle.r.love@usace.army.mil | 2011-09-14T17:02:59 | Supply Diffuser 600 Face | 2D09 | M_Supply Diffuser:600 x 600 Face 300 x 300 Connection:600 x 600 Face 300 x 300 Connection:568906 | Autodesk Revit MEP 2011 | IfcFlowTerminal | 0JGTSjcSn7v8o$ZI4qc4_d | n/a | n/a | n/a | n/a | n/a | n/a
Supply Diffuser 600 Face- 262 | danielle.r.love@usace.army.mil | 2011-09-14T17:02:59 | Supply Diffuser 600 Face | 2D10 | M_Supply Diffuser:600 x 600 Face 300 x 300 Connection:600 x 600 Face 300 x 300 Connection:568907 | Autodesk Revit MEP 2011 | IfcFlowTerminal | 0JGTSjcSn7v8o$ZI4qc4_c | n/a | n/a | n/a | n/a | n/a | n/a
Supply Diffuser 600 Face- 263 | danielle.r.love@usace.army.mil | 2011-09-14T17:02:59 | Supply Diffuser 600 Face | 2D11 | M_Supply Diffuser:600 x 600 Face 300 x 300 Connection:600 x 600 Face 300 x 300 Connection:568908 | Autodesk Revit MEP 2011 | IfcFlowTerminal | 0JGTSjcSn7v8o$ZI4qc4_X | n/a | n/a | n/a | n/a | n/a | n/a
Supply Diffuser 600 Face- 264 | danielle.r.love@usace.army.mil | 2011-09-14T17:02:59 | Supply Diffuser 600 Face | 2D14 | M_Supply Diffuser:600 x 600 Face 300 x 300 Connection:600 x 600 Face 300 x 300 Connection:568898 | Autodesk Revit MEP 2011 | IfcFlowTerminal | 0JGTSjcSn7v8o$ZI4qc4_l | n/a | n/a | n/a | n/a | n/a | n/a
Supply Diffuser 600 Face- 265 | danielle.r.love@usace.army.mil | 2011-09-14T17:02:59 | Supply Diffuser 600 Face | 2D15 | M_Supply Diffuser:600 x 600 Face 300 x 300 Connection:600 x 600 Face 300 x 300 Connection:568893 | Autodesk Revit MEP 2011 | IfcFlowTerminal | 0JGTSjcSn7v8o$ZI4qc4$G | n/a | n/a | n/a | n/a | n/a | n/a
Supply Diffuser 600 Face- 266 | danielle.r.love@usace.army.mil | 2011-09-14T17:02:59 | Supply Diffuser 600 Face | 2D16 | M_Supply Diffuser:600 x 600 Face 300 x 300 Connection:600 x 600 Face 300 x 300 Connection:568899 | Autodesk Revit MEP 2011 | IfcFlowTerminal | 0JGTSjcSn7v8o$ZI4qc4_k | n/a | n/a | n/a | n/a | n/a | n/a
Supply Diffuser 600 Face- 267 | danielle.r.love@usace.army.mil | 2011-09-14T17:02:59 | Supply Diffuser 600 Face | 2D17 | M_Supply Diffuser:600 x 600 Face 300 x 300 Connection:600 x 600 Face 300 x 300 Connection:568892 | Autodesk Revit MEP 2011 | IfcFlowTerminal | 0JGTSjcSn7v8o$ZI4qc4$H | n/a | n/a | n/a | n/a | n/a | n/a
Supply Diffuser 600 Face- 268 | danielle.r.love@usace.army.mil | 2011-09-14T17:02:59 | Supply Diffuser 600 Face | 2D18 | M_Supply Diffuser:600 x 600 Face 300 x 300 Connection:600 x 600 Face 300 x 300 Connection:568894 | Autodesk Revit MEP 2011 | IfcFlowTerminal | 0JGTSjcSn7v8o$ZI4qc4$J | n/a | n/a | n/a | n/a | n/a | n/a
Supply Diffuser 600 Face- 269 | danielle.r.love@usace.army.mil | 2011-09-14T17:02:59 | Supply Diffuser 600 Face | 2D18 | M_Supply Diffuser:600 x 600 Face 300 x 300 Connection:600 x 600 Face 300 x 300 Connection:568895 | Autodesk Revit MEP 2011 | IfcFlowTerminal | 0JGTSjcSn7v8o$ZI4qc4$I | n/a | n/a | n/a | n/a | n/a | n/a
Supply Diffuser 600 Face- 270 | danielle.r.love@usace.army.mil | 2011-09-14T17:02:59 | Supply Diffuser 600 Face | 2D18 | M_Supply Diffuser:600 x 600 Face 300 x 300 Connection:600 x 600 Face 300 x 300 Connection:568896 | Autodesk Revit MEP 2011 | IfcFlowTerminal | 0JGTSjcSn7v8o$ZI4qc4_j | n/a | n/a | n/a | n/a | n/a | n/a
Supply Diffuser 600 Face- 271 | danielle.r.love@usace.army.mil | 2011-09-14T17:02:59 | Supply Diffuser 600 Face | 2D18 | M_Supply Diffuser:600 x 600 Face 300 x 300 Connection:600 x 600 Face 300 x 300 Connection:568897 | Autodesk Revit MEP 2011 | IfcFlowTerminal | 0JGTSjcSn7v8o$ZI4qc4_i | n/a | n/a | n/a | n/a | n/a | n/a
Supply Diffuser 600 Face- 272 | danielle.r.love@usace.army.mil | 2011-09-14T17:02:59 | Supply Diffuser 600 Face | 2D18 | M_Supply Diffuser:600 x 600 Face 300 x 300 Connection:600 x 600 Face 300 x 300 Connection:568900 | Autodesk Revit MEP 2011 | IfcFlowTerminal | 0JGTSjcSn7v8o$ZI4qc4_f | n/a | n/a | n/a | n/a | n/a | n/a
Supply Diffuser 600 Face- 273 | danielle.r.love@usace.army.mil | 2011-09-14T17:02:59 | Supply Diffuser 600 Face | 2D18 | M_Supply Diffuser:600 x 600 Face 300 x 300 Connection:600 x 600 Face 300 x 300 Connection:568901 | Autodesk Revit MEP 2011 | IfcFlowTerminal | 0JGTSjcSn7v8o$ZI4qc4_e | n/a | n/a | n/a | n/a | n/a | n/a
Supply Diffuser 600 Face- 274 | danielle.r.love@usace.army.mil | 2011-09-14T17:02:59 | Supply Diffuser 600 Face | 2D18 | M_Supply Diffuser:600 x 600 Face 300 x 300 Connection:600 x 600 Face 300 x 300 Connection:568902 | Autodesk Revit MEP 2011 | IfcFlowTerminal | 0JGTSjcSn7v8o$ZI4qc4_h | n/a | n/a | n/a | n/a | n/a | n/a
Supply Diffuser 600 Face- 275 | danielle.r.love@usace.army.mil | 2011-09-14T17:02:59 | Supply Diffuser 600 Face | 2D18 | M_Supply Diffuser:600 x 600 Face 300 x 300 Connection:600 x 600 Face 300 x 300 Connection:568903 | Autodesk Revit MEP 2011 | IfcFlowTerminal | 0JGTSjcSn7v8o$ZI4qc4_g | n/a | n/a | n/a | n/a | n/a | n/a
Supply Diffuser 600 Face- 276 | danielle.r.love@usace.army.mil | 2011-09-14T17:02:59 | Supply Diffuser 600 Face | 2D19 | M_Supply Diffuser:600 x 600 Face 300 x 300 Connection:600 x 600 Face 300 x 300 Connection:568891 | Autodesk Revit MEP 2011 | IfcFlowTerminal | 0JGTSjcSn7v8o$ZI4qc4$M | n/a | n/a | n/a | n/a | n/a | n/a
Supply Diffuser 600 Face- 277 | danielle.r.love@usace.army.mil | 2011-09-14T17:02:59 | Supply Diffuser 600 Face | 2D20 | M_Supply Diffuser:600 x 600 Face 300 x 300 Connection:600 x 600 Face 300 x 300 Connection:568887 | Autodesk Revit MEP 2011 | IfcFlowTerminal | 0JGTSjcSn7v8o$ZI4qc4$Q | n/a | n/a | n/a | n/a | n/a | n/a
Supply Diffuser 600 Face- 278 | danielle.r.love@usace.army.mil | 2011-09-14T17:02:59 | Supply Diffuser 600 Face | 2D20 | M_Supply Diffuser:600 x 600 Face 300 x 300 Connection:600 x 600 Face 300 x 300 Connection:568888 | Autodesk Revit MEP 2011 | IfcFlowTerminal | 0JGTSjcSn7v8o$ZI4qc4$L | n/a | n/a | n/a | n/a | n/a | n/a
Supply Diffuser 600 Face- 279 | danielle.r.love@usace.army.mil | 2011-09-14T17:02:59 | Supply Diffuser 600 Face | 2D21 | M_Supply Diffuser:600 x 600 Face 300 x 300 Connection:600 x 600 Face 300 x 300 Connection:568889 | Autodesk Revit MEP 2011 | IfcFlowTerminal | 0JGTSjcSn7v8o$ZI4qc4$K | n/a | n/a | n/a | n/a | n/a | n/a
Supply Diffuser 600 Face- 280 | danielle.r.love@usace.army.mil | 2011-09-14T17:02:59 | Supply Diffuser 600 Face | 2D21 | M_Supply Diffuser:600 x 600 Face 300 x 300 Connection:600 x 600 Face 300 x 300 Connection:568890 | Autodesk Revit MEP 2011 | IfcFlowTerminal | 0JGTSjcSn7v8o$ZI4qc4$N | n/a | n/a | n/a | n/a | n/a | n/a
Supply Diffuser 600 Face- 281 | danielle.r.love@usace.army.mil | 2011-09-14T17:02:59 | Supply Diffuser 600 Face | 2DC1 | M_Supply Diffuser:600 x 600 Face 300 x 300 Connection:600 x 600 Face 300 x 300 Connection:569726 | Autodesk Revit MEP 2011 | IfcFlowTerminal | 0JGTSjcSn7v8o$ZI4qc52J | n/a | n/a | n/a | n/a | n/a | n/a
Supply Diffuser 600 Face- 282 | danielle.r.love@usace.army.mil | 2011-09-14T17:02:59 | Supply Diffuser 600 Face | 2DC2 | M_Supply Diffuser:600 x 600 Face 300 x 300 Connection:600 x 600 Face 300 x 300 Connection:568853 | Autodesk Revit MEP 2011 | IfcFlowTerminal | 0JGTSjcSn7v8o$ZI4qc4$u | n/a | n/a | n/a | n/a | n/a | n/a
Supply Diffuser 600 Face- 283 | danielle.r.love@usace.army.mil | 2011-09-14T17:02:59 | Supply Diffuser 600 Face | 2DC2 | M_Supply Diffuser:600 x 600 Face 300 x 300 Connection:600 x 600 Face 300 x 300 Connection:568854 | Autodesk Revit MEP 2011 | IfcFlowTerminal | 0JGTSjcSn7v8o$ZI4qc4$x | n/a | n/a | n/a | n/a | n/a | n/a
Supply Diffuser Sidewall 200mm- 01 | danielle.r.love@usace.army.mil | 2011-09-14T17:02:59 | Supply Diffuser Sidewall 200mm | 2C18 | M_Supply Diffuser - Sidewall:200mm:200mm:1116041 | Autodesk Revit MEP 2011 | IfcFlowTerminal | 00LQg9ZsnBaewNyvdjRop9 | n/a | n/a | n/a | n/a | n/a | n/a
Supply Diffuser Sidewall 400mm- 01 | danielle.r.love@usace.army.mil | 2011-09-14T17:02:59 | Supply Diffuser Sidewall 400mm | 1E19 | M_Supply Diffuser - Sidewall:400mm:400mm:1089954 | Autodesk Revit MEP 2011 | IfcFlowTerminal | 1mlwpDw8T3LAMlXTO2653U | n/a | n/a | n/a | n/a | n/a | n/a
Supply Diffuser Sidewall 400mm- 02 | danielle.r.love@usace.army.mil | 2011-09-14T17:02:59 | Supply Diffuser Sidewall 400mm | 2AC1 | M_Supply Diffuser - Sidewall:400mm:400mm:1116499 | Autodesk Revit MEP 2011 | IfcFlowTerminal | 1FViRng_zCjwWIGIQPkJd3 | n/a | n/a | n/a | n/a | n/a | n/a
Supply Diffuser Sidewall 400mm- 03 | danielle.r.love@usace.army.mil | 2011-09-14T17:02:59 | Supply Diffuser Sidewall 400mm | 2BC1 | M_Supply Diffuser - Sidewall:400mm:400mm:1116661 | Autodesk Revit MEP 2011 | IfcFlowTerminal | 1FViRng_zCjwWIGIQPkJbb | n/a | n/a | n/a | n/a | n/a | n/a
Supply Diffuser Sidewall 800 mm- 01 | danielle.r.love@usace.army.mil | 2011-09-14T17:02:59 | Supply Diffuser Sidewall 800 mm | 1AC1 | M_Supply Diffuser - Sidewall:800mm:800mm:570479 | Autodesk Revit MEP 2011 | IfcFlowTerminal | 0JGTSjcSn7v8o$ZI4qc5M2 | n/a | n/a | n/a | n/a | n/a | n/a
Supply Diffuser Sidewall 800 mm- 02 | danielle.r.love@usace.army.mil | 2011-09-14T17:02:59 | Supply Diffuser Sidewall 800 mm | 1AC1 | M_Supply Diffuser - Sidewall:800mm:800mm:570480 | Autodesk Revit MEP 2011 | IfcFlowTerminal | 0JGTSjcSn7v8o$ZI4qc5MT | n/a | n/a | n/a | n/a | n/a | n/a
Supply Diffuser Sidewall 800 mm- 03 | danielle.r.love@usace.army.mil | 2011-09-14T17:02:59 | Supply Diffuser Sidewall 800 mm | 1AC1 | M_Supply Diffuser - Sidewall:800mm:800mm:570512 | Autodesk Revit MEP 2011 | IfcFlowTerminal | 0JGTSjcSn7v8o$ZI4qc5Lz | n/a | n/a | n/a | n/a | n/a | n/a
Supply Diffuser Sidewall 800 mm- 04 | danielle.r.love@usace.army.mil | 2011-09-14T17:02:59 | Supply Diffuser Sidewall 800 mm | 1AC1 | M_Supply Diffuser - Sidewall:800mm:800mm:570513 | Autodesk Revit MEP 2011 | IfcFlowTerminal | 0JGTSjcSn7v8o$ZI4qc5Ly | n/a | n/a | n/a | n/a | n/a | n/a
Supply Diffuser Sidewall 800 mm- 05 | danielle.r.love@usace.army.mil | 2011-09-14T17:02:59 | Supply Diffuser Sidewall 800 mm | 1AC1 | M_Supply Diffuser - Sidewall:800mm:800mm:570515 | Autodesk Revit MEP 2011 | IfcFlowTerminal | 0JGTSjcSn7v8o$ZI4qc5L_ | n/a | n/a | n/a | n/a | n/a | n/a
Supply Diffuser Sidewall 800 mm- 06 | danielle.r.love@usace.army.mil | 2011-09-14T17:02:59 | Supply Diffuser Sidewall 800 mm | 1AC1 | M_Supply Diffuser - Sidewall:800mm:800mm:570518 | Autodesk Revit MEP 2011 | IfcFlowTerminal | 0JGTSjcSn7v8o$ZI4qc5Lx | n/a | n/a | n/a | n/a | n/a | n/a
Supply Diffuser Sidewall 800 mm- 07 | danielle.r.love@usace.army.mil | 2011-09-14T17:02:59 | Supply Diffuser Sidewall 800 mm | 1AC1 | M_Supply Diffuser - Sidewall:800mm:800mm:570514 | Autodesk Revit MEP 2011 | IfcFlowTerminal | 0JGTSjcSn7v8o$ZI4qc5L$ | n/a | n/a | n/a | n/a | n/a | n/a
Supply Diffuser Sidewall 800 mm- 08 | danielle.r.love@usace.army.mil | 2011-09-14T17:02:59 | Supply Diffuser Sidewall 800 mm | 1AC1 | M_Supply Diffuser - Sidewall:800mm:800mm:570519 | Autodesk Revit MEP 2011 | IfcFlowTerminal | 0JGTSjcSn7v8o$ZI4qc5Lw | n/a | n/a | n/a | n/a | n/a | n/a
Supply Diffuser Sidewall 800 mm- 09 | danielle.r.love@usace.army.mil | 2011-09-14T17:02:59 | Supply Diffuser Sidewall 800 mm | 1B01 | M_Supply Diffuser - Sidewall:800mm:800mm:570516 | Autodesk Revit MEP 2011 | IfcFlowTerminal | 0JGTSjcSn7v8o$ZI4qc5Lv | n/a | n/a | n/a | n/a | n/a | n/a
Supply Diffuser Sidewall 800 mm- 10 | danielle.r.love@usace.army.mil | 2011-09-14T17:02:59 | Supply Diffuser Sidewall 800 mm | 1B01 | M_Supply Diffuser - Sidewall:800mm:800mm:570517 | Autodesk Revit MEP 2011 | IfcFlowTerminal | 0JGTSjcSn7v8o$ZI4qc5Lu | n/a | n/a | n/a | n/a | n/a | n/a
Supply Diffuser Sidewall 800 mm- 11 | danielle.r.love@usace.army.mil | 2011-09-14T17:02:59 | Supply Diffuser Sidewall 800 mm | 1D01 | M_Supply Diffuser - Sidewall:800mm:800mm:570476 | Autodesk Revit MEP 2011 | IfcFlowTerminal | 0JGTSjcSn7v8o$ZI4qc5M1 | n/a | n/a | n/a | n/a | n/a | n/a
Supply Diffuser Sidewall 800 mm- 12 | danielle.r.love@usace.army.mil | 2011-09-14T17:02:59 | Supply Diffuser Sidewall 800 mm | 1D08 | M_Supply Diffuser - Sidewall:800mm:800mm:570475 | Autodesk Revit MEP 2011 | IfcFlowTerminal | 2eRRTEvDX70OpLfCczdGwu | n/a | n/a | n/a | n/a | n/a | n/a
Supply Diffuser Sidewall 800 mm- 13 | danielle.r.love@usace.army.mil | 2011-09-14T17:02:59 | Supply Diffuser Sidewall 800 mm | 1D35 | M_Supply Diffuser - Sidewall:800mm:800mm:570508 | Autodesk Revit MEP 2011 | IfcFlowTerminal | 0JGTSjcSn7v8o$ZI4qc5LX | n/a | n/a | n/a | n/a | n/a | n/a
Supply Diffuser Sidewall 800 mm- 14 | danielle.r.love@usace.army.mil | 2011-09-14T17:02:59 | Supply Diffuser Sidewall 800 mm | 1D39 | M_Supply Diffuser - Sidewall:800mm:800mm:570509 | Autodesk Revit MEP 2011 | IfcFlowTerminal | 0JGTSjcSn7v8o$ZI4qc5LW | n/a | n/a | n/a | n/a | n/a | n/a
Supply Diffuser Sidewall 800 mm- 15 | danielle.r.love@usace.army.mil | 2011-09-14T17:02:59 | Supply Diffuser Sidewall 800 mm | 1DC1 | M_Supply Diffuser - Sidewall:800mm:800mm:570477 | Autodesk Revit MEP 2011 | IfcFlowTerminal | 0JGTSjcSn7v8o$ZI4qc5M0 | n/a | n/a | n/a | n/a | n/a | n/a
Supply Diffuser Sidewall 800 mm- 16 | danielle.r.love@usace.army.mil | 2011-09-14T17:02:59 | Supply Diffuser Sidewall 800 mm | 1DC1 | M_Supply Diffuser - Sidewall:800mm:800mm:570478 | Autodesk Revit MEP 2011 | IfcFlowTerminal | 0JGTSjcSn7v8o$ZI4qc5M3 | n/a | n/a | n/a | n/a | n/a | n/a
Supply Diffuser Sidewall 800 mm- 17 | danielle.r.love@usace.army.mil | 2011-09-14T17:02:59 | Supply Diffuser Sidewall 800 mm | 1DC1 | M_Supply Diffuser - Sidewall:800mm:800mm:570510 | Autodesk Revit MEP 2011 | IfcFlowTerminal | 0JGTSjcSn7v8o$ZI4qc5LZ | n/a | n/a | n/a | n/a | n/a | n/a
Supply Diffuser Sidewall 800 mm- 18 | danielle.r.love@usace.army.mil | 2011-09-14T17:02:59 | Supply Diffuser Sidewall 800 mm | 1DC1 | M_Supply Diffuser - Sidewall:800mm:800mm:570511 | Autodesk Revit MEP 2011 | IfcFlowTerminal | 0JGTSjcSn7v8o$ZI4qc5LY | n/a | n/a | n/a | n/a | n/a | n/a
Supply Diffuser Sidewall Standard- 01 | danielle.r.love@usace.army.mil | 2011-09-14T17:02:59 | Supply Diffuser Sidewall Standard | 1AC1 | M_Supply Diffuser - Sidewall:Standard:Standard:570487 | Autodesk Revit MEP 2011 | IfcFlowTerminal | 3T0_ubSAbEWwkWh9Y12K4A | n/a | n/a | n/a | n/a | n/a | n/a
Supply Diffuser Sidewall Standard- 02 | danielle.r.love@usace.army.mil | 2011-09-14T17:02:59 | Supply Diffuser Sidewall Standard | 1AC1 | M_Supply Diffuser - Sidewall:Standard:Standard:570488 | Autodesk Revit MEP 2011 | IfcFlowTerminal | 0JGTSjcSn7v8o$ZI4qc5ML | n/a | n/a | n/a | n/a | n/a | n/a
Supply Diffuser Sidewall Standard- 03 | danielle.r.love@usace.army.mil | 2011-09-14T17:02:59 | Supply Diffuser Sidewall Standard | 1AC1 | M_Supply Diffuser - Sidewall:Standard:Standard:570489 | Autodesk Revit MEP 2011 | IfcFlowTerminal | 0JGTSjcSn7v8o$ZI4qc5MK | n/a | n/a | n/a | n/a | n/a | n/a
Supply Diffuser Sidewall Standard- 04 | danielle.r.love@usace.army.mil | 2011-09-14T17:02:59 | Supply Diffuser Sidewall Standard | 1AC1 | M_Supply Diffuser - Sidewall:Standard:Standard:570490 | Autodesk Revit MEP 2011 | IfcFlowTerminal | 0JGTSjcSn7v8o$ZI4qc5MN | n/a | n/a | n/a | n/a | n/a | n/a
Supply Diffuser Sidewall Standard- 05 | danielle.r.love@usace.army.mil | 2011-09-14T17:02:59 | Supply Diffuser Sidewall Standard | 1AC1 | M_Supply Diffuser - Sidewall:Standard:Standard:570495 | Autodesk Revit MEP 2011 | IfcFlowTerminal | 0JGTSjcSn7v8o$ZI4qc5MI | n/a | n/a | n/a | n/a | n/a | n/a
Supply Diffuser Sidewall Standard- 06 | danielle.r.love@usace.army.mil | 2011-09-14T17:02:59 | Supply Diffuser Sidewall Standard | 1AC1 | M_Supply Diffuser - Sidewall:Standard:Standard:570496 | Autodesk Revit MEP 2011 | IfcFlowTerminal | 0JGTSjcSn7v8o$ZI4qc5Lj | n/a | n/a | n/a | n/a | n/a | n/a
TABLE,PROCESS-LAB,MBl,8DR-965 x 1830 x 760-01 | bill.east@us.army.mil | 2013-02-28T01:01:01 | Equip-E2401 | 1B04 | TABLE,PROCESS-LAB,MBl,8DR-965 x 1830 x 760 | n/a | n/a | n/a | n/a | n/a | n/a | n/a | n/a | n/a
TABLE-EXAM/TREAT-CABINET-840 x 710 x 1195-01 | bill.east@us.army.mil | 2013-02-28T01:01:01 | Equip-M9025 | 1D07 | TABLE-EXAM/TREAT-CABINET-840 x 710 x 1195 | n/a | n/a | n/a | n/a | n/a | n/a | n/a | n/a | n/a
TABLE-EXAM/TREAT-CABINET-840 x 710 x 1195-02 | bill.east@us.army.mil | 2013-02-28T01:01:01 | Equip-M9025 | 1D02 | TABLE-EXAM/TREAT-CABINET-840 x 710 x 1195 | n/a | n/a | n/a | n/a | n/a | n/a | n/a | n/a | n/a
TABLE-EXAM/TREAT-CABINET-840 x 710 x 1195-03 | bill.east@us.army.mil | 2013-02-28T01:01:01 | Equip-M9025 | 1D08 | TABLE-EXAM/TREAT-CABINET-840 x 710 x 1195 | n/a | n/a | n/a | n/a | n/a | n/a | n/a | n/a | n/a
TABLE-EXAM/TREAT-CABINET-840 x 710 x 1195-04 | bill.east@us.army.mil | 2013-02-28T01:01:01 | Equip-M9025 | 1D09 | TABLE-EXAM/TREAT-CABINET-840 x 710 x 1195 | n/a | n/a | n/a | n/a | n/a | n/a | n/a | n/a | n/a
TABLE-EXAM/TREAT-CABINET-840 x 710 x 1195-05 | bill.east@us.army.mil | 2013-02-28T01:01:01 | Equip-M9025 | 1D10 | TABLE-EXAM/TREAT-CABINET-840 x 710 x 1195 | n/a | n/a | n/a | n/a | n/a | n/a | n/a | n/a | n/a
TABLE-EXAM/TREAT-CABINET-840 x 710 x 1195-06 | bill.east@us.army.mil | 2013-02-28T01:01:01 | Equip-M9025 | 1D11 | TABLE-EXAM/TREAT-CABINET-840 x 710 x 1195 | n/a | n/a | n/a | n/a | n/a | n/a | n/a | n/a | n/a
TABLE-EXAM/TREAT-CABINET-840 x 710 x 1195-07 | bill.east@us.army.mil | 2013-02-28T01:01:01 | Equip-M9025 | 1D13 | TABLE-EXAM/TREAT-CABINET-840 x 710 x 1195 | n/a | n/a | n/a | n/a | n/a | n/a | n/a | n/a | n/a
TABLE-EXAM/TREAT-CABINET-840 x 710 x 1195-08 | bill.east@us.army.mil | 2013-02-28T01:01:01 | Equip-M9025 | 1D35 | TABLE-EXAM/TREAT-CABINET-840 x 710 x 1195 | n/a | n/a | n/a | n/a | n/a | n/a | n/a | n/a | n/a
TABLE-EXAM/TREAT-CABINET-840 x 710 x 1195-09 | bill.east@us.army.mil | 2013-02-28T01:01:01 | Equip-M9025 | 1D34 | TABLE-EXAM/TREAT-CABINET-840 x 710 x 1195 | n/a | n/a | n/a | n/a | n/a | n/a | n/a | n/a | n/a
TABLE-EXAM/TREAT-CABINET-840 x 710 x 1195-10 | bill.east@us.army.mil | 2013-02-28T01:01:01 | Equip-M9025 | 1D36 | TABLE-EXAM/TREAT-CABINET-840 x 710 x 1195 | n/a | n/a | n/a | n/a | n/a | n/a | n/a | n/a | n/a
TABLE-EXAM/TREAT-CABINET-840 x 710 x 1195-11 | bill.east@us.army.mil | 2013-02-28T01:01:01 | Equip-M9025 | 1D28 | TABLE-EXAM/TREAT-CABINET-840 x 710 x 1195 | n/a | n/a | n/a | n/a | n/a | n/a | n/a | n/a | n/a
TABLE-EXAM/TREAT-CABINET-840 x 710 x 1195-12 | bill.east@us.army.mil | 2013-02-28T01:01:01 | Equip-M9025 | 1D32 | TABLE-EXAM/TREAT-CABINET-840 x 710 x 1195 | n/a | n/a | n/a | n/a | n/a | n/a | n/a | n/a | n/a
TABLE-EXAM/TREAT-CABINET-840 x 710 x 1195-13 | bill.east@us.army.mil | 2013-02-28T01:01:01 | Equip-M9025 | 1D40 | TABLE-EXAM/TREAT-CABINET-840 x 710 x 1195 | n/a | n/a | n/a | n/a | n/a | n/a | n/a | n/a | n/a
TABLE-EXAM-PROCTO-ELEC/HYD-01 | bill.east@us.army.mil | 2013-02-28T01:01:01 | Equip-M9065 | 1D05 | TABLE-EXAM-PROCTO-ELEC/HYD | n/a | n/a | n/a | n/a | n/a | n/a | n/a | n/a | n/a
TABLE-MICROSCOPE-48W x 300-01 | bill.east@us.army.mil | 2013-02-28T01:01:01 | Equip-L0090M | 1B04 | TABLE-MICROSCOPE-48W x 300 | n/a | n/a | n/a | n/a | n/a | n/a | n/a | n/a | n/a
TABLE-MICROSCOPE-48W x 300-02 | bill.east@us.army.mil | 2013-02-28T01:01:01 | Equip-L0090M | 1B04 | TABLE-MICROSCOPE-48W x 300 | n/a | n/a | n/a | n/a | n/a | n/a | n/a | n/a | n/a
TABLE-PROCESS-LAB-MBl-6DR-965 x 1220 x 760-01 | bill.east@us.army.mil | 2013-02-28T01:01:01 | Equip-E2302 | 1B04 | TABLE-PROCESS-LAB-MBl-6DR-965 x 1220 x 760 | n/a | n/a | n/a | n/a | n/a | n/a | n/a | n/a | n/a
TACKBOARD-MOD-W/P/H-1220 x 1220 x 38-01 | bill.east@us.army.mil | 2013-02-28T01:01:01 | Equip-E2900 | 1D06 | TACKBOARD-MOD-W/P/H-1220 x 1220 x 38 | n/a | n/a | n/a | n/a | n/a | n/a | n/a | n/a | n/a
TELEVISION-COLOR-455 x 480 x 510-55-70LB-01 | bill.east@us.army.mil | 2013-02-28T01:01:01 | Equip-M0500 | 1A10 | TELEVISION-COLOR-455 x 480 x 510-55-70LB | n/a | n/a | n/a | n/a | n/a | n/a | n/a | n/a | n/a
TELEVISION-COLOR-455 x 480 x 510-55-70LB-02 | bill.east@us.army.mil | 2013-02-28T01:01:01 | Equip-M0500 | 1B10 | TELEVISION-COLOR-455 x 480 x 510-55-70LB | n/a | n/a | n/a | n/a | n/a | n/a | n/a | n/a | n/a
TELEVISION-COLOR-455 x 480 x 510-55-70LB-03 | bill.east@us.army.mil | 2013-02-28T01:01:01 | Equip-M0500 | 1C18 | TELEVISION-COLOR-455 x 480 x 510-55-70LB | n/a | n/a | n/a | n/a | n/a | n/a | n/a | n/a | n/a
TELEVISION-COLOR-455 x 480 x 510-55-70LB-04 | bill.east@us.army.mil | 2013-02-28T01:01:01 | Equip-M0500 | 1D21 | TELEVISION-COLOR-455 x 480 x 510-55-70LB | n/a | n/a | n/a | n/a | n/a | n/a | n/a | n/a | n/a
TELEVISION-COLOR-455 x 480 x 510-55-70LB-05 | bill.east@us.army.mil | 2013-02-28T01:01:01 | Equip-M0500 | 1D22 | TELEVISION-COLOR-455 x 480 x 510-55-70LB | n/a | n/a | n/a | n/a | n/a | n/a | n/a | n/a | n/a
TELEVISION-COLOR-455 x 480 x 510-55-70LB-06 | bill.east@us.army.mil | 2013-02-28T01:01:01 | Equip-M0500 | 1D23 | TELEVISION-COLOR-455 x 480 x 510-55-70LB | n/a | n/a | n/a | n/a | n/a | n/a | n/a | n/a | n/a
TELEVISION-COLOR-455 x 480 x 510-55-70LB-07 | bill.east@us.army.mil | 2013-02-28T01:01:01 | Equip-M0500 | 1D33 | TELEVISION-COLOR-455 x 480 x 510-55-70LB | n/a | n/a | n/a | n/a | n/a | n/a | n/a | n/a | n/a
TELEVISION-COLOR-455 x 480 x 510-55-70LB-08 | bill.east@us.army.mil | 2013-02-28T01:01:01 | Equip-M0500 | 1E04 | TELEVISION-COLOR-455 x 480 x 510-55-70LB | n/a | n/a | n/a | n/a | n/a | n/a | n/a | n/a | n/a
TELEVISION-COLOR-455 x 480 x 510-55-70LB-09 | bill.east@us.army.mil | 2013-02-28T01:01:01 | Equip-M0500 | 1E07 | TELEVISION-COLOR-455 x 480 x 510-55-70LB | n/a | n/a | n/a | n/a | n/a | n/a | n/a | n/a | n/a
TELEVISION-COLOR-455 x 480 x 510-55-70LB-10 | bill.east@us.army.mil | 2013-02-28T01:01:01 | Equip-M0500 | 1E11 | TELEVISION-COLOR-455 x 480 x 510-55-70LB | n/a | n/a | n/a | n/a | n/a | n/a | n/a | n/a | n/a
TELEVISION-COLOR-455 x 480 x 510-55-70LB-11 | bill.east@us.army.mil | 2013-02-28T01:01:01 | Equip-M0500 | 2A11 | TELEVISION-COLOR-455 x 480 x 510-55-70LB | n/a | n/a | n/a | n/a | n/a | n/a | n/a | n/a | n/a
TELEVISION-COLOR-455 x 480 x 510-55-70LB-12 | bill.east@us.army.mil | 2013-02-28T01:01:01 | Equip-M0500 | 2B03 | TELEVISION-COLOR-455 x 480 x 510-55-70LB | n/a | n/a | n/a | n/a | n/a | n/a | n/a | n/a | n/a
TELEVISION-COLOR-455 x 480 x 510-55-70LB-13 | bill.east@us.army.mil | 2013-02-28T01:01:01 | Equip-M0500 | 2B04 | TELEVISION-COLOR-455 x 480 x 510-55-70LB | n/a | n/a | n/a | n/a | n/a | n/a | n/a | n/a | n/a
TELEVISION-COLOR-455 x 480 x 510-55-70LB-14 | bill.east@us.army.mil | 2013-02-28T01:01:01 | Equip-M0500 | 2B11 | TELEVISION-COLOR-455 x 480 x 510-55-70LB | n/a | n/a | n/a | n/a | n/a | n/a | n/a | n/a | n/a
TELEVISION-COLOR-455 x 480 x 510-55-70LB-15 | bill.east@us.army.mil | 2013-02-28T01:01:01 | Equip-M0500 | 2B15 | TELEVISION-COLOR-455 x 480 x 510-55-70LB | n/a | n/a | n/a | n/a | n/a | n/a | n/a | n/a | n/a
TELEVISION-COLOR-455 x 480 x 510-55-70LB-16 | bill.east@us.army.mil | 2013-02-28T01:01:01 | Equip-M0500 | 2C22 | TELEVISION-COLOR-455 x 480 x 510-55-70LB | n/a | n/a | n/a | n/a | n/a | n/a | n/a | n/a | n/a
TELEVISION-COLOR-455 x 480 x 510-55-70LB-17 | bill.east@us.army.mil | 2013-02-28T01:01:01 | Equip-M0500 | 2D20 | TELEVISION-COLOR-455 x 480 x 510-55-70LB | n/a | n/a | n/a | n/a | n/a | n/a | n/a | n/a | n/a
THERMAL DISINFECTOR-01 | bill.east@us.army.mil | 2013-02-28T01:01:01 | Equip-S4700 | 2C10 | THERMAL DISINFECTOR | n/a | n/a | n/a | n/a | n/a | n/a | n/a | n/a | n/a
THERMAL DISINFECTOR-02 | bill.east@us.army.mil | 2013-02-28T01:01:01 | Equip-S4700 | 2C10 | THERMAL DISINFECTOR | n/a | n/a | n/a | n/a | n/a | n/a | n/a | n/a | n/a
THERMAL DISINFECTOR-03 | bill.east@us.army.mil | 2013-02-28T01:01:01 | Equip-S4700 | 2C10 | THERMAL DISINFECTOR | n/a | n/a | n/a | n/a | n/a | n/a | n/a | n/a | n/a
TOILET-W/H-SIPHON JET-01 | bill.east@us.army.mil | 2013-02-28T01:01:01 | Equip-P9050 | 1D04 | TOILET-W/H-SIPHON JET | n/a | n/a | n/a | n/a | n/a | n/a | n/a | n/a | n/a
TOILET-W/H-SIPHON JET-02 | bill.east@us.army.mil | 2013-02-28T01:01:01 | Equip-P9050 | 1D14 | TOILET-W/H-SIPHON JET | n/a | n/a | n/a | n/a | n/a | n/a | n/a | n/a | n/a
TOILET-W/H-SIPHON JET-03 | bill.east@us.army.mil | 2013-02-28T01:01:01 | Equip-P9050 | 1D26 | TOILET-W/H-SIPHON JET | n/a | n/a | n/a | n/a | n/a | n/a | n/a | n/a | n/a
Towel Dispensers - receptical:Semi-Recessed:Semi-Recessed:445047 | mariangelica.carrasquillo@usace.army.mil | 2011-09-14T16:57:53 | Towel Dispenser | 1C12 | M_Towel Dispensers - receptical:Semi-Recessed:Semi-Recessed:445047 | Autodesk Revit Architecture 2011 | IfcFlowTerminal | 1RpBDt6Yr8Wx86BEv6XsVo | n/a | n/a | n/a | n/a | n/a | n/a
Towel Dispensers - receptical:Semi-Recessed:Semi-Recessed:446560 | mariangelica.carrasquillo@usace.army.mil | 2011-09-14T16:57:53 | Towel Dispenser | 1D18 | M_Towel Dispensers - receptical:Semi-Recessed:Semi-Recessed:446560 | Autodesk Revit Architecture 2011 | IfcFlowTerminal | 1DK25N9_HAXeOalNKVei5L | n/a | n/a | n/a | n/a | n/a | n/a
Towel Dispensers - receptical:Semi-Recessed:Semi-Recessed:446621 | mariangelica.carrasquillo@usace.army.mil | 2011-09-14T16:57:53 | Towel Dispenser | 1D14 | M_Towel Dispensers - receptical:Semi-Recessed:Semi-Recessed:446621 | Autodesk Revit Architecture 2011 | IfcFlowTerminal | 1DK25N9_HAXeOalNKVei6e | n/a | n/a | n/a | n/a | n/a | n/a
Towel Dispensers - receptical:Semi-Recessed:Semi-Recessed:446729 | mariangelica.carrasquillo@usace.army.mil | 2011-09-14T16:57:53 | Towel Dispenser | 1D04 | M_Towel Dispensers - receptical:Semi-Recessed:Semi-Recessed:446729 | Autodesk Revit Architecture 2011 | IfcFlowTerminal | 1DK25N9_HAXeOalNKVei0y | n/a | n/a | n/a | n/a | n/a | n/a
Towel Dispensers - receptical:Semi-Recessed:Semi-Recessed:447051 | mariangelica.carrasquillo@usace.army.mil | 2011-09-14T16:57:53 | Towel Dispenser | 1A12 | M_Towel Dispensers - receptical:Semi-Recessed:Semi-Recessed:447051 | Autodesk Revit Architecture 2011 | IfcFlowTerminal | 1DK25N9_HAXeOalNKVeiD_ | n/a | n/a | n/a | n/a | n/a | n/a
Towel Dispensers - receptical:Semi-Recessed:Semi-Recessed:447354 | mariangelica.carrasquillo@usace.army.mil | 2011-09-14T16:57:53 | Towel Dispenser | 1A09 | M_Towel Dispensers - receptical:Semi-Recessed:Semi-Recessed:447354 | Autodesk Revit Architecture 2011 | IfcFlowTerminal | 1DK25N9_HAXeOalNKVei9F | n/a | n/a | n/a | n/a | n/a | n/a
Towel Dispensers - receptical:Semi-Recessed:Semi-Recessed:447624 | mariangelica.carrasquillo@usace.army.mil | 2011-09-14T16:57:53 | Towel Dispenser | 1A13 | M_Towel Dispensers - receptical:Semi-Recessed:Semi-Recessed:447624 | Autodesk Revit Architecture 2011 | IfcFlowTerminal | 1DK25N9_HAXeOalNKVeiMz | n/a | n/a | n/a | n/a | n/a | n/a
Towel Dispensers - receptical:Semi-Recessed:Semi-Recessed:448412 | mariangelica.carrasquillo@usace.army.mil | 2011-09-14T16:57:53 | Towel Dispenser | 1B02 | M_Towel Dispensers - receptical:Semi-Recessed:Semi-Recessed:448412 | Autodesk Revit Architecture 2011 | IfcFlowTerminal | 1DK25N9_HAXeOalNKVeiQf | n/a | n/a | n/a | n/a | n/a | n/a
Towel Dispensers - receptical:Semi-Recessed:Semi-Recessed:448627 | mariangelica.carrasquillo@usace.army.mil | 2011-09-14T16:57:53 | Towel Dispenser | 1B05 | M_Towel Dispensers - receptical:Semi-Recessed:Semi-Recessed:448627 | Autodesk Revit Architecture 2011 | IfcFlowTerminal | 1DK25N9_HAXeOalNKVeib6 | n/a | n/a | n/a | n/a | n/a | n/a
Towel Dispensers - receptical:Semi-Recessed:Semi-Recessed:448708 | mariangelica.carrasquillo@usace.army.mil | 2011-09-14T16:57:53 | Towel Dispenser | 1B11 | M_Towel Dispensers - receptical:Semi-Recessed:Semi-Recessed:448708 | Autodesk Revit Architecture 2011 | IfcFlowTerminal | 1DK25N9_HAXeOalNKVeidn | n/a | n/a | n/a | n/a | n/a | n/a
Towel Dispensers - receptical:Semi-Recessed:Semi-Recessed:448821 | mariangelica.carrasquillo@usace.army.mil | 2011-09-14T16:57:53 | Towel Dispenser | 1E10 | M_Towel Dispensers - receptical:Semi-Recessed:Semi-Recessed:448821 | Autodesk Revit Architecture 2011 | IfcFlowTerminal | 1DK25N9_HAXeOalNKVeiW0 | n/a | n/a | n/a | n/a | n/a | n/a
Towel Dispensers - receptical:Semi-Recessed:Semi-Recessed:449231 | mariangelica.carrasquillo@usace.army.mil | 2011-09-14T16:57:53 | Towel Dispenser | 1E09 | M_Towel Dispensers - receptical:Semi-Recessed:Semi-Recessed:449231 | Autodesk Revit Architecture 2011 | IfcFlowTerminal | 1DK25N9_HAXeOalNKVeilw | n/a | n/a | n/a | n/a | n/a | n/a
Towel Dispensers - receptical:Semi-Recessed:Semi-Recessed:449283 | mariangelica.carrasquillo@usace.army.mil | 2011-09-14T16:57:53 | Towel Dispenser | 1E12 | M_Towel Dispensers - receptical:Semi-Recessed:Semi-Recessed:449283 | Autodesk Revit Architecture 2011 | IfcFlowTerminal | 1DK25N9_HAXeOalNKVeies | n/a | n/a | n/a | n/a | n/a | n/a
Towel Dispensers - receptical:Semi-Recessed:Semi-Recessed:449421 | mariangelica.carrasquillo@usace.army.mil | 2011-09-14T16:57:53 | Towel Dispenser | 1D26 | M_Towel Dispensers - receptical:Semi-Recessed:Semi-Recessed:449421 | Autodesk Revit Architecture 2011 | IfcFlowTerminal | 1DK25N9_HAXeOalNKVeigu | n/a | n/a | n/a | n/a | n/a | n/a
Towel Dispensers - receptical:Semi-Recessed:Semi-Recessed:452118 | mariangelica.carrasquillo@usace.army.mil | 2011-09-14T16:57:53 | Towel Dispenser | 2C08 | M_Towel Dispensers - receptical:Semi-Recessed:Semi-Recessed:452118 | Autodesk Revit Architecture 2011 | IfcFlowTerminal | 1DK25N9_HAXeOalNKVelSZ | n/a | n/a | n/a | n/a | n/a | n/a
Towel Dispensers - receptical:Semi-Recessed:Semi-Recessed:452259 | mariangelica.carrasquillo@usace.army.mil | 2011-09-14T16:57:53 | Towel Dispenser | 2C07 | M_Towel Dispensers - receptical:Semi-Recessed:Semi-Recessed:452259 | Autodesk Revit Architecture 2011 | IfcFlowTerminal | 1DK25N9_HAXeOalNKVelUM | n/a | n/a | n/a | n/a | n/a | n/a
Towel Dispensers - receptical:Semi-Recessed:Semi-Recessed:452378 | mariangelica.carrasquillo@usace.army.mil | 2011-09-14T16:57:53 | Towel Dispenser | 2C24 | M_Towel Dispensers - receptical:Semi-Recessed:Semi-Recessed:452378 | Autodesk Revit Architecture 2011 | IfcFlowTerminal | 1DK25N9_HAXeOalNKVelOl | n/a | n/a | n/a | n/a | n/a | n/a
Towel Dispensers - receptical:Semi-Recessed:Semi-Recessed:452606 | mariangelica.carrasquillo@usace.army.mil | 2011-09-14T16:57:53 | Towel Dispenser | 2C23 | M_Towel Dispensers - receptical:Semi-Recessed:Semi-Recessed:452606 | Autodesk Revit Architecture 2011 | IfcFlowTerminal | 1DK25N9_HAXeOalNKVelRB | n/a | n/a | n/a | n/a | n/a | n/a
Towel Dispensers - receptical:Semi-Recessed:Semi-Recessed:452851 | mariangelica.carrasquillo@usace.army.mil | 2011-09-14T16:57:53 | Towel Dispenser | 2B05 | M_Towel Dispensers - receptical:Semi-Recessed:Semi-Recessed:452851 | Autodesk Revit Architecture 2011 | IfcFlowTerminal | 1DK25N9_HAXeOalNKVeld6 | n/a | n/a | n/a | n/a | n/a | n/a
Towel Dispensers - receptical:Semi-Recessed:Semi-Recessed:453335 | mariangelica.carrasquillo@usace.army.mil | 2011-09-14T16:57:53 | Towel Dispenser | 2B06 | M_Towel Dispensers - receptical:Semi-Recessed:Semi-Recessed:453335 | Autodesk Revit Architecture 2011 | IfcFlowTerminal | 1DK25N9_HAXeOalNKVellY | n/a | n/a | n/a | n/a | n/a | n/a
Towel Dispensers - receptical:Semi-Recessed:Semi-Recessed:453467 | mariangelica.carrasquillo@usace.army.mil | 2011-09-14T16:57:53 | Towel Dispenser | 2B22 | M_Towel Dispensers - receptical:Semi-Recessed:Semi-Recessed:453467 | Autodesk Revit Architecture 2011 | IfcFlowTerminal | 1DK25N9_HAXeOalNKVelfk | n/a | n/a | n/a | n/a | n/a | n/a
Towel Dispensers - receptical:Semi-Recessed:Semi-Recessed:453673 | mariangelica.carrasquillo@usace.army.mil | 2011-09-14T16:57:53 | Towel Dispenser | 2D13 | M_Towel Dispensers - receptical:Semi-Recessed:Semi-Recessed:453673 | Autodesk Revit Architecture 2011 | IfcFlowTerminal | 1DK25N9_HAXeOalNKVelqS | n/a | n/a | n/a | n/a | n/a | n/a
TRACK-CUBICAL-SURFACE MNTD-01 | bill.east@us.army.mil | 2013-02-28T01:01:01 | Equip-A5180 | 1C16 | TRACK-CUBICAL-SURFACE MNTD | n/a | n/a | n/a | n/a | n/a | n/a | n/a | n/a | n/a
TRACK-CUBICAL-SURFACE MNTD-02 | bill.east@us.army.mil | 2013-02-28T01:01:01 | Equip-A5180 | 1D07 | TRACK-CUBICAL-SURFACE MNTD | n/a | n/a | n/a | n/a | n/a | n/a | n/a | n/a | n/a
TRACK-CUBICAL-SURFACE MNTD-03 | bill.east@us.army.mil | 2013-02-28T01:01:01 | Equip-A5180 | 1D02 | TRACK-CUBICAL-SURFACE MNTD | n/a | n/a | n/a | n/a | n/a | n/a | n/a | n/a | n/a
TRACK-CUBICAL-SURFACE MNTD-04 | bill.east@us.army.mil | 2013-02-28T01:01:01 | Equip-A5180 | 1D08 | TRACK-CUBICAL-SURFACE MNTD | n/a | n/a | n/a | n/a | n/a | n/a | n/a | n/a | n/a
TRACK-CUBICAL-SURFACE MNTD-05 | bill.east@us.army.mil | 2013-02-28T01:01:01 | Equip-A5180 | 1D09 | TRACK-CUBICAL-SURFACE MNTD | n/a | n/a | n/a | n/a | n/a | n/a | n/a | n/a | n/a
TRACK-CUBICAL-SURFACE MNTD-06 | bill.east@us.army.mil | 2013-02-28T01:01:01 | Equip-A5180 | 1D10 | TRACK-CUBICAL-SURFACE MNTD | n/a | n/a | n/a | n/a | n/a | n/a | n/a | n/a | n/a
TRACK-CUBICAL-SURFACE MNTD-07 | bill.east@us.army.mil | 2013-02-28T01:01:01 | Equip-A5180 | 1D11 | TRACK-CUBICAL-SURFACE MNTD | n/a | n/a | n/a | n/a | n/a | n/a | n/a | n/a | n/a
TRACK-CUBICAL-SURFACE MNTD-08 | bill.east@us.army.mil | 2013-02-28T01:01:01 | Equip-A5180 | 1D13 | TRACK-CUBICAL-SURFACE MNTD | n/a | n/a | n/a | n/a | n/a | n/a | n/a | n/a | n/a
TRACK-CUBICAL-SURFACE MNTD-09 | bill.east@us.army.mil | 2013-02-28T01:01:01 | Equip-A5180 | 1D05 | TRACK-CUBICAL-SURFACE MNTD | n/a | n/a | n/a | n/a | n/a | n/a | n/a | n/a | n/a
TRACK-CUBICAL-SURFACE MNTD-10 | bill.east@us.army.mil | 2013-02-28T01:01:01 | Equip-A5180 | 1D12 | TRACK-CUBICAL-SURFACE MNTD | n/a | n/a | n/a | n/a | n/a | n/a | n/a | n/a | n/a
TRACK-CUBICAL-SURFACE MNTD-11 | bill.east@us.army.mil | 2013-02-28T01:01:01 | Equip-A5180 | 1D35 | TRACK-CUBICAL-SURFACE MNTD | n/a | n/a | n/a | n/a | n/a | n/a | n/a | n/a | n/a
TRACK-CUBICAL-SURFACE MNTD-12 | bill.east@us.army.mil | 2013-02-28T01:01:01 | Equip-A5180 | 1D34 | TRACK-CUBICAL-SURFACE MNTD | n/a | n/a | n/a | n/a | n/a | n/a | n/a | n/a | n/a
TRACK-CUBICAL-SURFACE MNTD-13 | bill.east@us.army.mil | 2013-02-28T01:01:01 | Equip-A5180 | 1D36 | TRACK-CUBICAL-SURFACE MNTD | n/a | n/a | n/a | n/a | n/a | n/a | n/a | n/a | n/a
TRACK-CUBICAL-SURFACE MNTD-14 | bill.east@us.army.mil | 2013-02-28T01:01:01 | Equip-A5180 | 1D28 | TRACK-CUBICAL-SURFACE MNTD | n/a | n/a | n/a | n/a | n/a | n/a | n/a | n/a | n/a
TRACK-CUBICAL-SURFACE MNTD-15 | bill.east@us.army.mil | 2013-02-28T01:01:01 | Equip-A5180 | 1D32 | TRACK-CUBICAL-SURFACE MNTD | n/a | n/a | n/a | n/a | n/a | n/a | n/a | n/a | n/a
TRACK-CUBICAL-SURFACE MNTD-16 | bill.east@us.army.mil | 2013-02-28T01:01:01 | Equip-A5180 | 1D38 | TRACK-CUBICAL-SURFACE MNTD | n/a | n/a | n/a | n/a | n/a | n/a | n/a | n/a | n/a
TRACK-CUBICAL-SURFACE MNTD-17 | bill.east@us.army.mil | 2013-02-28T01:01:01 | Equip-A5180 | 1D40 | TRACK-CUBICAL-SURFACE MNTD | n/a | n/a | n/a | n/a | n/a | n/a | n/a | n/a | n/a
TRACK-CUBICAL-SURFACE MNTD-18 | bill.east@us.army.mil | 2013-02-28T01:01:01 | Equip-A5180 | 1E33 | TRACK-CUBICAL-SURFACE MNTD | n/a | n/a | n/a | n/a | n/a | n/a | n/a | n/a | n/a
Transformer Switchboard- 01 | danielle.r.love@usace.army.mil | 2011-09-14T17:02:59 | Transformer Switchboard | 1B23 | M_Transformer Switchboard:914mmx673mm:MS1:860947 | Autodesk Revit MEP 2011 | IfcEnergyConversionDevice | 3aS26xLUH6pg5G3T_gyyYA | n/a | n/a | n/a | n/a | n/a | n/a
Transformer Switchboard- 02 | danielle.r.love@usace.army.mil | 2011-09-14T17:02:59 | Transformer Switchboard | 1B23 | M_Transformer Switchboard:914mmx673mm:MS2:861040 | Autodesk Revit MEP 2011 | IfcEnergyConversionDevice | 23oK9Ybpf2MPoMOri$Yi74 | n/a | n/a | n/a | n/a | n/a | n/a
UIILlTY CENTER-DENTAL-FLR MNTD-01 | bill.east@us.army.mil | 2013-02-28T01:01:01 | Equip-D7090 | 2A05 | UIILlTY CENTER-DENTAL-FLR MNTD | n/a | n/a | n/a | n/a | n/a | n/a | n/a | n/a | n/a
UIILlTY CENTER-DENTAL-FLR MNTD-02 | bill.east@us.army.mil | 2013-02-28T01:01:01 | Equip-D7090 | 2A06 | UIILlTY CENTER-DENTAL-FLR MNTD | n/a | n/a | n/a | n/a | n/a | n/a | n/a | n/a | n/a
UIILlTY CENTER-DENTAL-FLR MNTD-03 | bill.east@us.army.mil | 2013-02-28T01:01:01 | Equip-D7090 | 2A07 | UIILlTY CENTER-DENTAL-FLR MNTD | n/a | n/a | n/a | n/a | n/a | n/a | n/a | n/a | n/a
UIILlTY CENTER-DENTAL-FLR MNTD-04 | bill.east@us.army.mil | 2013-02-28T01:01:01 | Equip-D7090 | 2A09 | UIILlTY CENTER-DENTAL-FLR MNTD | n/a | n/a | n/a | n/a | n/a | n/a | n/a | n/a | n/a
UIILlTY CENTER-DENTAL-FLR MNTD-05 | bill.east@us.army.mil | 2013-02-28T01:01:01 | Equip-D7090 | 2A08 | UIILlTY CENTER-DENTAL-FLR MNTD | n/a | n/a | n/a | n/a | n/a | n/a | n/a | n/a | n/a
UIILlTY CENTER-DENTAL-FLR MNTD-06 | bill.east@us.army.mil | 2013-02-28T01:01:01 | Equip-D7090 | 2C02 | UIILlTY CENTER-DENTAL-FLR MNTD | n/a | n/a | n/a | n/a | n/a | n/a | n/a | n/a | n/a
UIILlTY CENTER-DENTAL-FLR MNTD-07 | bill.east@us.army.mil | 2013-02-28T01:01:01 | Equip-D7090 | 2C04 | UIILlTY CENTER-DENTAL-FLR MNTD | n/a | n/a | n/a | n/a | n/a | n/a | n/a | n/a | n/a
UIILlTY CENTER-DENTAL-FLR MNTD-08 | bill.east@us.army.mil | 2013-02-28T01:01:01 | Equip-D7090 | 2C09 | UIILlTY CENTER-DENTAL-FLR MNTD | n/a | n/a | n/a | n/a | n/a | n/a | n/a | n/a | n/a
UIILlTY CENTER-DENTAL-FLR MNTD-09 | bill.east@us.army.mil | 2013-02-28T01:01:01 | Equip-D7090 | 2C06 | UIILlTY CENTER-DENTAL-FLR MNTD | n/a | n/a | n/a | n/a | n/a | n/a | n/a | n/a | n/a
UIILlTY CENTER-DENTAL-FLR MNTD-10 | bill.east@us.army.mil | 2013-02-28T01:01:01 | Equip-D7090 | 2C14 | UIILlTY CENTER-DENTAL-FLR MNTD | n/a | n/a | n/a | n/a | n/a | n/a | n/a | n/a | n/a
UNIT-DENTAL-OPERA LING-D8250-01 | bill.east@us.army.mil | 2013-02-28T01:01:01 | Equip-D8250 | 2A09 | UNIT-DENTAL-OPERA LING | n/a | n/a | n/a | n/a | n/a | n/a | n/a | n/a | n/a
UNIT-DENTAL-OPERA LING-D8250-02 | bill.east@us.army.mil | 2013-02-28T01:01:01 | Equip-D8250 | 2A09 | UNIT-DENTAL-OPERA LING | n/a | n/a | n/a | n/a | n/a | n/a | n/a | n/a | n/a
UNIT-DENTAL-OPERA LING-D8250-03 | bill.east@us.army.mil | 2013-02-28T01:01:01 | Equip-D8250 | 2A08 | UNIT-DENTAL-OPERA LING | n/a | n/a | n/a | n/a | n/a | n/a | n/a | n/a | n/a
UNIT-DENTAL-OPERA LING-D8250-04 | bill.east@us.army.mil | 2013-02-28T01:01:01 | Equip-D8250 | 2A08 | UNIT-DENTAL-OPERA LING | n/a | n/a | n/a | n/a | n/a | n/a | n/a | n/a | n/a
UNIT-DENTAL-OPERA LING-D8250-05 | bill.east@us.army.mil | 2013-02-28T01:01:01 | Equip-D8250 | 2C02 | UNIT-DENTAL-OPERA LING | n/a | n/a | n/a | n/a | n/a | n/a | n/a | n/a | n/a
UNIT-DENTAL-OPERA LING-D8250-06 | bill.east@us.army.mil | 2013-02-28T01:01:01 | Equip-D8250 | 2C02 | UNIT-DENTAL-OPERA LING | n/a | n/a | n/a | n/a | n/a | n/a | n/a | n/a | n/a
UNIT-DENTAL-OPERA LING-D8250-07 | bill.east@us.army.mil | 2013-02-28T01:01:01 | Equip-D8250 | 2C04 | UNIT-DENTAL-OPERA LING | n/a | n/a | n/a | n/a | n/a | n/a | n/a | n/a | n/a
UNIT-DENTAL-OPERA LING-D8250-08 | bill.east@us.army.mil | 2013-02-28T01:01:01 | Equip-D8250 | 2C09 | UNIT-DENTAL-OPERA LING | n/a | n/a | n/a | n/a | n/a | n/a | n/a | n/a | n/a
UNIT-DENTAL-OPERA LING-D8250-09 | bill.east@us.army.mil | 2013-02-28T01:01:01 | Equip-D8250 | 2C06 | UNIT-DENTAL-OPERA LING | n/a | n/a | n/a | n/a | n/a | n/a | n/a | n/a | n/a
UNIT-DENTAL-OPERA LING-D8250-10 | bill.east@us.army.mil | 2013-02-28T01:01:01 | Equip-D8250 | 2C14 | UNIT-DENTAL-OPERA LING | n/a | n/a | n/a | n/a | n/a | n/a | n/a | n/a | n/a
UNIT-DENTAL-OPERA LING-D8350-01 | bill.east@us.army.mil | 2013-02-28T01:01:01 | Equip-D8350 | 2A05 | UNIT-DENTAL-OPERA LING | n/a | n/a | n/a | n/a | n/a | n/a | n/a | n/a | n/a
UNIT-DENTAL-OPERA LING-D8350-02 | bill.east@us.army.mil | 2013-02-28T01:01:01 | Equip-D8350 | 2A06 | UNIT-DENTAL-OPERA LING | n/a | n/a | n/a | n/a | n/a | n/a | n/a | n/a | n/a
UNIT-DENTAL-OPERA LING-D8350-03 | bill.east@us.army.mil | 2013-02-28T01:01:01 | Equip-D8350 | 2A07 | UNIT-DENTAL-OPERA LING | n/a | n/a | n/a | n/a | n/a | n/a | n/a | n/a | n/a
UNIT-EXAM-EYE-W/MTR CHAIR-PHOROPTER-01 | bill.east@us.army.mil | 2013-02-28T01:01:01 | Equip-M5600 | 1C10 | UNIT-EXAM-EYE-W/MTR CHAIR-PHOROPTER | n/a | n/a | n/a | n/a | n/a | n/a | n/a | n/a | n/a
UNIT-EXAM-EYE-W/MTR CHAIR-PHOROPTER-02 | bill.east@us.army.mil | 2013-02-28T01:01:01 | Equip-M5600 | 1C07 | UNIT-EXAM-EYE-W/MTR CHAIR-PHOROPTER | n/a | n/a | n/a | n/a | n/a | n/a | n/a | n/a | n/a
Upper Cabinet-Double Door-Wall:.7112mm:.7112mm:340892 | mariangelica.carrasquillo@usace.army.mil | 2011-09-14T16:57:53 | Cabinet Type B | 2C12 | M_Upper Cabinet-Double Door-Wall:.7112mm:.7112mm:340892 | Autodesk Revit Architecture 2011 | IfcFurnishingElement | 3by$bSHbH6$x3yk82f0IYn | n/a | n/a | n/a | n/a | n/a | n/a
Upper Cabinet-Double Door-Wall:.7112mm:.7112mm:341187 | mariangelica.carrasquillo@usace.army.mil | 2011-09-14T16:57:53 | Cabinet Type B | 2C12 | M_Upper Cabinet-Double Door-Wall:.7112mm:.7112mm:341187 | Autodesk Revit Architecture 2011 | IfcFurnishingElement | 3by$bSHbH6$x3yk82f0I$k | n/a | n/a | n/a | n/a | n/a | n/a
Upper Cabinet-Double Door-Wall:.7112mm:.7112mm:341273 | mariangelica.carrasquillo@usace.army.mil | 2011-09-14T16:57:53 | Cabinet Type B | 2C12 | M_Upper Cabinet-Double Door-Wall:.7112mm:.7112mm:341273 | Autodesk Revit Architecture 2011 | IfcFurnishingElement | 3by$bSHbH6$x3yk82f0Iuq | n/a | n/a | n/a | n/a | n/a | n/a
Upper Cabinet-Double Door-Wall:1170mm:1170mm:338233 | mariangelica.carrasquillo@usace.army.mil | 2011-09-14T16:57:53 | Cabinet Type B | 2C17 | M_Upper Cabinet-Double Door-Wall:1170mm:1170mm:338233 | Autodesk Revit Architecture 2011 | IfcFurnishingElement | 2npc3NmjfD5ww0inxb$IHf | n/a | n/a | n/a | n/a | n/a | n/a
Upper Cabinet-Double Door-Wall:1170mm:1170mm:339446 | mariangelica.carrasquillo@usace.army.mil | 2011-09-14T16:57:53 | Cabinet Type B | 2C17 | M_Upper Cabinet-Double Door-Wall:1170mm:1170mm:339446 | Autodesk Revit Architecture 2011 | IfcFurnishingElement | 3by$bSHbH6$x3yk82f0JRR | n/a | n/a | n/a | n/a | n/a | n/a
Upper Cabinet-Double Door-Wall:600mm:600mm:336423 | mariangelica.carrasquillo@usace.army.mil | 2011-09-14T16:57:53 | Cabinet Type B | 2C17 | M_Upper Cabinet-Double Door-Wall:600mm:600mm:336423 | Autodesk Revit Architecture 2011 | IfcFurnishingElement | 3u7vgd6jz9GPxqYsAm2xN1 | n/a | n/a | n/a | n/a | n/a | n/a
Upper Cabinet-Double Door-Wall:600mm:600mm:336513 | mariangelica.carrasquillo@usace.army.mil | 2011-09-14T16:57:53 | Cabinet Type B | 2C17 | M_Upper Cabinet-Double Door-Wall:600mm:600mm:336513 | Autodesk Revit Architecture 2011 | IfcFurnishingElement | 3u7vgd6jz9GPxqYsAm2xLd | n/a | n/a | n/a | n/a | n/a | n/a
Upper Cabinet-Double Door-Wall:600mm:600mm:336684 | mariangelica.carrasquillo@usace.army.mil | 2011-09-14T16:57:53 | Cabinet Type B | 2C17 | M_Upper Cabinet-Double Door-Wall:600mm:600mm:336684 | Autodesk Revit Architecture 2011 | IfcFurnishingElement | 3u7vgd6jz9GPxqYsAm2xJA | n/a | n/a | n/a | n/a | n/a | n/a
Upper Cabinet-Double Door-Wall:762mm:762mm:343193 | mariangelica.carrasquillo@usace.army.mil | 2011-09-14T16:57:53 | Cabinet Type B | 2C22 | M_Upper Cabinet-Double Door-Wall:762mm:762mm:343193 | Autodesk Revit Architecture 2011 | IfcFurnishingElement | 3by$bSHbH6$x3yk82f0IUq | n/a | n/a | n/a | n/a | n/a | n/a
Upper Cabinet-Double Door-Wall:915mm:915mm:324018 | mariangelica.carrasquillo@usace.army.mil | 2011-09-14T16:57:53 | Cabinet Type B | 1D06 | M_Upper Cabinet-Double Door-Wall:915mm:915mm:324018 | Autodesk Revit Architecture 2011 | IfcFurnishingElement | 3bkZ8t9ef5YvmFg77LMM_v | n/a | n/a | n/a | n/a | n/a | n/a
Upper Cabinet-Double Door-Wall:915mm:915mm:328573 | mariangelica.carrasquillo@usace.army.mil | 2011-09-14T16:57:53 | Cabinet Type B | 1E11 | M_Upper Cabinet-Double Door-Wall:915mm:915mm:328573 | Autodesk Revit Architecture 2011 | IfcFurnishingElement | 3bkZ8t9ef5YvmFg77LM9rs | n/a | n/a | n/a | n/a | n/a | n/a
Upper Cabinet-Double Door-Wall:915mm:915mm:328637 | mariangelica.carrasquillo@usace.army.mil | 2011-09-14T16:57:53 | Cabinet Type B | 1E04 | M_Upper Cabinet-Double Door-Wall:915mm:915mm:328637 | Autodesk Revit Architecture 2011 | IfcFurnishingElement | 3bkZ8t9ef5YvmFg77LM9ss | n/a | n/a | n/a | n/a | n/a | n/a
Upper Cabinet-Double Door-Wall:915mm:915mm:331680 | mariangelica.carrasquillo@usace.army.mil | 2011-09-14T16:57:53 | Cabinet Type B | 1B10 | M_Upper Cabinet-Double Door-Wall:915mm:915mm:331680 | Autodesk Revit Architecture 2011 | IfcFurnishingElement | 3bkZ8t9ef5YvmFg77LM96h | n/a | n/a | n/a | n/a | n/a | n/a
Upper Cabinet-Single Door-Wall:610mm:610mm:326852 | mariangelica.carrasquillo@usace.army.mil | 2011-09-14T16:57:53 | Cabinet Type C | 1D40 | M_Upper Cabinet-Single Door-Wall:610mm:610mm:326852 | Autodesk Revit Architecture 2011 | IfcFurnishingElement | 3bkZ8t9ef5YvmFg77LMMBF | n/a | n/a | n/a | n/a | n/a | n/a
Upper Cabinet-Single Door-Wall:610mm:610mm:332323 | mariangelica.carrasquillo@usace.army.mil | 2011-09-14T16:57:53 | Cabinet Type C | 1A10 | M_Upper Cabinet-Single Door-Wall:610mm:610mm:332323 | Autodesk Revit Architecture 2011 | IfcFurnishingElement | 3bkZ8t9ef5YvmFg77LM8me | n/a | n/a | n/a | n/a | n/a | n/a
Urinal P-8150-01 | danielle.r.love@usace.army.mil | 2011-09-14T17:02:59 | Urinal P-8150 | 1A12 | M_Urinal - Wall Hung:25 mm Flush Valve:25 mm Flush Valve:621238 | Autodesk Revit MEP 2011 | IfcFlowTerminal | 244GnParP1yQT8G3aGtgxw | n/a | n/a | n/a | n/a | n/a | n/a
Urinal P-8150-02 | danielle.r.love@usace.army.mil | 2011-09-14T17:02:59 | Urinal P-8150 | 2C07 | M_Urinal - Wall Hung:25 mm Flush Valve:25 mm Flush Valve:652788 | Autodesk Revit MEP 2011 | IfcFlowTerminal | 0Rj85J29L55uI7dAt1JRSd | n/a | n/a | n/a | n/a | n/a | n/a
Urinal P-8150-03 | danielle.r.love@usace.army.mil | 2011-09-14T17:02:59 | Urinal P-8150 | 2C23 | M_Urinal - Wall Hung:25 mm Flush Valve:25 mm Flush Valve:651923 | Autodesk Revit MEP 2011 | IfcFlowTerminal | 0Rj85J29L55uI7dAt1JR10 | n/a | n/a | n/a | n/a | n/a | n/a
URN,COFFEE-AUTOMATIC-ELECTRIC-01 | bill.east@us.army.mil | 2013-02-28T01:01:01 | Equip-K1552M | 2C22 | URN,COFFEE-AUTOMATIC-ELECTRIC | n/a | n/a | n/a | n/a | n/a | n/a | n/a | n/a | n/a
UTILITY CENTER-PLUMBING CONNECTIONS-01 | bill.east@us.army.mil | 2013-02-28T01:01:01 | Equip-P8710 | 1B04 | UTILITY CENTER-PLUMBING CONNECTIONS | n/a | n/a | n/a | n/a | n/a | n/a | n/a | n/a | n/a
UTILITY CENTER-PLUMBING CONNECTIONS-02 | bill.east@us.army.mil | 2013-02-28T01:01:01 | Equip-P8710 | 1D07 | UTILITY CENTER-PLUMBING CONNECTIONS | n/a | n/a | n/a | n/a | n/a | n/a | n/a | n/a | n/a
UTILITY CENTER-PLUMBING CONNECTIONS-03 | bill.east@us.army.mil | 2013-02-28T01:01:01 | Equip-P8710 | 1D02 | UTILITY CENTER-PLUMBING CONNECTIONS | n/a | n/a | n/a | n/a | n/a | n/a | n/a | n/a | n/a
UTILITY CENTER-PLUMBING CONNECTIONS-04 | bill.east@us.army.mil | 2013-02-28T01:01:01 | Equip-P8710 | 1D08 | UTILITY CENTER-PLUMBING CONNECTIONS | n/a | n/a | n/a | n/a | n/a | n/a | n/a | n/a | n/a
UTILITY CENTER-PLUMBING CONNECTIONS-05 | bill.east@us.army.mil | 2013-02-28T01:01:01 | Equip-P8710 | 1D09 | UTILITY CENTER-PLUMBING CONNECTIONS | n/a | n/a | n/a | n/a | n/a | n/a | n/a | n/a | n/a
UTILITY CENTER-PLUMBING CONNECTIONS-06 | bill.east@us.army.mil | 2013-02-28T01:01:01 | Equip-P8710 | 1D10 | UTILITY CENTER-PLUMBING CONNECTIONS | n/a | n/a | n/a | n/a | n/a | n/a | n/a | n/a | n/a
UTILITY CENTER-PLUMBING CONNECTIONS-07 | bill.east@us.army.mil | 2013-02-28T01:01:01 | Equip-P8710 | 1D11 | UTILITY CENTER-PLUMBING CONNECTIONS | n/a | n/a | n/a | n/a | n/a | n/a | n/a | n/a | n/a
UTILITY CENTER-PLUMBING CONNECTIONS-08 | bill.east@us.army.mil | 2013-02-28T01:01:01 | Equip-P8710 | 1D13 | UTILITY CENTER-PLUMBING CONNECTIONS | n/a | n/a | n/a | n/a | n/a | n/a | n/a | n/a | n/a
UTILITY CENTER-PLUMBING CONNECTIONS-09 | bill.east@us.army.mil | 2013-02-28T01:01:01 | Equip-P8710 | 1D31 | UTILITY CENTER-PLUMBING CONNECTIONS | n/a | n/a | n/a | n/a | n/a | n/a | n/a | n/a | n/a
UTILITY CENTER-PLUMBING CONNECTIONS-10 | bill.east@us.army.mil | 2013-02-28T01:01:01 | Equip-P8710 | 1D35 | UTILITY CENTER-PLUMBING CONNECTIONS | n/a | n/a | n/a | n/a | n/a | n/a | n/a | n/a | n/a
UTILITY CENTER-PLUMBING CONNECTIONS-11 | bill.east@us.army.mil | 2013-02-28T01:01:01 | Equip-P8710 | 1D34 | UTILITY CENTER-PLUMBING CONNECTIONS | n/a | n/a | n/a | n/a | n/a | n/a | n/a | n/a | n/a
UTILITY CENTER-PLUMBING CONNECTIONS-12 | bill.east@us.army.mil | 2013-02-28T01:01:01 | Equip-P8710 | 1D36 | UTILITY CENTER-PLUMBING CONNECTIONS | n/a | n/a | n/a | n/a | n/a | n/a | n/a | n/a | n/a
UTILITY CENTER-PLUMBING CONNECTIONS-13 | bill.east@us.army.mil | 2013-02-28T01:01:01 | Equip-P8710 | 1D28 | UTILITY CENTER-PLUMBING CONNECTIONS | n/a | n/a | n/a | n/a | n/a | n/a | n/a | n/a | n/a
UTILITY CENTER-PLUMBING CONNECTIONS-14 | bill.east@us.army.mil | 2013-02-28T01:01:01 | Equip-P8710 | 1D32 | UTILITY CENTER-PLUMBING CONNECTIONS | n/a | n/a | n/a | n/a | n/a | n/a | n/a | n/a | n/a
UTILITY CENTER-PLUMBING CONNECTIONS-15 | bill.east@us.army.mil | 2013-02-28T01:01:01 | Equip-P8710 | 1E33 | UTILITY CENTER-PLUMBING CONNECTIONS | n/a | n/a | n/a | n/a | n/a | n/a | n/a | n/a | n/a
VALVE-90 PSI AIR-16.4 mm QUICK DISCONNECT-01 | bill.east@us.army.mil | 2013-02-28T01:01:01 | Equip-D9058 | 1E16 | VALVE-90 PSI AIR-16.4 mm QUICK DISCONNECT | n/a | n/a | n/a | n/a | n/a | n/a | n/a | n/a | n/a
VALVE-90 PSI AIR-16.4 mm QUICK DISCONNECT-02 | bill.east@us.army.mil | 2013-02-28T01:01:01 | Equip-D9058 | 1E16 | VALVE-90 PSI AIR-16.4 mm QUICK DISCONNECT | n/a | n/a | n/a | n/a | n/a | n/a | n/a | n/a | n/a
VALVE-90 PSI AIR-16.4 mm QUICK DISCONNECT-03 | bill.east@us.army.mil | 2013-02-28T01:01:01 | Equip-D9058 | 1E16 | VALVE-90 PSI AIR-16.4 mm QUICK DISCONNECT | n/a | n/a | n/a | n/a | n/a | n/a | n/a | n/a | n/a
VALVE-90 PSI AIR-16.4 mm QUICK DISCONNECT-04 | bill.east@us.army.mil | 2013-02-28T01:01:01 | Equip-D9058 | 2C12 | VALVE-90 PSI AIR-16.4 mm QUICK DISCONNECT | n/a | n/a | n/a | n/a | n/a | n/a | n/a | n/a | n/a
VALVE-90 PSI AIR-16.4 mm QUICK DISCONNECT-05 | bill.east@us.army.mil | 2013-02-28T01:01:01 | Equip-D9058 | 2C12 | VALVE-90 PSI AIR-16.4 mm QUICK DISCONNECT | n/a | n/a | n/a | n/a | n/a | n/a | n/a | n/a | n/a
VALVE-90 PSI AIR-16.4 mm QUICK DISCONNECT-06 | bill.east@us.army.mil | 2013-02-28T01:01:01 | Equip-D9058 | 2C10 | VALVE-90 PSI AIR-16.4 mm QUICK DISCONNECT | n/a | n/a | n/a | n/a | n/a | n/a | n/a | n/a | n/a
VALVE-AIR-9.5 mm QUICK DISCONNECT-01 | bill.east@us.army.mil | 2013-02-28T01:01:01 | Equip-D9056 | 1E16 | VALVE-AIR-9.5 mm QUICK DISCONNECT | n/a | n/a | n/a | n/a | n/a | n/a | n/a | n/a | n/a
VALVE-AIR-9.5 mm QUICK DISCONNECT-02 | bill.east@us.army.mil | 2013-02-28T01:01:01 | Equip-D9056 | 1E16 | VALVE-AIR-9.5 mm QUICK DISCONNECT | n/a | n/a | n/a | n/a | n/a | n/a | n/a | n/a | n/a
VALVE-AIR-9.5 mm QUICK DISCONNECT-03 | bill.east@us.army.mil | 2013-02-28T01:01:01 | Equip-D9056 | 1E16 | VALVE-AIR-9.5 mm QUICK DISCONNECT | n/a | n/a | n/a | n/a | n/a | n/a | n/a | n/a | n/a
VALVE-AIR-9.5 mm QUICK DISCONNECT-04 | bill.east@us.army.mil | 2013-02-28T01:01:01 | Equip-D9056 | 2C14 | VALVE-AIR-9.5 mm QUICK DISCONNECT | n/a | n/a | n/a | n/a | n/a | n/a | n/a | n/a | n/a
VALVE-AIR-9.5 mm QUICK DISCONNECT-05 | bill.east@us.army.mil | 2013-02-28T01:01:01 | Equip-D9056 | 2C16 | VALVE-AIR-9.5 mm QUICK DISCONNECT | n/a | n/a | n/a | n/a | n/a | n/a | n/a | n/a | n/a
VALVE-AIR-9.5 mm QUICK DISCONNECT-06 | bill.east@us.army.mil | 2013-02-28T01:01:01 | Equip-D9056 | 2C17 | VALVE-AIR-9.5 mm QUICK DISCONNECT | n/a | n/a | n/a | n/a | n/a | n/a | n/a | n/a | n/a
VALVE-AIR-9.5 mm QUICK DISCONNECT-07 | bill.east@us.army.mil | 2013-02-28T01:01:01 | Equip-D9056 | 2C17 | VALVE-AIR-9.5 mm QUICK DISCONNECT | n/a | n/a | n/a | n/a | n/a | n/a | n/a | n/a | n/a
VALVE-AIR-9.5 mm QUICK DISCONNECT-08 | bill.east@us.army.mil | 2013-02-28T01:01:01 | Equip-D9056 | 2C17 | VALVE-AIR-9.5 mm QUICK DISCONNECT | n/a | n/a | n/a | n/a | n/a | n/a | n/a | n/a | n/a
VALVE-AIR-9.5 mm QUICK DISCONNECT-09 | bill.east@us.army.mil | 2013-02-28T01:01:01 | Equip-D9056 | 2C17 | VALVE-AIR-9.5 mm QUICK DISCONNECT | n/a | n/a | n/a | n/a | n/a | n/a | n/a | n/a | n/a
VALVE-AIR-9.5 mm QUICK DISCONNECT-10 | bill.east@us.army.mil | 2013-02-28T01:01:01 | Equip-D9056 | 2C17 | VALVE-AIR-9.5 mm QUICK DISCONNECT | n/a | n/a | n/a | n/a | n/a | n/a | n/a | n/a | n/a
VALVE-AIR-9.5 mm QUICK DISCONNECT-11 | bill.east@us.army.mil | 2013-02-28T01:01:01 | Equip-D9056 | 2C17 | VALVE-AIR-9.5 mm QUICK DISCONNECT | n/a | n/a | n/a | n/a | n/a | n/a | n/a | n/a | n/a
VALVE-AIR-9.5 mm QUICK DISCONNECT-12 | bill.east@us.army.mil | 2013-02-28T01:01:01 | Equip-D9056 | 2C17 | VALVE-AIR-9.5 mm QUICK DISCONNECT | n/a | n/a | n/a | n/a | n/a | n/a | n/a | n/a | n/a
VALVE-AIR-9.5 mm QUICK DISCONNECT-13 | bill.east@us.army.mil | 2013-02-28T01:01:01 | Equip-D9056 | 2C17 | VALVE-AIR-9.5 mm QUICK DISCONNECT | n/a | n/a | n/a | n/a | n/a | n/a | n/a | n/a | n/a
VALVE-GAS-NEEDLE CONTROL-01 | bill.east@us.army.mil | 2013-02-28T01:01:01 | Equip-D9057 | 2C14 | VALVE-GAS-NEEDLE CONTROL | n/a | n/a | n/a | n/a | n/a | n/a | n/a | n/a | n/a
VALVE-GAS-NEEDLE CONTROL-02 | bill.east@us.army.mil | 2013-02-28T01:01:01 | Equip-D9057 | 2C16 | VALVE-GAS-NEEDLE CONTROL | n/a | n/a | n/a | n/a | n/a | n/a | n/a | n/a | n/a
VALVE-GAS-NEEDLE CONTROL-03 | bill.east@us.army.mil | 2013-02-28T01:01:01 | Equip-D9057 | 2C17 | VALVE-GAS-NEEDLE CONTROL | n/a | n/a | n/a | n/a | n/a | n/a | n/a | n/a | n/a
VALVE-GAS-NEEDLE CONTROL-04 | bill.east@us.army.mil | 2013-02-28T01:01:01 | Equip-D9057 | 2C17 | VALVE-GAS-NEEDLE CONTROL | n/a | n/a | n/a | n/a | n/a | n/a | n/a | n/a | n/a
VALVE-GAS-NEEDLE CONTROL-05 | bill.east@us.army.mil | 2013-02-28T01:01:01 | Equip-D9057 | 2C17 | VALVE-GAS-NEEDLE CONTROL | n/a | n/a | n/a | n/a | n/a | n/a | n/a | n/a | n/a
VALVE-MIXING-THERMOSTATIC-01 | bill.east@us.army.mil | 2013-02-28T01:01:01 | Equip-P2450 | 1B17 | VALVE-MIXING-THERMOSTATIC | n/a | n/a | n/a | n/a | n/a | n/a | n/a | n/a | n/a
VAV-AHU1-A | danielle.r.love@usace.army.mil | 2011-09-14T17:02:59 | VAV 150 mm | 1A01 | M_VAV Unit - Single Duct:150 mm:150 mm:567953 | Autodesk Revit MEP 2011 | IfcFlowMovingDevice | 0JGTSjcSn7v8o$ZI4qc4jy | n/a | n/a | n/a | n/a | n/a | n/a
VAV-AHU1-AA | danielle.r.love@usace.army.mil | 2011-09-14T17:02:59 | VAV 150 mm | 1C15 | M_VAV Unit - Single Duct:150 mm:150 mm:568139 | Autodesk Revit MEP 2011 | IfcFlowMovingDevice | 0JGTSjcSn7v8o$ZI4qc4gc | n/a | n/a | n/a | n/a | n/a | n/a
VAV-AHU1-AAA | danielle.r.love@usace.army.mil | 2011-09-14T17:02:59 | VAV 175 mm | 1E07 | M_VAV Unit - Single Duct:200 mm:200 mm:567304 | Autodesk Revit MEP 2011 | IfcFlowMovingDevice | 2rKMUJgiT3buV1bBBMXZ4U | n/a | n/a | n/a | n/a | n/a | n/a
VAV-AHU1-B | danielle.r.love@usace.army.mil | 2011-09-14T17:02:59 | VAV 225 mm | 1A02 | M_VAV Unit - Single Duct:250 mm:250 mm:567965 | Autodesk Revit MEP 2011 | IfcFlowMovingDevice | 0JGTSjcSn7v8o$ZI4qc4jm | n/a | n/a | n/a | n/a | n/a | n/a
VAV-AHU1-BB | danielle.r.love@usace.army.mil | 2011-09-14T17:02:59 | VAV 200 mm | 1C18 | M_VAV Unit - Single Duct:200 mm:200 mm:568130 | Autodesk Revit MEP 2011 | IfcFlowMovingDevice | 0JGTSjcSn7v8o$ZI4qc4gl | n/a | n/a | n/a | n/a | n/a | n/a
VAV-AHU1-BBB | danielle.r.love@usace.army.mil | 2011-09-14T17:02:59 | VAV 350 mm | 1EC1 | M_VAV Unit - Single Duct:350 mm:350 mm:567318 | Autodesk Revit MEP 2011 | IfcFlowMovingDevice | 0_2yyEH35A09mbEsJi844z | n/a | n/a | n/a | n/a | n/a | n/a
VAV-AHU1-C | danielle.r.love@usace.army.mil | 2011-09-14T17:02:59 | VAV 150 mm | 1A07 | M_VAV Unit - Single Duct:150 mm:150 mm:567920 | Autodesk Revit MEP 2011 | IfcFlowMovingDevice | 0JGTSjcSn7v8o$ZI4qc4kT | n/a | n/a | n/a | n/a | n/a | n/a
VAV-AHU1-CC | danielle.r.love@usace.army.mil | 2011-09-14T17:02:59 | VAV 175 mm | 1C01 | M_VAV Unit - Single Duct:200 mm:200 mm:568161 | Autodesk Revit MEP 2011 | IfcFlowMovingDevice | 0JGTSjcSn7v8o$ZI4qc4gC | n/a | n/a | n/a | n/a | n/a | n/a
VAV-AHU1-CCC | danielle.r.love@usace.army.mil | 2011-09-14T17:02:59 | VAV 200 mm | 1E06 | M_VAV Unit - Single Duct:200 mm:200 mm:568371 | Autodesk Revit MEP 2011 | IfcFlowMovingDevice | 0JGTSjcSn7v8o$ZI4qc4tU | n/a | n/a | n/a | n/a | n/a | n/a
VAV-AHU1-D | danielle.r.love@usace.army.mil | 2011-09-14T17:02:59 | VAV 200 mm | 1A06 | M_VAV Unit - Single Duct:200 mm:200 mm:567927 | Autodesk Revit MEP 2011 | IfcFlowMovingDevice | 0JGTSjcSn7v8o$ZI4qc4kQ | n/a | n/a | n/a | n/a | n/a | n/a
VAV-AHU1-DD | danielle.r.love@usace.army.mil | 2011-09-14T17:02:59 | VAV 225 mm | 1D16 | M_VAV Unit - Single Duct:250 mm:250 mm:568150 | Autodesk Revit MEP 2011 | IfcFlowMovingDevice | 0JGTSjcSn7v8o$ZI4qc4gx | n/a | n/a | n/a | n/a | n/a | n/a
VAV-AHU1-DDD | danielle.r.love@usace.army.mil | 2011-09-14T17:02:59 | VAV 150 mm | 1E25 | M_VAV Unit - Single Duct:150 mm:150 mm:568425 | Autodesk Revit MEP 2011 | IfcFlowMovingDevice | 0JGTSjcSn7v8o$ZI4qc4s4 | n/a | n/a | n/a | n/a | n/a | n/a
VAV-AHU1-EE | danielle.r.love@usace.army.mil | 2011-09-14T17:02:59 | VAV 200 mm | 1D13 | M_VAV Unit - Single Duct:200 mm:200 mm:568242 | Autodesk Revit MEP 2011 | IfcFlowMovingDevice | 0JGTSjcSn7v8o$ZI4qc4fV | n/a | n/a | n/a | n/a | n/a | n/a
VAV-AHU1-EEE | danielle.r.love@usace.army.mil | 2011-09-14T17:02:59 | VAV 200 mm | 1E04 | M_VAV Unit - Single Duct:200 mm:200 mm:567378 | Autodesk Revit MEP 2011 | IfcFlowMovingDevice | 0JGTSjcSn7v8o$ZI4qc4c$ | n/a | n/a | n/a | n/a | n/a | n/a
VAV-AHU1-F | danielle.r.love@usace.army.mil | 2011-09-14T17:02:59 | VAV 200 mm | 1A05 | M_VAV Unit - Single Duct:200 mm:200 mm:567935 | Autodesk Revit MEP 2011 | IfcFlowMovingDevice | 0JGTSjcSn7v8o$ZI4qc4kI | n/a | n/a | n/a | n/a | n/a | n/a
VAV-AHU1-FF | danielle.r.love@usace.army.mil | 2011-09-14T17:02:59 | VAV 250 mm | 1DC1 | M_VAV Unit - Single Duct:300 mm:300 mm:568188 | Autodesk Revit MEP 2011 | IfcFlowMovingDevice | 0JGTSjcSn7v8o$ZI4qc4gH | n/a | n/a | n/a | n/a | n/a | n/a
VAV-AHU1-FFF | danielle.r.love@usace.army.mil | 2011-09-14T17:02:59 | VAV 250 mm | 1EC2 | M_VAV Unit - Single Duct:300 mm:300 mm:567386 | Autodesk Revit MEP 2011 | IfcFlowMovingDevice | 1zzY6WtPfE7QlMMiPMaG1B | n/a | n/a | n/a | n/a | n/a | n/a
VAV-AHU1-G1 | danielle.r.love@usace.army.mil | 2011-09-14T17:02:59 | VAV 225 mm | 1AC5 | M_VAV Unit - Single Duct:250 mm:250 mm:567976 | Autodesk Revit MEP 2011 | IfcFlowMovingDevice | 0JGTSjcSn7v8o$ZI4qc4j5 | n/a | n/a | n/a | n/a | n/a | n/a
VAV-AHU1-G2 | danielle.r.love@usace.army.mil | 2011-09-14T17:02:59 | VAV 300 mm | 1A16 | M_VAV Unit - Single Duct:350 mm:350 mm:567902 | Autodesk Revit MEP 2011 | IfcFlowMovingDevice | 0JGTSjcSn7v8o$ZI4qc4kp | n/a | n/a | n/a | n/a | n/a | n/a
VAV-AHU1-GG | danielle.r.love@usace.army.mil | 2011-09-14T17:02:59 | VAV 225 mm | 1D22 | M_VAV Unit - Single Duct:250 mm:250 mm:568209 | Autodesk Revit MEP 2011 | IfcFlowMovingDevice | 0JGTSjcSn7v8o$ZI4qc4fy | n/a | n/a | n/a | n/a | n/a | n/a
VAV-AHU1-GGG | danielle.r.love@usace.army.mil | 2011-09-14T17:02:59 | VAV 200 mm | 1E27 | M_VAV Unit - Single Duct:200 mm:200 mm:567408 | Autodesk Revit MEP 2011 | IfcFlowMovingDevice | 0JGTSjcSn7v8o$ZI4qc4cT | n/a | n/a | n/a | n/a | n/a | n/a
VAV-AHU1-H | danielle.r.love@usace.army.mil | 2011-09-14T17:02:59 | VAV 225 mm | 1A16 | M_VAV Unit - Single Duct:250 mm:250 mm:568006 | Autodesk Revit MEP 2011 | IfcFlowMovingDevice | 0JGTSjcSn7v8o$ZI4qc4ih | n/a | n/a | n/a | n/a | n/a | n/a
VAV-AHU1-HH | danielle.r.love@usace.army.mil | 2011-09-14T17:02:59 | VAV 175 mm | 1D21 | M_VAV Unit - Single Duct:200 mm:200 mm:568226 | Autodesk Revit MEP 2011 | IfcFlowMovingDevice | 0JGTSjcSn7v8o$ZI4qc4fF | n/a | n/a | n/a | n/a | n/a | n/a
VAV-AHU1-HHH | danielle.r.love@usace.army.mil | 2011-09-14T17:02:59 | VAV 250 mm | 1DC8 | M_VAV Unit - Single Duct:300 mm:300 mm:567727 | Autodesk Revit MEP 2011 | IfcFlowMovingDevice | 0JGTSjcSn7v8o$ZI4qc4X2 | n/a | n/a | n/a | n/a | n/a | n/a
VAV-AHU1-I | danielle.r.love@usace.army.mil | 2011-09-14T17:02:59 | VAV 250 mm | 1A16 | M_VAV Unit - Single Duct:250 mm:250 mm:567982 | Autodesk Revit MEP 2011 | IfcFlowMovingDevice | 0JGTSjcSn7v8o$ZI4qc4j3 | n/a | n/a | n/a | n/a | n/a | n/a
VAV-AHU1-II | danielle.r.love@usace.army.mil | 2011-09-14T17:02:59 | VAV 200 mm | 1D16 | M_VAV Unit - Single Duct:200 mm:200 mm:568225 | Autodesk Revit MEP 2011 | IfcFlowMovingDevice | 0JGTSjcSn7v8o$ZI4qc4fC | n/a | n/a | n/a | n/a | n/a | n/a
VAV-AHU1-III | danielle.r.love@usace.army.mil | 2011-09-14T17:02:59 | VAV 100 mm | 1DC8 | M_VAV Unit - Single Duct:150 mm:150 mm:567739 | Autodesk Revit MEP 2011 | IfcFlowMovingDevice | 0JGTSjcSn7v8o$ZI4qc4XM | n/a | n/a | n/a | n/a | n/a | n/a
VAV-AHU1-J | danielle.r.love@usace.army.mil | 2011-09-14T17:02:59 | VAV 125 mm | 1AC4 | M_VAV Unit - Single Duct:150 mm:150 mm:568031 | Autodesk Revit MEP 2011 | IfcFlowMovingDevice | 0JGTSjcSn7v8o$ZI4qc4io | n/a | n/a | n/a | n/a | n/a | n/a
VAV-AHU1-JJJ | danielle.r.love@usace.army.mil | 2011-09-14T17:02:59 | VAV 150 mm | 1D36 | M_VAV Unit - Single Duct:150 mm:150 mm:568400 | Autodesk Revit MEP 2011 | IfcFlowMovingDevice | 0JGTSjcSn7v8o$ZI4qc4sz | n/a | n/a | n/a | n/a | n/a | n/a
VAV-AHU1-K | danielle.r.love@usace.army.mil | 2011-09-14T17:02:59 | VAV 200 mm | 1AC3 | M_VAV Unit - Single Duct:250 mm:250 mm:568021 | Autodesk Revit MEP 2011 | IfcFlowMovingDevice | 0JGTSjcSn7v8o$ZI4qc4iu | n/a | n/a | n/a | n/a | n/a | n/a
VAV-AHU1-KK | danielle.r.love@usace.army.mil | 2011-09-14T17:02:59 | VAV 225 mm | 1DC4 | M_VAV Unit - Single Duct:250 mm:250 mm:568241 | Autodesk Revit MEP 2011 | IfcFlowMovingDevice | 0JGTSjcSn7v8o$ZI4qc4fS | n/a | n/a | n/a | n/a | n/a | n/a
VAV-AHU1-KKK | danielle.r.love@usace.army.mil | 2011-09-14T17:02:59 | VAV 150 mm | 1DC7 | M_VAV Unit - Single Duct:150 mm:150 mm:567740 | Autodesk Revit MEP 2011 | IfcFlowMovingDevice | 0JGTSjcSn7v8o$ZI4qc4XH | n/a | n/a | n/a | n/a | n/a | n/a
VAV-AHU1-L | danielle.r.love@usace.army.mil | 2011-09-14T17:02:59 | VAV 300 mm | 1D02 | M_VAV Unit - Single Duct:300 mm:300 mm:568348 | Autodesk Revit MEP 2011 | IfcFlowMovingDevice | 0JGTSjcSn7v8o$ZI4qc4tn | n/a | n/a | n/a | n/a | n/a | n/a
VAV-AHU1-LL | danielle.r.love@usace.army.mil | 2011-09-14T17:02:59 | VAV 175 mm | 1D24 | M_VAV Unit - Single Duct:200 mm:200 mm:567643 | Autodesk Revit MEP 2011 | IfcFlowMovingDevice | 0JGTSjcSn7v8o$ZI4qc4Ys | n/a | n/a | n/a | n/a | n/a | n/a
VAV-AHU1-LLL | danielle.r.love@usace.army.mil | 2011-09-14T17:02:59 | VAV 125 mm | 1D35 | M_VAV Unit - Single Duct:150 mm:150 mm:567738 | Autodesk Revit MEP 2011 | IfcFlowMovingDevice | 0JGTSjcSn7v8o$ZI4qc4XN | n/a | n/a | n/a | n/a | n/a | n/a
VAV-AHU1-M | danielle.r.love@usace.army.mil | 2011-09-14T17:02:59 | VAV 175 mm | 1C07 | M_VAV Unit - Single Duct:200 mm:200 mm:568320 | Autodesk Revit MEP 2011 | IfcFlowMovingDevice | 0JGTSjcSn7v8o$ZI4qc4tj | n/a | n/a | n/a | n/a | n/a | n/a
VAV-AHU1-MM | danielle.r.love@usace.army.mil | 2011-09-14T17:02:59 | VAV 175 mm | 1D23 | M_VAV Unit - Single Duct:200 mm:200 mm:567655 | Autodesk Revit MEP 2011 | IfcFlowMovingDevice | 0JGTSjcSn7v8o$ZI4qc4YA | n/a | n/a | n/a | n/a | n/a | n/a
VAV-AHU1-MMM | danielle.r.love@usace.army.mil | 2011-09-14T17:02:59 | VAV 225 mm | 1BC4 | M_VAV Unit - Single Duct:250 mm:250 mm:567707 | Autodesk Revit MEP 2011 | IfcFlowMovingDevice | 0JGTSjcSn7v8o$ZI4qc4Xs | n/a | n/a | n/a | n/a | n/a | n/a
VAV-AHU1-N | danielle.r.love@usace.army.mil | 2011-09-14T17:02:59 | VAV 200 mm | 1D06 | M_VAV Unit - Single Duct:250 mm:250 mm:568327 | Autodesk Revit MEP 2011 | IfcFlowMovingDevice | 0JGTSjcSn7v8o$ZI4qc4tg | n/a | n/a | n/a | n/a | n/a | n/a
VAV-AHU1-NN | danielle.r.love@usace.army.mil | 2011-09-14T17:02:59 | VAV 150 mm | 1E14 | M_VAV Unit - Single Duct:150 mm:150 mm:567668 | Autodesk Revit MEP 2011 | IfcFlowMovingDevice | 0JGTSjcSn7v8o$ZI4qc4YP | n/a | n/a | n/a | n/a | n/a | n/a
VAV-AHU1-NNN | danielle.r.love@usace.army.mil | 2011-09-14T17:02:59 | VAV 350 mm | 1BC4 | M_VAV Unit - Single Duct:250 mm:250 mm:567717 | Autodesk Revit MEP 2011 | IfcFlowMovingDevice | 0JGTSjcSn7v8o$ZI4qc4X8 | n/a | n/a | n/a | n/a | n/a | n/a
VAV-AHU1-O | danielle.r.love@usace.army.mil | 2011-09-14T17:02:59 | VAV 225 mm | 1DC2 | M_VAV Unit - Single Duct:150 mm:150 mm:568301 | Autodesk Revit MEP 2011 | IfcFlowMovingDevice | 0JGTSjcSn7v8o$ZI4qc4e0 | n/a | n/a | n/a | n/a | n/a | n/a
VAV-AHU1-OO | danielle.r.love@usace.army.mil | 2011-09-14T17:02:59 | VAV 300 mm | 1D25 | M_VAV Unit - Single Duct:300 mm:300 mm:567587 | Autodesk Revit MEP 2011 | IfcFlowMovingDevice | 0JGTSjcSn7v8o$ZI4qc4ZE | n/a | n/a | n/a | n/a | n/a | n/a
VAV-AHU1-OOO | danielle.r.love@usace.army.mil | 2011-09-14T17:02:59 | VAV 175 mm | 1EC1 | M_VAV Unit - Single Duct:200 mm:200 mm:567340 | Autodesk Revit MEP 2011 | IfcFlowMovingDevice | 0JGTSjcSn7v8o$ZI4qc4d1 | n/a | n/a | n/a | n/a | n/a | n/a
VAV-AHU1-P | danielle.r.love@usace.army.mil | 2011-09-14T17:02:59 | VAV 250 mm | 1DC2 | M_VAV Unit - Single Duct:250 mm:250 mm:568300 | Autodesk Revit MEP 2011 | IfcFlowMovingDevice | 0JGTSjcSn7v8o$ZI4qc4e1 | n/a | n/a | n/a | n/a | n/a | n/a
VAV-AHU1-PP | danielle.r.love@usace.army.mil | 2011-09-14T17:02:59 | VAV 175 mm | 1E33 | M_VAV Unit - Single Duct:200 mm:200 mm:567667 | Autodesk Revit MEP 2011 | IfcFlowMovingDevice | 0JGTSjcSn7v8o$ZI4qc4YU | n/a | n/a | n/a | n/a | n/a | n/a
VAV-AHU1-PPP | danielle.r.love@usace.army.mil | 2011-09-14T17:02:59 | VAV 100 mm | 1B19 | M_VAV Unit - Single Duct:150 mm:150 mm:567418 | Autodesk Revit MEP 2011 | IfcFlowMovingDevice | 2nHNe6tovD_wlqUV1CHh8a | n/a | n/a | n/a | n/a | n/a | n/a
VAV-AHU1-Q | danielle.r.love@usace.army.mil | 2011-09-14T17:02:59 | VAV 200 mm | 1D07 | M_VAV Unit - Single Duct:200 mm:200 mm:568287 | Autodesk Revit MEP 2011 | IfcFlowMovingDevice | 0JGTSjcSn7v8o$ZI4qc4eo | n/a | n/a | n/a | n/a | n/a | n/a
VAV-AHU1-QQ | danielle.r.love@usace.army.mil | 2011-09-14T17:02:59 | VAV 300 mm | 1E16 | M_VAV Unit - Single Duct:300 mm:300 mm:567830 | Autodesk Revit MEP 2011 | IfcFlowMovingDevice | 0JGTSjcSn7v8o$ZI4qc4lx | n/a | n/a | n/a | n/a | n/a | n/a
VAV-AHU1-QQQ | danielle.r.love@usace.army.mil | 2011-09-14T17:02:59 | VAV 300 mm | 1B19 | M_VAV Unit - Single Duct:300 mm:300 mm:567471 | Autodesk Revit MEP 2011 | IfcFlowMovingDevice | 0JGTSjcSn7v8o$ZI4qc4b2 | n/a | n/a | n/a | n/a | n/a | n/a
VAV-AHU1-R | danielle.r.love@usace.army.mil | 2011-09-14T17:02:59 | VAV 175 mm | 1D10 | M_VAV Unit - Single Duct:200 mm:200 mm:568277 | Autodesk Revit MEP 2011 | IfcFlowMovingDevice | 0JGTSjcSn7v8o$ZI4qc4eu | n/a | n/a | n/a | n/a | n/a | n/a
VAV-AHU1-RR | danielle.r.love@usace.army.mil | 2011-09-14T17:02:59 | VAV 225 mm | 1E16 | M_VAV Unit - Single Duct:250 mm:250 mm:567831 | Autodesk Revit MEP 2011 | IfcFlowMovingDevice | 0JGTSjcSn7v8o$ZI4qc4lw | n/a | n/a | n/a | n/a | n/a | n/a
VAV-AHU1-RRR | danielle.r.love@usace.army.mil | 2011-09-14T17:02:59 | VAV 200 mm | 1B17 | M_VAV Unit - Single Duct:200 mm:200 mm:567491 | Autodesk Revit MEP 2011 | IfcFlowMovingDevice | 0JGTSjcSn7v8o$ZI4qc4ak | n/a | n/a | n/a | n/a | n/a | n/a
VAV-AHU1-S | danielle.r.love@usace.army.mil | 2011-09-14T17:02:59 | VAV 125 mm | 1C10 | M_VAV Unit - Single Duct:150 mm:150 mm:568040 | Autodesk Revit MEP 2011 | IfcFlowMovingDevice | 0JGTSjcSn7v8o$ZI4qc4i5 | n/a | n/a | n/a | n/a | n/a | n/a
VAV-AHU1-SSS | danielle.r.love@usace.army.mil | 2011-09-14T17:02:59 | VAV 250 mm | 1B13 | M_VAV Unit - Single Duct:250 mm:250 mm:567492 | Autodesk Revit MEP 2011 | IfcFlowMovingDevice | 0JGTSjcSn7v8o$ZI4qc4af | n/a | n/a | n/a | n/a | n/a | n/a
VAV-AHU1-T | danielle.r.love@usace.army.mil | 2011-09-14T17:02:59 | VAV 200 mm | 1C09 | M_VAV Unit - Single Duct:200 mm:200 mm:568072 | Autodesk Revit MEP 2011 | IfcFlowMovingDevice | 0JGTSjcSn7v8o$ZI4qc4hb | n/a | n/a | n/a | n/a | n/a | n/a
VAV-AHU1-TT | danielle.r.love@usace.army.mil | 2011-09-14T17:02:59 | VAV 200 mm | 1E23 | M_VAV Unit - Single Duct:200 mm:200 mm:567859 | Autodesk Revit MEP 2011 | IfcFlowMovingDevice | 0JGTSjcSn7v8o$ZI4qc4lU | n/a | n/a | n/a | n/a | n/a | n/a
VAV-AHU1-TTT | danielle.r.love@usace.army.mil | 2011-09-14T17:02:59 | VAV 300 mm | 1BC2 | M_VAV Unit - Single Duct:350 mm:350 mm:567577 | Autodesk Revit MEP 2011 | IfcFlowMovingDevice | 0JGTSjcSn7v8o$ZI4qc4Zq | n/a | n/a | n/a | n/a | n/a | n/a
VAV-AHU1-U | danielle.r.love@usace.army.mil | 2011-09-14T17:02:59 | VAV 225 mm | 1C04 | M_VAV Unit - Single Duct:250 mm:250 mm:568059 | Autodesk Revit MEP 2011 | IfcFlowMovingDevice | 0JGTSjcSn7v8o$ZI4qc4iM | n/a | n/a | n/a | n/a | n/a | n/a
VAV-AHU1-UU | danielle.r.love@usace.army.mil | 2011-09-14T17:02:59 | VAV 200 mm | 1D25 | M_VAV Unit - Single Duct:250 mm:250 mm:567621 | Autodesk Revit MEP 2011 | IfcFlowMovingDevice | 0JGTSjcSn7v8o$ZI4qc4Ye | n/a | n/a | n/a | n/a | n/a | n/a
VAV-AHU1-UUU | danielle.r.love@usace.army.mil | 2011-09-14T17:02:59 | VAV 225 mm | 1B19 | M_VAV Unit - Single Duct:250 mm:250 mm:567427 | Autodesk Revit MEP 2011 | IfcFlowMovingDevice | 1CA_L2f$90mOOPLKZUYcar | n/a | n/a | n/a | n/a | n/a | n/a
VAV-AHU1-V | danielle.r.love@usace.army.mil | 2011-09-14T17:02:59 | VAV 150 mm | 1C08 | M_VAV Unit - Single Duct:150 mm:150 mm:568061 | Autodesk Revit MEP 2011 | IfcFlowMovingDevice | 0JGTSjcSn7v8o$ZI4qc4iG | n/a | n/a | n/a | n/a | n/a | n/a
VAV-AHU1-VV | danielle.r.love@usace.army.mil | 2011-09-14T17:02:59 | VAV 125 mm | 1E11 | M_VAV Unit - Single Duct:150 mm:150 mm:567684 | Autodesk Revit MEP 2011 | IfcFlowMovingDevice | 0JGTSjcSn7v8o$ZI4qc4Xf | n/a | n/a | n/a | n/a | n/a | n/a
VAV-AHU1-VVV | danielle.r.love@usace.army.mil | 2011-09-14T17:02:59 | VAV 175 mm | 1B04 | M_VAV Unit - Single Duct:150 mm:150 mm:567451 | Autodesk Revit MEP 2011 | IfcFlowMovingDevice | 0JGTSjcSn7v8o$ZI4qc4bs | n/a | n/a | n/a | n/a | n/a | n/a
VAV-AHU1-W | danielle.r.love@usace.army.mil | 2011-09-14T17:02:59 | VAV 150 mm | 1C19 | M_VAV Unit - Single Duct:150 mm:150 mm:568096 | Autodesk Revit MEP 2011 | IfcFlowMovingDevice | 0JGTSjcSn7v8o$ZI4qc4hD | n/a | n/a | n/a | n/a | n/a | n/a
VAV-AHU1-WW | danielle.r.love@usace.army.mil | 2011-09-14T17:02:59 | VAV 175 mm | 1D31 | M_VAV Unit - Single Duct:150 mm:150 mm:567803 | Autodesk Revit MEP 2011 | IfcFlowMovingDevice | 0JGTSjcSn7v8o$ZI4qc4WM | n/a | n/a | n/a | n/a | n/a | n/a
VAV-AHU1-WWW | danielle.r.love@usace.army.mil | 2011-09-14T17:02:59 | VAV 175 mm | 1BC2 | M_VAV Unit - Single Duct:200 mm:200 mm:567493 | Autodesk Revit MEP 2011 | IfcFlowMovingDevice | 0JGTSjcSn7v8o$ZI4qc4ae | n/a | n/a | n/a | n/a | n/a | n/a
VAV-AHU1-X | danielle.r.love@usace.army.mil | 2011-09-14T17:02:59 | VAV 225 mm | 1C14 | M_VAV Unit - Single Duct:250 mm:250 mm:568097 | Autodesk Revit MEP 2011 | IfcFlowMovingDevice | 0JGTSjcSn7v8o$ZI4qc4hC | n/a | n/a | n/a | n/a | n/a | n/a
VAV-AHU1-XX | danielle.r.love@usace.army.mil | 2011-09-14T17:02:59 | VAV 125 mm | 1D33 | M_VAV Unit - Single Duct:150 mm:150 mm:567804 | Autodesk Revit MEP 2011 | IfcFlowMovingDevice | 0JGTSjcSn7v8o$ZI4qc4WH | n/a | n/a | n/a | n/a | n/a | n/a
VAV-AHU1-XXX | danielle.r.love@usace.army.mil | 2011-09-14T17:02:59 | VAV 400 mm | 1B04 | M_VAV Unit - Single Duct:400 mm:400 mm:567458 | Autodesk Revit MEP 2011 | IfcFlowMovingDevice | 2qJOpFhcDCTOmxtm2Q60ZG | n/a | n/a | n/a | n/a | n/a | n/a
VAV-AHU1-Y | danielle.r.love@usace.army.mil | 2011-09-14T17:02:59 | VAV 200 mm | 1C18 | M_VAV Unit - Single Duct:200 mm:200 mm:568113 | Autodesk Revit MEP 2011 | IfcFlowMovingDevice | 0JGTSjcSn7v8o$ZI4qc4hS | n/a | n/a | n/a | n/a | n/a | n/a
VAV-AHU1-YY | danielle.r.love@usace.army.mil | 2011-09-14T17:02:59 | VAV 200 mm | 1D34 | M_VAV Unit - Single Duct:200 mm:200 mm:567770 | Autodesk Revit MEP 2011 | IfcFlowMovingDevice | 0JGTSjcSn7v8o$ZI4qc4Wt | n/a | n/a | n/a | n/a | n/a | n/a
VAV-AHU1-YYY | danielle.r.love@usace.army.mil | 2011-09-14T17:02:59 | VAV 200 mm | 1BC1 | M_VAV Unit - Single Duct:250 mm:250 mm:567557 | Autodesk Revit MEP 2011 | IfcFlowMovingDevice | 0JGTSjcSn7v8o$ZI4qc4Ze | n/a | n/a | n/a | n/a | n/a | n/a
VAV-AHU1-Z | danielle.r.love@usace.army.mil | 2011-09-14T17:02:59 | VAV 125 mm | 1C18 | M_VAV Unit - Single Duct:150 mm:150 mm:568123 | Autodesk Revit MEP 2011 | IfcFlowMovingDevice | 0JGTSjcSn7v8o$ZI4qc4hM | n/a | n/a | n/a | n/a | n/a | n/a
VAV-AHU1-ZZZ | danielle.r.love@usace.army.mil | 2011-09-14T17:02:59 | VAV 225 mm | 1B04 | M_VAV Unit - Single Duct:250 mm:250 mm:567558 | Autodesk Revit MEP 2011 | IfcFlowMovingDevice | 0JGTSjcSn7v8o$ZI4qc4Zh | n/a | n/a | n/a | n/a | n/a | n/a
VAV-AHU2-A | danielle.r.love@usace.army.mil | 2011-09-14T17:02:59 | VAV 225 mm | 2A01 | M_VAV Unit - Single Duct:250 mm:250 mm:569398 | Autodesk Revit MEP 2011 | IfcFlowMovingDevice | 0JGTSjcSn7v8o$ZI4qc57R | n/a | n/a | n/a | n/a | n/a | n/a
VAV-AHU2-AA | danielle.r.love@usace.army.mil | 2011-09-14T17:02:59 | VAV 350 mm | 2C17 | M_VAV Unit - Single Duct:350 mm:350 mm:569217 | Autodesk Revit MEP 2011 | IfcFlowMovingDevice | 0JGTSjcSn7v8o$ZI4qc4vi | n/a | n/a | n/a | n/a | n/a | n/a
VAV-AHU2-AAA | danielle.r.love@usace.army.mil | 2011-09-14T17:02:59 | VAV 150 mm | 2D16 | M_VAV Unit - Single Duct:200 mm:200 mm:569787 | Autodesk Revit MEP 2011 | IfcFlowMovingDevice | 0JGTSjcSn7v8o$ZI4qc51M | n/a | n/a | n/a | n/a | n/a | n/a
VAV-AHU2-B | danielle.r.love@usace.army.mil | 2011-09-14T17:02:59 | VAV 200 mm | 2A14 | M_VAV Unit - Single Duct:250 mm:250 mm:569399 | Autodesk Revit MEP 2011 | IfcFlowMovingDevice | 0JGTSjcSn7v8o$ZI4qc57Q | n/a | n/a | n/a | n/a | n/a | n/a
VAV-AHU2-BB | danielle.r.love@usace.army.mil | 2011-09-14T17:02:59 | VAV 200 mm | 2C14 | M_VAV Unit - Single Duct:250 mm:250 mm:569187 | Autodesk Revit MEP 2011 | IfcFlowMovingDevice | 0JGTSjcSn7v8o$ZI4qc4wE | n/a | n/a | n/a | n/a | n/a | n/a
VAV-AHU2-BBB | danielle.r.love@usace.army.mil | 2011-09-14T17:02:59 | VAV 175 mm | 2D14 | M_VAV Unit - Single Duct:250 mm:250 mm:569781 | Autodesk Revit MEP 2011 | IfcFlowMovingDevice | 0JGTSjcSn7v8o$ZI4qc51O | n/a | n/a | n/a | n/a | n/a | n/a
VAV-AHU2-C | danielle.r.love@usace.army.mil | 2011-09-14T17:02:59 | VAV 125 mm | 2A02 | M_VAV Unit - Single Duct:150 mm:150 mm:569400 | Autodesk Revit MEP 2011 | IfcFlowMovingDevice | 0JGTSjcSn7v8o$ZI4qc57L | n/a | n/a | n/a | n/a | n/a | n/a
VAV-AHU2-CC | danielle.r.love@usace.army.mil | 2011-09-14T17:02:59 | VAV 225 mm | 2C12 | M_VAV Unit - Single Duct:250 mm:250 mm:569230 | Autodesk Revit MEP 2011 | IfcFlowMovingDevice | 0JGTSjcSn7v8o$ZI4qc4vZ | n/a | n/a | n/a | n/a | n/a | n/a
VAV-AHU2-D | danielle.r.love@usace.army.mil | 2011-09-14T17:02:59 | VAV 200 mm | 2A03 | M_VAV Unit - Single Duct:200 mm:200 mm:569401 | Autodesk Revit MEP 2011 | IfcFlowMovingDevice | 0JGTSjcSn7v8o$ZI4qc57K | n/a | n/a | n/a | n/a | n/a | n/a
VAV-AHU2-DD | danielle.r.love@usace.army.mil | 2011-09-14T17:02:59 | VAV 175 mm | 2B21 | M_VAV Unit - Single Duct:200 mm:200 mm:569532 | Autodesk Revit MEP 2011 | IfcFlowMovingDevice | 0JGTSjcSn7v8o$ZI4qc55H | n/a | n/a | n/a | n/a | n/a | n/a
VAV-AHU2-DDD | danielle.r.love@usace.army.mil | 2011-09-14T17:02:59 | VAV 200 mm | 2D18 | M_VAV Unit - Single Duct:200 mm:200 mm:569732 | Autodesk Revit MEP 2011 | IfcFlowMovingDevice | 0JGTSjcSn7v8o$ZI4qc51f | n/a | n/a | n/a | n/a | n/a | n/a
VAV-AHU2-E | danielle.r.love@usace.army.mil | 2011-09-14T17:02:59 | VAV 175 mm | 2A05 | M_VAV Unit - Single Duct:200 mm:200 mm:569402 | Autodesk Revit MEP 2011 | IfcFlowMovingDevice | 0JGTSjcSn7v8o$ZI4qc57N | n/a | n/a | n/a | n/a | n/a | n/a
VAV-AHU2-EE | danielle.r.love@usace.army.mil | 2011-09-14T17:02:59 | VAV 225 mm | 2BC4 | M_VAV Unit - Single Duct:250 mm:250 mm:569607 | Autodesk Revit MEP 2011 | IfcFlowMovingDevice | 0JGTSjcSn7v8o$ZI4qc53g | n/a | n/a | n/a | n/a | n/a | n/a
VAV-AHU2-EEE | danielle.r.love@usace.army.mil | 2011-09-14T17:02:59 | VAV 175 mm | 2D11 | M_VAV Unit - Single Duct:200 mm:200 mm:569808 | Autodesk Revit MEP 2011 | IfcFlowMovingDevice | 0JGTSjcSn7v8o$ZI4qc50z | n/a | n/a | n/a | n/a | n/a | n/a
VAV-AHU2-F | danielle.r.love@usace.army.mil | 2011-09-14T17:02:59 | VAV 200 mm | 2A05 | M_VAV Unit - Single Duct:200 mm:200 mm:569403 | Autodesk Revit MEP 2011 | IfcFlowMovingDevice | 0JGTSjcSn7v8o$ZI4qc57M | n/a | n/a | n/a | n/a | n/a | n/a
VAV-AHU2-FF | danielle.r.love@usace.army.mil | 2011-09-14T17:02:59 | VAV 125 mm | 2B19 | M_VAV Unit - Single Duct:150 mm:150 mm:569609 | Autodesk Revit MEP 2011 | IfcFlowMovingDevice | 0JGTSjcSn7v8o$ZI4qc53a | n/a | n/a | n/a | n/a | n/a | n/a
VAV-AHU2-FFF | danielle.r.love@usace.army.mil | 2011-09-14T17:02:59 | VAV 175 mm | 2D10 | M_VAV Unit - Single Duct:200 mm:200 mm:569809 | Autodesk Revit MEP 2011 | IfcFlowMovingDevice | 0JGTSjcSn7v8o$ZI4qc50y | n/a | n/a | n/a | n/a | n/a | n/a
VAV-AHU2-G | danielle.r.love@usace.army.mil | 2011-09-14T17:02:59 | VAV 250 mm | 2A12 | M_VAV Unit - Single Duct:300 mm:300 mm:569405 | Autodesk Revit MEP 2011 | IfcFlowMovingDevice | 0JGTSjcSn7v8o$ZI4qc57G | n/a | n/a | n/a | n/a | n/a | n/a
VAV-AHU2-GG | danielle.r.love@usace.army.mil | 2011-09-14T17:02:59 | VAV 200 mm | 2B19 | M_VAV Unit - Single Duct:200 mm:200 mm:569608 | Autodesk Revit MEP 2011 | IfcFlowMovingDevice | 0JGTSjcSn7v8o$ZI4qc53b | n/a | n/a | n/a | n/a | n/a | n/a
VAV-AHU2-GGG | danielle.r.love@usace.army.mil | 2011-09-14T17:02:59 | VAV 150 mm | 2D10 | M_VAV Unit - Single Duct:150 mm:150 mm:569810 | Autodesk Revit MEP 2011 | IfcFlowMovingDevice | 0JGTSjcSn7v8o$ZI4qc50$ | n/a | n/a | n/a | n/a | n/a | n/a
VAV-AHU2-H | danielle.r.love@usace.army.mil | 2011-09-14T17:02:59 | VAV 200 mm | 2A06 | M_VAV Unit - Single Duct:200 mm:200 mm:569404 | Autodesk Revit MEP 2011 | IfcFlowMovingDevice | 0JGTSjcSn7v8o$ZI4qc57H | n/a | n/a | n/a | n/a | n/a | n/a
VAV-AHU2-I | danielle.r.love@usace.army.mil | 2011-09-14T17:02:59 | VAV 200 mm | 2A07 | M_VAV Unit - Single Duct:200 mm:200 mm:569406 | Autodesk Revit MEP 2011 | IfcFlowMovingDevice | 0JGTSjcSn7v8o$ZI4qc57J | n/a | n/a | n/a | n/a | n/a | n/a
VAV-AHU2-II | danielle.r.love@usace.army.mil | 2011-09-14T17:02:59 | VAV 225 mm | 2B18 | M_VAV Unit - Single Duct:250 mm:250 mm:569663 | Autodesk Revit MEP 2011 | IfcFlowMovingDevice | 0JGTSjcSn7v8o$ZI4qc53I | n/a | n/a | n/a | n/a | n/a | n/a
VAV-AHU2-III | danielle.r.love@usace.army.mil | 2011-09-14T17:02:59 | VAV 200 mm | 2D07 | M_VAV Unit - Single Duct:150 mm:150 mm:569822 | Autodesk Revit MEP 2011 | IfcFlowMovingDevice | 0JGTSjcSn7v8o$ZI4qc50p | n/a | n/a | n/a | n/a | n/a | n/a
VAV-AHU2-J | danielle.r.love@usace.army.mil | 2011-09-14T17:02:59 | VAV 250 mm | 2A11 | M_VAV Unit - Single Duct:250 mm:250 mm:569407 | Autodesk Revit MEP 2011 | IfcFlowMovingDevice | 0JGTSjcSn7v8o$ZI4qc57I | n/a | n/a | n/a | n/a | n/a | n/a
VAV-AHU2-JJ | danielle.r.love@usace.army.mil | 2011-09-14T17:02:59 | VAV 225 mm | 2B15 | M_VAV Unit - Single Duct:250 mm:250 mm:569643 | Autodesk Revit MEP 2011 | IfcFlowMovingDevice | 0JGTSjcSn7v8o$ZI4qc536 | n/a | n/a | n/a | n/a | n/a | n/a
VAV-AHU2-JJJ | danielle.r.love@usace.army.mil | 2011-09-14T17:02:59 | VAV 200 mm | 2D18 | M_VAV Unit - Single Duct:200 mm:200 mm:569794 | Autodesk Revit MEP 2011 | IfcFlowMovingDevice | 0JGTSjcSn7v8o$ZI4qc50l | n/a | n/a | n/a | n/a | n/a | n/a
VAV-AHU2-K | danielle.r.love@usace.army.mil | 2011-09-14T17:02:59 | VAV 200 mm | 2A08 | M_VAV Unit - Single Duct:200 mm:200 mm:569408 | Autodesk Revit MEP 2011 | IfcFlowMovingDevice | 0JGTSjcSn7v8o$ZI4qc56j | n/a | n/a | n/a | n/a | n/a | n/a
VAV-AHU2-KK | danielle.r.love@usace.army.mil | 2011-09-14T17:02:59 | VAV 225 mm | 2BC2 | M_VAV Unit - Single Duct:250 mm:250 mm:569671 | Autodesk Revit MEP 2011 | IfcFlowMovingDevice | 0JGTSjcSn7v8o$ZI4qc52g | n/a | n/a | n/a | n/a | n/a | n/a
VAV-AHU2-L | danielle.r.love@usace.army.mil | 2011-09-14T17:02:59 | VAV 200 mm | 2AC2 | M_VAV Unit - Single Duct:250 mm:250 mm:569477 | Autodesk Revit MEP 2011 | IfcFlowMovingDevice | 0JGTSjcSn7v8o$ZI4qc55e | n/a | n/a | n/a | n/a | n/a | n/a
VAV-AHU2-LL | danielle.r.love@usace.army.mil | 2011-09-14T17:02:59 | VAV 175 mm | 2B01 | M_VAV Unit - Single Duct:200 mm:200 mm:569837 | Autodesk Revit MEP 2011 | IfcFlowMovingDevice | 0JGTSjcSn7v8o$ZI4qc500 | n/a | n/a | n/a | n/a | n/a | n/a
VAV-AHU2-LLL | danielle.r.love@usace.army.mil | 2011-09-14T17:02:59 | VAV 175 mm | 2BC2 | M_VAV Unit - Single Duct:150 mm:150 mm:569677 | Autodesk Revit MEP 2011 | IfcFlowMovingDevice | 0JGTSjcSn7v8o$ZI4qc52W | n/a | n/a | n/a | n/a | n/a | n/a
VAV-AHU2-M | danielle.r.love@usace.army.mil | 2011-09-14T17:02:59 | VAV 200 mm | 2A09 | M_VAV Unit - Single Duct:200 mm:200 mm:569409 | Autodesk Revit MEP 2011 | IfcFlowMovingDevice | 0JGTSjcSn7v8o$ZI4qc56i | n/a | n/a | n/a | n/a | n/a | n/a
VAV-AHU2-MM | danielle.r.love@usace.army.mil | 2011-09-14T17:02:59 | VAV 200 mm | 2B03 | M_VAV Unit - Single Duct:200 mm:200 mm:569836 | Autodesk Revit MEP 2011 | IfcFlowMovingDevice | 0JGTSjcSn7v8o$ZI4qc501 | n/a | n/a | n/a | n/a | n/a | n/a
VAV-AHU2-N | danielle.r.love@usace.army.mil | 2011-09-14T17:02:59 | VAV 250 mm | 2C01 | M_VAV Unit - Single Duct:250 mm:250 mm:569259 | Autodesk Revit MEP 2011 | IfcFlowMovingDevice | 0JGTSjcSn7v8o$ZI4qc4v6 | n/a | n/a | n/a | n/a | n/a | n/a
VAV-AHU2-O | danielle.r.love@usace.army.mil | 2011-09-14T17:02:59 | VAV 200 mm | 2C02 | M_VAV Unit - Single Duct:200 mm:200 mm:569258 | Autodesk Revit MEP 2011 | IfcFlowMovingDevice | 0JGTSjcSn7v8o$ZI4qc4v7 | n/a | n/a | n/a | n/a | n/a | n/a
VAV-AHU2-OO | danielle.r.love@usace.army.mil | 2011-09-14T17:02:59 | VAV 200 mm | 2B07 | M_VAV Unit - Single Duct:250 mm:250 mm:569855 | Autodesk Revit MEP 2011 | IfcFlowMovingDevice | 0JGTSjcSn7v8o$ZI4qc50I | n/a | n/a | n/a | n/a | n/a | n/a
VAV-AHU2-P | danielle.r.love@usace.army.mil | 2011-09-14T17:02:59 | VAV 225 mm | 2C03 | M_VAV Unit - Single Duct:250 mm:250 mm:569260 | Autodesk Revit MEP 2011 | IfcFlowMovingDevice | 0JGTSjcSn7v8o$ZI4qc4v1 | n/a | n/a | n/a | n/a | n/a | n/a
VAV-AHU2-PP | danielle.r.love@usace.army.mil | 2011-09-14T17:02:59 | VAV 125 mm | 2B08 | M_VAV Unit - Single Duct:150 mm:150 mm:569856 | Autodesk Revit MEP 2011 | IfcFlowMovingDevice | 0JGTSjcSn7v8o$ZI4qc5Fj | n/a | n/a | n/a | n/a | n/a | n/a
VAV-AHU2-Q | danielle.r.love@usace.army.mil | 2011-09-14T17:02:59 | VAV 200 mm | 2C04 | M_VAV Unit - Single Duct:200 mm:200 mm:569257 | Autodesk Revit MEP 2011 | IfcFlowMovingDevice | 0JGTSjcSn7v8o$ZI4qc4v4 | n/a | n/a | n/a | n/a | n/a | n/a
VAV-AHU2-QQ | danielle.r.love@usace.army.mil | 2011-09-14T17:02:59 | VAV 125 mm | 2B10 | M_VAV Unit - Single Duct:150 mm:150 mm:569857 | Autodesk Revit MEP 2011 | IfcFlowMovingDevice | 0JGTSjcSn7v8o$ZI4qc5Fi | n/a | n/a | n/a | n/a | n/a | n/a
VAV-AHU2-R | danielle.r.love@usace.army.mil | 2011-09-14T17:02:59 | VAV 150 mm | 2C03 | M_VAV Unit - Single Duct:150 mm:150 mm:569264 | Autodesk Revit MEP 2011 | IfcFlowMovingDevice | 0JGTSjcSn7v8o$ZI4qc4vT | n/a | n/a | n/a | n/a | n/a | n/a
VAV-AHU2-RR | danielle.r.love@usace.army.mil | 2011-09-14T17:02:59 | VAV 200 mm | 2B11 | M_VAV Unit - Single Duct:250 mm:250 mm:569858 | Autodesk Revit MEP 2011 | IfcFlowMovingDevice | 0JGTSjcSn7v8o$ZI4qc5Fl | n/a | n/a | n/a | n/a | n/a | n/a
VAV-AHU2-S | danielle.r.love@usace.army.mil | 2011-09-14T17:02:59 | VAV 200 mm | 2C06 | M_VAV Unit - Single Duct:200 mm:200 mm:569256 | Autodesk Revit MEP 2011 | IfcFlowMovingDevice | 0JGTSjcSn7v8o$ZI4qc4v5 | n/a | n/a | n/a | n/a | n/a | n/a
VAV-AHU2-SS | danielle.r.love@usace.army.mil | 2011-09-14T17:02:59 | VAV 100 mm | 2BC6 | M_VAV Unit - Single Duct:150 mm:150 mm:569911 | Autodesk Revit MEP 2011 | IfcFlowMovingDevice | 0JGTSjcSn7v8o$ZI4qc5FQ | n/a | n/a | n/a | n/a | n/a | n/a
VAV-AHU2-T | danielle.r.love@usace.army.mil | 2011-09-14T17:02:59 | VAV 200 mm | 2CC1 | M_VAV Unit - Single Duct:250 mm:250 mm:569261 | Autodesk Revit MEP 2011 | IfcFlowMovingDevice | 0JGTSjcSn7v8o$ZI4qc4v0 | n/a | n/a | n/a | n/a | n/a | n/a
VAV-AHU2-TT | danielle.r.love@usace.army.mil | 2011-09-14T17:02:59 | VAV 200 mm | 2D01 | M_VAV Unit - Single Duct:250 mm:250 mm:569689 | Autodesk Revit MEP 2011 | IfcFlowMovingDevice | 0JGTSjcSn7v8o$ZI4qc52q | n/a | n/a | n/a | n/a | n/a | n/a
VAV-AHU2-U | danielle.r.love@usace.army.mil | 2011-09-14T17:02:59 | VAV 200 mm | 2C09 | M_VAV Unit - Single Duct:200 mm:200 mm:569255 | Autodesk Revit MEP 2011 | IfcFlowMovingDevice | 0JGTSjcSn7v8o$ZI4qc4vA | n/a | n/a | n/a | n/a | n/a | n/a
VAV-AHU2-UU | danielle.r.love@usace.army.mil | 2011-09-14T17:02:59 | VAV 350 mm | 2D04A | M_VAV Unit - Single Duct:350 mm:350 mm:569690 | Autodesk Revit MEP 2011 | IfcFlowMovingDevice | 0JGTSjcSn7v8o$ZI4qc52t | n/a | n/a | n/a | n/a | n/a | n/a
VAV-AHU2-V | danielle.r.love@usace.army.mil | 2011-09-14T17:02:59 | VAV 175 mm | 2C19 | M_VAV Unit - Single Duct:200 mm:200 mm:569265 | Autodesk Revit MEP 2011 | IfcFlowMovingDevice | 0JGTSjcSn7v8o$ZI4qc4vS | n/a | n/a | n/a | n/a | n/a | n/a
VAV-AHU2-VV | danielle.r.love@usace.army.mil | 2011-09-14T17:02:59 | VAV 200 mm | 2DC2 | M_VAV Unit - Single Duct:200 mm:200 mm:569707 | Autodesk Revit MEP 2011 | IfcFlowMovingDevice | 0JGTSjcSn7v8o$ZI4qc526 | n/a | n/a | n/a | n/a | n/a | n/a
VAV-AHU2-W | danielle.r.love@usace.army.mil | 2011-09-14T17:02:59 | VAV 225 mm | 2C10 | M_VAV Unit - Single Duct:250 mm:250 mm:569262 | Autodesk Revit MEP 2011 | IfcFlowMovingDevice | 0JGTSjcSn7v8o$ZI4qc4v3 | n/a | n/a | n/a | n/a | n/a | n/a
VAV-AHU2-WW | danielle.r.love@usace.army.mil | 2011-09-14T17:02:59 | VAV 200 mm | 2D21 | M_VAV Unit - Single Duct:250 mm:250 mm:569755 | Autodesk Revit MEP 2011 | IfcFlowMovingDevice | 0JGTSjcSn7v8o$ZI4qc51s | n/a | n/a | n/a | n/a | n/a | n/a
VAV-AHU2-X | danielle.r.love@usace.army.mil | 2011-09-14T17:02:59 | VAV 225 mm | 2C19 | M_VAV Unit - Single Duct:250 mm:250 mm:569263 | Autodesk Revit MEP 2011 | IfcFlowMovingDevice | 0JGTSjcSn7v8o$ZI4qc4v2 | n/a | n/a | n/a | n/a | n/a | n/a
VAV-AHU2-XX | danielle.r.love@usace.army.mil | 2011-09-14T17:02:59 | VAV 250 mm | 2D20 | M_VAV Unit - Single Duct:300 mm:300 mm:569759 | Autodesk Revit MEP 2011 | IfcFlowMovingDevice | 0JGTSjcSn7v8o$ZI4qc51o | n/a | n/a | n/a | n/a | n/a | n/a
VAV-AHU2-Y | danielle.r.love@usace.army.mil | 2011-09-14T17:02:59 | VAV 200 mm | 2C13 | M_VAV Unit - Single Duct:200 mm:200 mm:569203 | Autodesk Revit MEP 2011 | IfcFlowMovingDevice | 0JGTSjcSn7v8o$ZI4qc4wU | n/a | n/a | n/a | n/a | n/a | n/a
VAV-AHU2-Z | danielle.r.love@usace.army.mil | 2011-09-14T17:02:59 | VAV 225 mm | 2C16 | M_VAV Unit - Single Duct:250 mm:250 mm:569182 | Autodesk Revit MEP 2011 | IfcFlowMovingDevice | 0JGTSjcSn7v8o$ZI4qc4wp | n/a | n/a | n/a | n/a | n/a | n/a
VAV-AHU2-ZZ | danielle.r.love@usace.army.mil | 2011-09-14T17:02:59 | VAV 250 mm | 2D17 | M_VAV Unit - Single Duct:250 mm:250 mm:569767 | Autodesk Revit MEP 2011 | IfcFlowMovingDevice | 0JGTSjcSn7v8o$ZI4qc51A | n/a | n/a | n/a | n/a | n/a | n/a
WASHER-LABWARF-ELECTRIC-U/C-01 | bill.east@us.army.mil | 2013-02-28T01:01:01 | Equip-L3365 | 2B17 | WASHER-LABWARF-ELECTRIC-U/C | n/a | n/a | n/a | n/a | n/a | n/a | n/a | n/a | n/a
WASTE DISPOSAL UNIT-SHARPS-01 | bill.east@us.army.mil | 2013-02-28T01:01:01 | Equip-A5108 | 1B03 | WASTE DISPOSAL UNIT-SHARPS | n/a | n/a | n/a | n/a | n/a | n/a | n/a | n/a | n/a
WASTE DISPOSAL UNIT-SHARPS-02 | bill.east@us.army.mil | 2013-02-28T01:01:01 | Equip-A5108 | 1D07 | WASTE DISPOSAL UNIT-SHARPS | n/a | n/a | n/a | n/a | n/a | n/a | n/a | n/a | n/a
WASTE DISPOSAL UNIT-SHARPS-03 | bill.east@us.army.mil | 2013-02-28T01:01:01 | Equip-A5108 | 1D02 | WASTE DISPOSAL UNIT-SHARPS | n/a | n/a | n/a | n/a | n/a | n/a | n/a | n/a | n/a
WASTE DISPOSAL UNIT-SHARPS-04 | bill.east@us.army.mil | 2013-02-28T01:01:01 | Equip-A5108 | 1D08 | WASTE DISPOSAL UNIT-SHARPS | n/a | n/a | n/a | n/a | n/a | n/a | n/a | n/a | n/a
WASTE DISPOSAL UNIT-SHARPS-05 | bill.east@us.army.mil | 2013-02-28T01:01:01 | Equip-A5108 | 1D09 | WASTE DISPOSAL UNIT-SHARPS | n/a | n/a | n/a | n/a | n/a | n/a | n/a | n/a | n/a
WASTE DISPOSAL UNIT-SHARPS-06 | bill.east@us.army.mil | 2013-02-28T01:01:01 | Equip-A5108 | 1D10 | WASTE DISPOSAL UNIT-SHARPS | n/a | n/a | n/a | n/a | n/a | n/a | n/a | n/a | n/a
WASTE DISPOSAL UNIT-SHARPS-07 | bill.east@us.army.mil | 2013-02-28T01:01:01 | Equip-A5108 | 1D11 | WASTE DISPOSAL UNIT-SHARPS | n/a | n/a | n/a | n/a | n/a | n/a | n/a | n/a | n/a
WASTE DISPOSAL UNIT-SHARPS-08 | bill.east@us.army.mil | 2013-02-28T01:01:01 | Equip-A5108 | 1D13 | WASTE DISPOSAL UNIT-SHARPS | n/a | n/a | n/a | n/a | n/a | n/a | n/a | n/a | n/a
WASTE DISPOSAL UNIT-SHARPS-09 | bill.east@us.army.mil | 2013-02-28T01:01:01 | Equip-A5108 | 1D05 | WASTE DISPOSAL UNIT-SHARPS | n/a | n/a | n/a | n/a | n/a | n/a | n/a | n/a | n/a
WASTE DISPOSAL UNIT-SHARPS-10 | bill.east@us.army.mil | 2013-02-28T01:01:01 | Equip-A5108 | 1D12 | WASTE DISPOSAL UNIT-SHARPS | n/a | n/a | n/a | n/a | n/a | n/a | n/a | n/a | n/a
WASTE DISPOSAL UNIT-SHARPS-11 | bill.east@us.army.mil | 2013-02-28T01:01:01 | Equip-A5108 | 1D15 | WASTE DISPOSAL UNIT-SHARPS | n/a | n/a | n/a | n/a | n/a | n/a | n/a | n/a | n/a
WASTE DISPOSAL UNIT-SHARPS-12 | bill.east@us.army.mil | 2013-02-28T01:01:01 | Equip-A5108 | 1D30 | WASTE DISPOSAL UNIT-SHARPS | n/a | n/a | n/a | n/a | n/a | n/a | n/a | n/a | n/a
WASTE DISPOSAL UNIT-SHARPS-13 | bill.east@us.army.mil | 2013-02-28T01:01:01 | Equip-A5108 | 1D31 | WASTE DISPOSAL UNIT-SHARPS | n/a | n/a | n/a | n/a | n/a | n/a | n/a | n/a | n/a
WASTE DISPOSAL UNIT-SHARPS-14 | bill.east@us.army.mil | 2013-02-28T01:01:01 | Equip-A5108 | 1D35 | WASTE DISPOSAL UNIT-SHARPS | n/a | n/a | n/a | n/a | n/a | n/a | n/a | n/a | n/a
WASTE DISPOSAL UNIT-SHARPS-15 | bill.east@us.army.mil | 2013-02-28T01:01:01 | Equip-A5108 | 1D34 | WASTE DISPOSAL UNIT-SHARPS | n/a | n/a | n/a | n/a | n/a | n/a | n/a | n/a | n/a
WASTE DISPOSAL UNIT-SHARPS-16 | bill.east@us.army.mil | 2013-02-28T01:01:01 | Equip-A5108 | 1D36 | WASTE DISPOSAL UNIT-SHARPS | n/a | n/a | n/a | n/a | n/a | n/a | n/a | n/a | n/a
WASTE DISPOSAL UNIT-SHARPS-17 | bill.east@us.army.mil | 2013-02-28T01:01:01 | Equip-A5108 | 1D28 | WASTE DISPOSAL UNIT-SHARPS | n/a | n/a | n/a | n/a | n/a | n/a | n/a | n/a | n/a
WASTE DISPOSAL UNIT-SHARPS-18 | bill.east@us.army.mil | 2013-02-28T01:01:01 | Equip-A5108 | 1D32 | WASTE DISPOSAL UNIT-SHARPS | n/a | n/a | n/a | n/a | n/a | n/a | n/a | n/a | n/a
WASTE DISPOSAL UNIT-SHARPS-19 | bill.east@us.army.mil | 2013-02-28T01:01:01 | Equip-A5108 | 1D38 | WASTE DISPOSAL UNIT-SHARPS | n/a | n/a | n/a | n/a | n/a | n/a | n/a | n/a | n/a
WASTE DISPOSAL UNIT-SHARPS-20 | bill.east@us.army.mil | 2013-02-28T01:01:01 | Equip-A5108 | 1D40 | WASTE DISPOSAL UNIT-SHARPS | n/a | n/a | n/a | n/a | n/a | n/a | n/a | n/a | n/a
WASTE DISPOSAL UNIT-SHARPS-21 | bill.east@us.army.mil | 2013-02-28T01:01:01 | Equip-A5108 | 1E33 | WASTE DISPOSAL UNIT-SHARPS | n/a | n/a | n/a | n/a | n/a | n/a | n/a | n/a | n/a
Water Closet P-9050-01 | danielle.r.love@usace.army.mil | 2011-09-14T17:02:59 | Water Closet P-9050 | 1E09 | M_Water Closet - Flush Valve - Wall Mounted:Public - 6.1 Lpf:Public - 6.1 Lpf:608521 | Autodesk Revit MEP 2011 | IfcFlowTerminal | 32xCMlMsb8h8u4rXrjrV45 | n/a | n/a | n/a | n/a | n/a | n/a
Water Closet P-9050-02 | danielle.r.love@usace.army.mil | 2011-09-14T17:02:59 | Water Closet P-9050 | 1E10 | M_Water Closet - Flush Valve - Wall Mounted:Public - 6.1 Lpf:Public - 6.1 Lpf:608513 | Autodesk Revit MEP 2011 | IfcFlowTerminal | 0bFRO1IET66fqix3eZwFFx | n/a | n/a | n/a | n/a | n/a | n/a
Water Closet P-9050-03 | danielle.r.love@usace.army.mil | 2011-09-14T17:02:59 | Water Closet P-9050 | 1E12 | M_Water Closet - Flush Valve - Wall Mounted:Public - 6.1 Lpf:Public - 6.1 Lpf:609225 | Autodesk Revit MEP 2011 | IfcFlowTerminal | 32xCMlMsb8h8u4rXrjrVF5 | n/a | n/a | n/a | n/a | n/a | n/a
Water Closet P-9050-04 | danielle.r.love@usace.army.mil | 2011-09-14T17:02:59 | Water Closet P-9050 | 1A09 | M_Water Closet - Flush Valve - Wall Mounted:Public - 6.1 Lpf:Public - 6.1 Lpf:620590 | Autodesk Revit MEP 2011 | IfcFlowTerminal | 32xCMlMsb8h8u4rXrjrS0Y | n/a | n/a | n/a | n/a | n/a | n/a
Water Closet P-9050-05 | danielle.r.love@usace.army.mil | 2011-09-14T17:02:59 | Water Closet P-9050 | 1A13 | M_Water Closet - Flush Valve - Wall Mounted:Public - 6.1 Lpf:Public - 6.1 Lpf:622190 | Autodesk Revit MEP 2011 | IfcFlowTerminal | 32xCMlMsb8h8u4rXrjrSPY | n/a | n/a | n/a | n/a | n/a | n/a
Water Closet P-9050-06 | danielle.r.love@usace.army.mil | 2011-09-14T17:02:59 | Water Closet P-9050 | 1B02 | M_Water Closet - Flush Valve - Wall Mounted:Public - 6.1 Lpf:Public - 6.1 Lpf:612622 | Autodesk Revit MEP 2011 | IfcFlowTerminal | 32xCMlMsb8h8u4rXrjrU42 | n/a | n/a | n/a | n/a | n/a | n/a
Water Closet P-9050-07 | danielle.r.love@usace.army.mil | 2011-09-14T17:02:59 | Water Closet P-9050 | 1B05 | M_Water Closet - Flush Valve - Wall Mounted:Public - 6.1 Lpf:Public - 6.1 Lpf:613410 | Autodesk Revit MEP 2011 | IfcFlowTerminal | 32xCMlMsb8h8u4rXrjrUGk | n/a | n/a | n/a | n/a | n/a | n/a
Water Closet P-9050-08 | danielle.r.love@usace.army.mil | 2011-09-14T17:02:59 | Water Closet P-9050 | 1B11 | M_Water Closet - Flush Valve - Wall Mounted:Public - 6.1 Lpf:Public - 6.1 Lpf:681203 | Autodesk Revit MEP 2011 | IfcFlowTerminal | 1l9cg6txb7YQBuTkjGDMm7 | n/a | n/a | n/a | n/a | n/a | n/a
Water Closet P-9050-09 | danielle.r.love@usace.army.mil | 2011-09-14T17:02:59 | Water Closet P-9050 | 1C12 | M_Water Closet - Flush Valve - Wall Mounted:Public - 6.1 Lpf:Public - 6.1 Lpf:613870 | Autodesk Revit MEP 2011 | IfcFlowTerminal | 32xCMlMsb8h8u4rXrjrUNY | n/a | n/a | n/a | n/a | n/a | n/a
Water Closet P-9050-10 | danielle.r.love@usace.army.mil | 2011-09-14T17:02:59 | Water Closet P-9050 | 1D04 | M_Water Closet - Flush Valve - Wall Mounted:Public - 6.1 Lpf:Public - 6.1 Lpf:617689 | Autodesk Revit MEP 2011 | IfcFlowTerminal | 32xCMlMsb8h8u4rXrjrTJL | n/a | n/a | n/a | n/a | n/a | n/a
Water Closet P-9050-11 | danielle.r.love@usace.army.mil | 2011-09-14T17:02:59 | Water Closet P-9050 | 1D14 | M_Water Closet - Flush Valve - Wall Mounted:Public - 6.1 Lpf:Public - 6.1 Lpf:617710 | Autodesk Revit MEP 2011 | IfcFlowTerminal | 32xCMlMsb8h8u4rXrjrTJY | n/a | n/a | n/a | n/a | n/a | n/a
Water Closet P-9050-12 | danielle.r.love@usace.army.mil | 2011-09-14T17:02:59 | Water Closet P-9050 | 1D18 | M_Water Closet - Flush Valve - Wall Mounted:Public - 6.1 Lpf:Public - 6.1 Lpf:620304 | Autodesk Revit MEP 2011 | IfcFlowTerminal | 32xCMlMsb8h8u4rXrjrSyS | n/a | n/a | n/a | n/a | n/a | n/a
Water Closet P-9050-13 | danielle.r.love@usace.army.mil | 2011-09-14T17:02:59 | Water Closet P-9050 | 1D26 | M_Water Closet - Flush Valve - Wall Mounted:Public - 6.1 Lpf:Public - 6.1 Lpf:683476 | Autodesk Revit MEP 2011 | IfcFlowTerminal | 3Eb1Tc81fCY8Bpa$iWdbLb | n/a | n/a | n/a | n/a | n/a | n/a
Water Closet P-9050-14 | danielle.r.love@usace.army.mil | 2011-09-14T17:02:59 | Water Closet P-9050 | 2B05 | M_Water Closet - Flush Valve - Wall Mounted:Public - 6.1 Lpf:Public - 6.1 Lpf:653252 | Autodesk Revit MEP 2011 | IfcFlowTerminal | 0Rj85J29L55uI7dAt1JRKN | n/a | n/a | n/a | n/a | n/a | n/a
Water Closet P-9050-15 | danielle.r.love@usace.army.mil | 2011-09-14T17:02:59 | Water Closet P-9050 | 2B06 | M_Water Closet - Flush Valve - Wall Mounted:Public - 6.1 Lpf:Public - 6.1 Lpf:653204 | Autodesk Revit MEP 2011 | IfcFlowTerminal | 0Rj85J29L55uI7dAt1JRL7 | n/a | n/a | n/a | n/a | n/a | n/a
Water Closet P-9050-16 | danielle.r.love@usace.army.mil | 2011-09-14T17:02:59 | Water Closet P-9050 | 2B22 | M_Water Closet - Flush Valve - Wall Mounted:Public - 6.1 Lpf:Public - 6.1 Lpf:649166 | Autodesk Revit MEP 2011 | IfcFlowTerminal | 0Rj85J29L55uI7dAt1JQKT | n/a | n/a | n/a | n/a | n/a | n/a
Water Closet P-9050-17 | danielle.r.love@usace.army.mil | 2011-09-14T17:02:59 | Water Closet P-9050 | 2C07 | M_Water Closet - Flush Valve - Wall Mounted:Public - 6.1 Lpf:Public - 6.1 Lpf:652596 | Autodesk Revit MEP 2011 | IfcFlowTerminal | 0Rj85J29L55uI7dAt1JRVd | n/a | n/a | n/a | n/a | n/a | n/a
Water Closet P-9050-18 | danielle.r.love@usace.army.mil | 2011-09-14T17:02:59 | Water Closet P-9050 | 2C08 | M_Water Closet - Flush Valve - Wall Mounted:Public - 6.1 Lpf:Public - 6.1 Lpf:652572 | Autodesk Revit MEP 2011 | IfcFlowTerminal | 0Rj85J29L55uI7dAt1JRVF | n/a | n/a | n/a | n/a | n/a | n/a
Water Closet P-9050-19 | danielle.r.love@usace.army.mil | 2011-09-14T17:02:59 | Water Closet P-9050 | 2C23 | M_Water Closet - Flush Valve - Wall Mounted:Public - 6.1 Lpf:Public - 6.1 Lpf:652032 | Autodesk Revit MEP 2011 | IfcFlowTerminal | 0Rj85J29L55uI7dAt1JR7J | n/a | n/a | n/a | n/a | n/a | n/a
Water Closet P-9050-20 | danielle.r.love@usace.army.mil | 2011-09-14T17:02:59 | Water Closet P-9050 | 2C24 | M_Water Closet - Flush Valve - Wall Mounted:Public - 6.1 Lpf:Public - 6.1 Lpf:652072 | Autodesk Revit MEP 2011 | IfcFlowTerminal | 0Rj85J29L55uI7dAt1JR7x | n/a | n/a | n/a | n/a | n/a | n/a
Water Closet P-9050-21 | danielle.r.love@usace.army.mil | 2011-09-14T17:02:59 | Water Closet P-9050 | 2D13 | M_Water Closet - Flush Valve - Wall Mounted:Public - 6.1 Lpf:Public - 6.1 Lpf:649349 | Autodesk Revit MEP 2011 | IfcFlowTerminal | 0Rj85J29L55uI7dAt1JQfM | n/a | n/a | n/a | n/a | n/a | n/a
Water Closet P-9050M-01 | danielle.r.love@usace.army.mil | 2011-09-14T17:02:59 | Water Closet P-9050M | 1A12 | M_Water Closet - Flush Valve - Wall Mounted:Public - 6.1 Lpf:Public - 6.1 Lpf:620695 | Autodesk Revit MEP 2011 | IfcFlowTerminal | 32xCMlMsb8h8u4rXrjrS2R | n/a | n/a | n/a | n/a | n/a | n/a
Water Closet P-9050M-02 | danielle.r.love@usace.army.mil | 2011-09-14T17:02:59 | Water Closet P-9050M | 2C24 | M_Water Closet - Flush Valve - Wall Mounted:Public - 6.1 Lpf:Public - 6.1 Lpf:652111 | Autodesk Revit MEP 2011 | IfcFlowTerminal | 0Rj85J29L55uI7dAt1JR6S | n/a | n/a | n/a | n/a | n/a | n/a
Water Closet P-9050M-03 | danielle.r.love@usace.army.mil | 2011-09-14T17:02:59 | Water Closet P-9050M | 1A09 | M_Water Closet - Flush Valve - Wall Mounted:Public - 6.1 Lpf:Public - 6.1 Lpf:620629 | Autodesk Revit MEP 2011 | IfcFlowTerminal | 32xCMlMsb8h8u4rXrjrS1P | n/a | n/a | n/a | n/a | n/a | n/a
Water Heater-01 | danielle.r.love@usace.army.mil | 2011-09-14T17:02:59 | Water Heater | 2D05 | M_Water Heater:380 L:380 L:1061086 | Autodesk Revit MEP 2011 | IfcFlowStorageDevice | 0i9MrBDlLCy8LvLeq$5fBi | n/a | n/a | n/a | n/a | n/a | n/a
WHITEBOARD-WCP-4SLIDG PANELS-W/SCREEN-01 | bill.east@us.army.mil | 2013-02-28T01:01:01 | Equip-F3055 | 1C18 | WHITEBOARD-WCP-4SLIDG PANELS-W/SCREEN | n/a | n/a | n/a | n/a | n/a | n/a | n/a | n/a | n/a
WHITEBOARD-WCP-4SLIDG PANELS-W/SCREEN-02 | bill.east@us.army.mil | 2013-02-28T01:01:01 | Equip-F3055 | 1C15 | WHITEBOARD-WCP-4SLIDG PANELS-W/SCREEN | n/a | n/a | n/a | n/a | n/a | n/a | n/a | n/a | n/a
WHITEBOARD-WCP-4SLIDG PANELS-W/SCREEN-03 | bill.east@us.army.mil | 2013-02-28T01:01:01 | Equip-F3055 | 1D21 | WHITEBOARD-WCP-4SLIDG PANELS-W/SCREEN | n/a | n/a | n/a | n/a | n/a | n/a | n/a | n/a | n/a
WHITEBOARD-WCP-4SLIDG PANELS-W/SCREEN-04 | bill.east@us.army.mil | 2013-02-28T01:01:01 | Equip-F3055 | 1D23 | WHITEBOARD-WCP-4SLIDG PANELS-W/SCREEN | n/a | n/a | n/a | n/a | n/a | n/a | n/a | n/a | n/a
WHITEBOARD-WCP-4SLIDG PANELS-W/SCREEN-05 | bill.east@us.army.mil | 2013-02-28T01:01:01 | Equip-F3055 | 1E07 | WHITEBOARD-WCP-4SLIDG PANELS-W/SCREEN | n/a | n/a | n/a | n/a | n/a | n/a | n/a | n/a | n/a
WHITEBOARD-WCP-4SLIDG PANELS-W/SCREEN-06 | bill.east@us.army.mil | 2013-02-28T01:01:01 | Equip-F3055 | 2A01 | WHITEBOARD-WCP-4SLIDG PANELS-W/SCREEN | n/a | n/a | n/a | n/a | n/a | n/a | n/a | n/a | n/a
WHITEBOARD-WCP-4SLIDG PANELS-W/SCREEN-07 | bill.east@us.army.mil | 2013-02-28T01:01:01 | Equip-F3055 | 2B03 | WHITEBOARD-WCP-4SLIDG PANELS-W/SCREEN | n/a | n/a | n/a | n/a | n/a | n/a | n/a | n/a | n/a
WHITEBOARD-WCP-4SLIDG PANELS-W/SCREEN-08 | bill.east@us.army.mil | 2013-02-28T01:01:01 | Equip-F3055 | 2B04 | WHITEBOARD-WCP-4SLIDG PANELS-W/SCREEN | n/a | n/a | n/a | n/a | n/a | n/a | n/a | n/a | n/a
WHITEBOARD-WCP-4SLIDG PANELS-W/SCREEN-09 | bill.east@us.army.mil | 2013-02-28T01:01:01 | Equip-F3055 | 2D20 | WHITEBOARD-WCP-4SLIDG PANELS-W/SCREEN | n/a | n/a | n/a | n/a | n/a | n/a | n/a | n/a | n/a
WHITEBOARD-WCP-510 x 915-01 | bill.east@us.army.mil | 2013-02-28T01:01:01 | Equip-F3050M | 1E26 | WHITEBOARD-WCP-510 x 915 | n/a | n/a | n/a | n/a | n/a | n/a | n/a | n/a | n/a
WHITEBOARD-WCP-915 x 1220-01 | bill.east@us.army.mil | 2013-02-28T01:01:01 | Equip-F3050 | 1B10 | WHITEBOARD-WCP-915 x 1220 | n/a | n/a | n/a | n/a | n/a | n/a | n/a | n/a | n/a
WHITEBOARD-WCP-915 x 1220-02 | bill.east@us.army.mil | 2013-02-28T01:01:01 | Equip-F3050 | 2A14 | WHITEBOARD-WCP-915 x 1220 | n/a | n/a | n/a | n/a | n/a | n/a | n/a | n/a | n/a
WHITEBOARD-WCP-915 x 1220-03 | bill.east@us.army.mil | 2013-02-28T01:01:01 | Equip-F3050 | 2C19 | WHITEBOARD-WCP-915 x 1220 | n/a | n/a | n/a | n/a | n/a | n/a | n/a | n/a | n/a
WHITEBOARD-WCP-915 x 1220-04 | bill.east@us.army.mil | 2013-02-28T01:01:01 | Equip-F3050 | 2D04 | WHITEBOARD-WCP-915 x 1220 | n/a | n/a | n/a | n/a | n/a | n/a | n/a | n/a | n/a
WHITEBOARD-WCP-915 x 1220-05 | bill.east@us.army.mil | 2013-02-28T01:01:01 | Equip-F3050 | 2D20 | WHITEBOARD-WCP-915 x 1220 | n/a | n/a | n/a | n/a | n/a | n/a | n/a | n/a | n/a
WHITEBOARD-WCP-915 x 1220-06 | bill.east@us.army.mil | 2013-02-28T01:01:01 | Equip-F3050 | 2D20 | WHITEBOARD-WCP-915 x 1220 | n/a | n/a | n/a | n/a | n/a | n/a | n/a | n/a | n/a
Window W10-01 | mariangelica.carrasquillo@usace.army.mil | 2011-09-14T16:57:53 | Window Type W10 | 3R01 | Curtain Wall:Storefront:381859 | Autodesk Revit Architecture 2011 | IfcWindow | n/a | n/a | n/a | n/a | n/a | n/a | n/a
Window W1-01 | mariangelica.carrasquillo@usace.army.mil | 2011-09-14T16:57:53 | Window Type W1 | 1C14 | M_Fixed:1735 x 1000mm:1735 x 1000mm:253076 | Autodesk Revit Architecture 2011 | IfcWindow | 2g$QZpOGbBUxSNx_ZgxGCP | n/a | n/a | n/a | n/a | n/a | n/a
Window W1-02 | mariangelica.carrasquillo@usace.army.mil | 2011-09-14T16:57:53 | Window Type W1 | 1CC1 | M_Fixed:1735 x 1000mm:1735 x 1000mm:253332 | Autodesk Revit Architecture 2011 | IfcWindow | 2g$QZpOGbBUxSNx_ZgxG8P | n/a | n/a | n/a | n/a | n/a | n/a
Window W1-03 | mariangelica.carrasquillo@usace.army.mil | 2011-09-14T16:57:53 | Window Type W1 | 1A08 | M_Fixed:1735 x 1000mm:1735 x 1000mm:253561 | Autodesk Revit Architecture 2011 | IfcWindow | 2g$QZpOGbBUxSNx_ZgxG7q | n/a | n/a | n/a | n/a | n/a | n/a
Window W1-04 | mariangelica.carrasquillo@usace.army.mil | 2011-09-14T16:57:53 | Window Type W1 | 1A07 | M_Fixed:1735 x 1000mm:1735 x 1000mm:253704 | Autodesk Revit Architecture 2011 | IfcWindow | 2g$QZpOGbBUxSNx_ZgxG25 | n/a | n/a | n/a | n/a | n/a | n/a
Window W1-05 | mariangelica.carrasquillo@usace.army.mil | 2011-09-14T16:57:53 | Window Type W1 | 1A06 | M_Fixed:1735 x 1000mm:1735 x 1000mm:253943 | Autodesk Revit Architecture 2011 | IfcWindow | 2g$QZpOGbBUxSNx_ZgxG1w | n/a | n/a | n/a | n/a | n/a | n/a
Window W1-06 | mariangelica.carrasquillo@usace.army.mil | 2011-09-14T16:57:53 | Window Type W1 | 1A04 | M_Fixed:1735 x 1000mm:1735 x 1000mm:254052 | Autodesk Revit Architecture 2011 | IfcWindow | 2g$QZpOGbBUxSNx_ZgxJ$f | n/a | n/a | n/a | n/a | n/a | n/a
Window W1-07 | mariangelica.carrasquillo@usace.army.mil | 2011-09-14T16:57:53 | Window Type W1 | 1A02 | M_Fixed:1735 x 1000mm:1735 x 1000mm:254105 | Autodesk Revit Architecture 2011 | IfcWindow | 2g$QZpOGbBUxSNx_ZgxJyK | n/a | n/a | n/a | n/a | n/a | n/a
Window W1-08 | mariangelica.carrasquillo@usace.army.mil | 2011-09-14T16:57:53 | Window Type W1 | 1A02 | M_Fixed:1735 x 1000mm:1735 x 1000mm:254158 | Autodesk Revit Architecture 2011 | IfcWindow | 2g$QZpOGbBUxSNx_ZgxJz3 | n/a | n/a | n/a | n/a | n/a | n/a
Window W1-09 | mariangelica.carrasquillo@usace.army.mil | 2011-09-14T16:57:53 | Window Type W1 | 1B02 | M_Fixed:1735 x 1000mm:1735 x 1000mm:254221 | Autodesk Revit Architecture 2011 | IfcWindow | 2g$QZpOGbBUxSNx_ZgxJw0 | n/a | n/a | n/a | n/a | n/a | n/a
Window W1-10 | mariangelica.carrasquillo@usace.army.mil | 2011-09-14T16:57:53 | Window Type W1 | 1B04 | M_Fixed:1735 x 1000mm:1735 x 1000mm:254294 | Autodesk Revit Architecture 2011 | IfcWindow | 2g$QZpOGbBUxSNx_ZgxJxR | n/a | n/a | n/a | n/a | n/a | n/a
Window W11-01 | mariangelica.carrasquillo@usace.army.mil | 2011-09-14T16:57:53 | Window Type W11 | 3R01 | Curtain Wall:Storefront:381965&381976 | Autodesk Revit Architecture 2011 | IfcWindow | n/a | n/a | n/a | n/a | n/a | n/a | n/a
Window W1-11 | mariangelica.carrasquillo@usace.army.mil | 2011-09-14T16:57:53 | Window Type W1 | 1B04 | M_Fixed:1735 x 1000mm:1735 x 1000mm:254345 | Autodesk Revit Architecture 2011 | IfcWindow | 2g$QZpOGbBUxSNx_ZgxJu4 | n/a | n/a | n/a | n/a | n/a | n/a
Window W1-12 | mariangelica.carrasquillo@usace.army.mil | 2011-09-14T16:57:53 | Window Type W1 | 1B04 | M_Fixed:1735 x 1000mm:1735 x 1000mm:254424 | Autodesk Revit Architecture 2011 | IfcWindow | 2g$QZpOGbBUxSNx_ZgxJvL | n/a | n/a | n/a | n/a | n/a | n/a
Window W1-13 | mariangelica.carrasquillo@usace.army.mil | 2011-09-14T16:57:53 | Window Type W1 | 1B06 | M_Fixed:1735 x 1000mm:1735 x 1000mm:254479 | Autodesk Revit Architecture 2011 | IfcWindow | 2g$QZpOGbBUxSNx_ZgxJs2 | n/a | n/a | n/a | n/a | n/a | n/a
Window W1-14 | mariangelica.carrasquillo@usace.army.mil | 2011-09-14T16:57:53 | Window Type W1 | 1B10 | M_Fixed:1735 x 1000mm:1735 x 1000mm:254526 | Autodesk Revit Architecture 2011 | IfcWindow | 2g$QZpOGbBUxSNx_ZgxJsp | n/a | n/a | n/a | n/a | n/a | n/a
Window W1-15 | mariangelica.carrasquillo@usace.army.mil | 2011-09-14T16:57:53 | Window Type W1 | 1E29 | M_Fixed:1735 x 1000mm:1735 x 1000mm:254583 | Autodesk Revit Architecture 2011 | IfcWindow | 2g$QZpOGbBUxSNx_ZgxJtw | n/a | n/a | n/a | n/a | n/a | n/a
Window W1-16 | mariangelica.carrasquillo@usace.army.mil | 2011-09-14T16:57:53 | Window Type W1 | 1E26 | M_Fixed:1735 x 1000mm:1735 x 1000mm:254638 | Autodesk Revit Architecture 2011 | IfcWindow | 2g$QZpOGbBUxSNx_ZgxJqZ | n/a | n/a | n/a | n/a | n/a | n/a
Window W1-17 | mariangelica.carrasquillo@usace.army.mil | 2011-09-14T16:57:53 | Window Type W1 | 1E28 | M_Fixed:1735 x 1000mm:1735 x 1000mm:254683 | Autodesk Revit Architecture 2011 | IfcWindow | 2g$QZpOGbBUxSNx_ZgxJrM | n/a | n/a | n/a | n/a | n/a | n/a
Window W1-18 | mariangelica.carrasquillo@usace.army.mil | 2011-09-14T16:57:53 | Window Type W1 | 1D23 | M_Fixed:1735 x 1000mm:1735 x 1000mm:254752 | Autodesk Revit Architecture 2011 | IfcWindow | 2g$QZpOGbBUxSNx_ZgxJoj | n/a | n/a | n/a | n/a | n/a | n/a
Window W1-19 | mariangelica.carrasquillo@usace.army.mil | 2011-09-14T16:57:53 | Window Type W1 | 1D21 | M_Fixed:1735 x 1000mm:1735 x 1000mm:254843 | Autodesk Revit Architecture 2011 | IfcWindow | 2g$QZpOGbBUxSNx_ZgxJps | n/a | n/a | n/a | n/a | n/a | n/a
Window W1-20 | mariangelica.carrasquillo@usace.army.mil | 2011-09-14T16:57:53 | Window Type W1 | 1C17 | M_Fixed:1735 x 1000mm:1735 x 1000mm:254940 | Autodesk Revit Architecture 2011 | IfcWindow | 2g$QZpOGbBUxSNx_ZgxJnH | n/a | n/a | n/a | n/a | n/a | n/a
Window W12-01 | mariangelica.carrasquillo@usace.army.mil | 2011-09-14T16:57:53 | Window Type W12 | 3R01 | Curtain Wall:Storefront:374952&375176 | Autodesk Revit Architecture 2011 | IfcWindow | n/a | n/a | n/a | n/a | n/a | n/a | n/a
Window W1-21 | mariangelica.carrasquillo@usace.army.mil | 2011-09-14T16:57:53 | Window Type W1 | 1C18 | M_Fixed:1735 x 1000mm:1735 x 1000mm:254989 | Autodesk Revit Architecture 2011 | IfcWindow | 2g$QZpOGbBUxSNx_ZgxJk0 | n/a | n/a | n/a | n/a | n/a | n/a
Window W1-22 | mariangelica.carrasquillo@usace.army.mil | 2011-09-14T16:57:53 | Window Type W1 | 1C18 | M_Fixed:1735 x 1000mm:1735 x 1000mm:255048 | Autodesk Revit Architecture 2011 | IfcWindow | 2g$QZpOGbBUxSNx_ZgxJl5 | n/a | n/a | n/a | n/a | n/a | n/a
Window W1-23 | mariangelica.carrasquillo@usace.army.mil | 2011-09-14T16:57:53 | Window Type W1 | 2C09 | M_Fixed:1735 x 1000mm:1735 x 1000mm:259285 | Autodesk Revit Architecture 2011 | IfcWindow | 0otfaO0qPDAhynjJ6DmgWH | n/a | n/a | n/a | n/a | n/a | n/a
Window W1-24 | mariangelica.carrasquillo@usace.army.mil | 2011-09-14T16:57:53 | Window Type W1 | 2C06 | M_Fixed:1735 x 1000mm:1735 x 1000mm:259348 | Autodesk Revit Architecture 2011 | IfcWindow | 0otfaO0qPDAhynjJ6DmgdG | n/a | n/a | n/a | n/a | n/a | n/a
Window W1-25 | mariangelica.carrasquillo@usace.army.mil | 2011-09-14T16:57:53 | Window Type W1 | 2C04 | M_Fixed:1735 x 1000mm:1735 x 1000mm:259543 | Autodesk Revit Architecture 2011 | IfcWindow | 0otfaO0qPDAhynjJ6DmgaJ | n/a | n/a | n/a | n/a | n/a | n/a
Window W1-26 | mariangelica.carrasquillo@usace.army.mil | 2011-09-14T16:57:53 | Window Type W1 | 2C02 | M_Fixed:1735 x 1000mm:1735 x 1000mm:259606 | Autodesk Revit Architecture 2011 | IfcWindow | 0otfaO0qPDAhynjJ6DmghI | n/a | n/a | n/a | n/a | n/a | n/a
Window W1-27 | mariangelica.carrasquillo@usace.army.mil | 2011-09-14T16:57:53 | Window Type W1 | 2A09 | M_Fixed:1735 x 1000mm:1735 x 1000mm:259767 | Autodesk Revit Architecture 2011 | IfcWindow | 0otfaO0qPDAhynjJ6Dmgfp | n/a | n/a | n/a | n/a | n/a | n/a
Window W1-28 | mariangelica.carrasquillo@usace.army.mil | 2011-09-14T16:57:53 | Window Type W1 | 2A08 | M_Fixed:1735 x 1000mm:1735 x 1000mm:259922 | Autodesk Revit Architecture 2011 | IfcWindow | 0otfaO0qPDAhynjJ6DmgkM | n/a | n/a | n/a | n/a | n/a | n/a
Window W1-29 | mariangelica.carrasquillo@usace.army.mil | 2011-09-14T16:57:53 | Window Type W1 | 2A07 | M_Fixed:1735 x 1000mm:1735 x 1000mm:260015 | Autodesk Revit Architecture 2011 | IfcWindow | 0otfaO0qPDAhynjJ6Dmgjh | n/a | n/a | n/a | n/a | n/a | n/a
Window W1-30 | mariangelica.carrasquillo@usace.army.mil | 2011-09-14T16:57:53 | Window Type W1 | 2A06 | M_Fixed:1735 x 1000mm:1735 x 1000mm:260209 | Autodesk Revit Architecture 2011 | IfcWindow | 0otfaO0qPDAhynjJ6DmgIr | n/a | n/a | n/a | n/a | n/a | n/a
Window W13-01 | mariangelica.carrasquillo@usace.army.mil | 2011-09-14T16:57:53 | Window Type W13 | 3R01 | Curtain Wall:Storefront:303219 | Autodesk Revit Architecture 2011 | IfcWindow | n/a | n/a | n/a | n/a | n/a | n/a | n/a
Window W1-31 | mariangelica.carrasquillo@usace.army.mil | 2011-09-14T16:57:53 | Window Type W1 | 2A05 | M_Fixed:1735 x 1000mm:1735 x 1000mm:260236 | Autodesk Revit Architecture 2011 | IfcWindow | 0otfaO0qPDAhynjJ6DmgH8 | n/a | n/a | n/a | n/a | n/a | n/a
Window W1-32 | mariangelica.carrasquillo@usace.army.mil | 2011-09-14T16:57:53 | Window Type W1 | 2A04 | M_Fixed:1735 x 1000mm:1735 x 1000mm:260343 | Autodesk Revit Architecture 2011 | IfcWindow | 0otfaO0qPDAhynjJ6DmgGp | n/a | n/a | n/a | n/a | n/a | n/a
Window W1-33 | mariangelica.carrasquillo@usace.army.mil | 2011-09-14T16:57:53 | Window Type W1 | 2A03 | M_Fixed:1735 x 1000mm:1735 x 1000mm:260452 | Autodesk Revit Architecture 2011 | IfcWindow | 0otfaO0qPDAhynjJ6DmgMW | n/a | n/a | n/a | n/a | n/a | n/a
Window W1-34 | mariangelica.carrasquillo@usace.army.mil | 2011-09-14T16:57:53 | Window Type W1 | 2A02 | M_Fixed:1735 x 1000mm:1735 x 1000mm:260595 | Autodesk Revit Architecture 2011 | IfcWindow | 0otfaO0qPDAhynjJ6DmgKt | n/a | n/a | n/a | n/a | n/a | n/a
Window W1-35 | mariangelica.carrasquillo@usace.army.mil | 2011-09-14T16:57:53 | Window Type W1 | 2A01 | M_Fixed:1735 x 1000mm:1735 x 1000mm:260718 | Autodesk Revit Architecture 2011 | IfcWindow | 0otfaO0qPDAhynjJ6DmgQg | n/a | n/a | n/a | n/a | n/a | n/a
Window W1-36 | mariangelica.carrasquillo@usace.army.mil | 2011-09-14T16:57:53 | Window Type W1 | 2B03 | M_Fixed:1735 x 1000mm:1735 x 1000mm:260833 | Autodesk Revit Architecture 2011 | IfcWindow | 0otfaO0qPDAhynjJ6DmgOb | n/a | n/a | n/a | n/a | n/a | n/a
Window W1-37 | mariangelica.carrasquillo@usace.army.mil | 2011-09-14T16:57:53 | Window Type W1 | 2B01 | M_Fixed:1735 x 1000mm:1735 x 1000mm:260974 | Autodesk Revit Architecture 2011 | IfcWindow | 0otfaO0qPDAhynjJ6DmgUg | n/a | n/a | n/a | n/a | n/a | n/a
Window W1-38 | mariangelica.carrasquillo@usace.army.mil | 2011-09-14T16:57:53 | Window Type W1 | 2B24 | M_Fixed:1735 x 1000mm:1735 x 1000mm:261025 | Autodesk Revit Architecture 2011 | IfcWindow | 0otfaO0qPDAhynjJ6DmgTb | n/a | n/a | n/a | n/a | n/a | n/a
Window W1-39 | mariangelica.carrasquillo@usace.army.mil | 2011-09-14T16:57:53 | Window Type W1 | 2B23 | M_Fixed:1735 x 1000mm:1735 x 1000mm:261080 | Autodesk Revit Architecture 2011 | IfcWindow | 0otfaO0qPDAhynjJ6DmgSS | n/a | n/a | n/a | n/a | n/a | n/a
Window W1-40 | mariangelica.carrasquillo@usace.army.mil | 2011-09-14T16:57:53 | Window Type W1 | 2B21 | M_Fixed:1735 x 1000mm:1735 x 1000mm:261135 | Autodesk Revit Architecture 2011 | IfcWindow | 0otfaO0qPDAhynjJ6Dmg3B | n/a | n/a | n/a | n/a | n/a | n/a
Window W1-41 | mariangelica.carrasquillo@usace.army.mil | 2011-09-14T16:57:53 | Window Type W1 | 2B18 | M_Fixed:1735 x 1000mm:1735 x 1000mm:261220 | Autodesk Revit Architecture 2011 | IfcWindow | 0otfaO0qPDAhynjJ6Dmg2W | n/a | n/a | n/a | n/a | n/a | n/a
Window W1-42 | mariangelica.carrasquillo@usace.army.mil | 2011-09-14T16:57:53 | Window Type W1 | 2B16 | M_Fixed:1735 x 1000mm:1735 x 1000mm:261267 | Autodesk Revit Architecture 2011 | IfcWindow | 0otfaO0qPDAhynjJ6Dmg1N | n/a | n/a | n/a | n/a | n/a | n/a
Window W1-43 | mariangelica.carrasquillo@usace.army.mil | 2011-09-14T16:57:53 | Window Type W1 | 2BC2 | M_Fixed:1735 x 1000mm:1735 x 1000mm:261370 | Autodesk Revit Architecture 2011 | IfcWindow | 0otfaO0qPDAhynjJ6Dmg0_ | n/a | n/a | n/a | n/a | n/a | n/a
Window W1-44 | mariangelica.carrasquillo@usace.army.mil | 2011-09-14T16:57:53 | Window Type W1 | 2D20 | M_Fixed:1735 x 1000mm:1735 x 1000mm:261427 | Autodesk Revit Architecture 2011 | IfcWindow | 0otfaO0qPDAhynjJ6Dmg7t | n/a | n/a | n/a | n/a | n/a | n/a
Window W1-45 | mariangelica.carrasquillo@usace.army.mil | 2011-09-14T16:57:53 | Window Type W1 | 2D20 | M_Fixed:1735 x 1000mm:1735 x 1000mm:261484 | Autodesk Revit Architecture 2011 | IfcWindow | 0otfaO0qPDAhynjJ6Dmg6e | n/a | n/a | n/a | n/a | n/a | n/a
Window W1-46 | mariangelica.carrasquillo@usace.army.mil | 2011-09-14T16:57:53 | Window Type W1 | 2D19 | M_Fixed:1735 x 1000mm:1735 x 1000mm:261527 | Autodesk Revit Architecture 2011 | IfcWindow | 0otfaO0qPDAhynjJ6Dmg5J | n/a | n/a | n/a | n/a | n/a | n/a
Window W1-47 | mariangelica.carrasquillo@usace.army.mil | 2011-09-14T16:57:53 | Window Type W1 | 2D17 | M_Fixed:1735 x 1000mm:1735 x 1000mm:261584 | Autodesk Revit Architecture 2011 | IfcWindow | 0otfaO0qPDAhynjJ6Dmg4K | n/a | n/a | n/a | n/a | n/a | n/a
Window W1-48 | mariangelica.carrasquillo@usace.army.mil | 2011-09-14T16:57:53 | Window Type W1 | 2D15 | M_Fixed:1735 x 1000mm:1735 x 1000mm:261637 | Autodesk Revit Architecture 2011 | IfcWindow | 0otfaO0qPDAhynjJ6DmgB1 | n/a | n/a | n/a | n/a | n/a | n/a
Window W1-49 | mariangelica.carrasquillo@usace.army.mil | 2011-09-14T16:57:53 | Window Type W1 | 2D14 | M_Fixed:1735 x 1000mm:1735 x 1000mm:261760 | Autodesk Revit Architecture 2011 | IfcWindow | 0otfaO0qPDAhynjJ6Dmg94 | n/a | n/a | n/a | n/a | n/a | n/a
Window W1-50 | mariangelica.carrasquillo@usace.army.mil | 2011-09-14T16:57:53 | Window Type W1 | 2D16 | M_Fixed:1735 x 1000mm:1735 x 1000mm:261827 | Autodesk Revit Architecture 2011 | IfcWindow | 0otfaO0qPDAhynjJ6Dmg87 | n/a | n/a | n/a | n/a | n/a | n/a
Window W1-51 | mariangelica.carrasquillo@usace.army.mil | 2011-09-14T16:57:53 | Window Type W1 | 2D11 | M_Fixed:1735 x 1000mm:1735 x 1000mm:261874 | Autodesk Revit Architecture 2011 | IfcWindow | 0otfaO0qPDAhynjJ6Dmg8s | n/a | n/a | n/a | n/a | n/a | n/a
Window W1-52 | mariangelica.carrasquillo@usace.army.mil | 2011-09-14T16:57:53 | Window Type W1 | 2D11 | M_Fixed:1735 x 1000mm:1735 x 1000mm:261927 | Autodesk Revit Architecture 2011 | IfcWindow | 0otfaO0qPDAhynjJ6DmgFZ | n/a | n/a | n/a | n/a | n/a | n/a
Window W1-53 | mariangelica.carrasquillo@usace.army.mil | 2011-09-14T16:57:53 | Window Type W1 | 2D10 | M_Fixed:1735 x 1000mm:1735 x 1000mm:261994 | Autodesk Revit Architecture 2011 | IfcWindow | 0otfaO0qPDAhynjJ6DmgEk | n/a | n/a | n/a | n/a | n/a | n/a
Window W1-54 | mariangelica.carrasquillo@usace.army.mil | 2011-09-14T16:57:53 | Window Type W1 | 2D09 | M_Fixed:1735 x 1000mm:1735 x 1000mm:262059 | Autodesk Revit Architecture 2011 | IfcWindow | 0otfaO0qPDAhynjJ6DmgDl | n/a | n/a | n/a | n/a | n/a | n/a
Window W1-55 | mariangelica.carrasquillo@usace.army.mil | 2011-09-14T16:57:53 | Window Type W1 | 2C17 | M_Fixed:1735 x 1000mm:1735 x 1000mm:262138 | Autodesk Revit Architecture 2011 | IfcWindow | 0otfaO0qPDAhynjJ6DmgC_ | n/a | n/a | n/a | n/a | n/a | n/a
Window W1-56 | mariangelica.carrasquillo@usace.army.mil | 2011-09-14T16:57:53 | Window Type W1 | 2C16 | M_Fixed:1735 x 1000mm:1735 x 1000mm:262496 | Autodesk Revit Architecture 2011 | IfcWindow | 0otfaO0qPDAhynjJ6DnLsa | n/a | n/a | n/a | n/a | n/a | n/a
Window W1-57 | mariangelica.carrasquillo@usace.army.mil | 2011-09-14T16:57:53 | Window Type W1 | 2C16 | M_Fixed:1735 x 1000mm:1735 x 1000mm:262576 | Autodesk Revit Architecture 2011 | IfcWindow | 0otfaO0qPDAhynjJ6DnLrq | n/a | n/a | n/a | n/a | n/a | n/a
Window W1-58 | mariangelica.carrasquillo@usace.army.mil | 2011-09-14T16:57:53 | Window Type W1 | 2C14 | M_Fixed:1735 x 1000mm:1735 x 1000mm:262643 | Autodesk Revit Architecture 2011 | IfcWindow | 0otfaO0qPDAhynjJ6DnLqt | n/a | n/a | n/a | n/a | n/a | n/a
Window W3-01 | mariangelica.carrasquillo@usace.army.mil | 2011-09-14T16:57:53 | Window Type W3 | 1D16 | Curtain Wall:Storefront:258775 | Autodesk Revit Architecture 2011 | IfcWindow | n/a | n/a | n/a | n/a | n/a | n/a | n/a
Window W3-02 | mariangelica.carrasquillo@usace.army.mil | 2011-09-14T16:57:53 | Window Type W3 | 1D25 | Curtain Wall:Storefront | Autodesk Revit Architecture 2011 | IfcWindow | n/a | n/a | n/a | n/a | n/a | n/a | n/a
Window W4-01 | mariangelica.carrasquillo@usace.army.mil | 2011-09-14T16:57:53 | Window Type W4 | 1E16 | Curtain Wall:Storefront:256998 | Autodesk Revit Architecture 2011 | IfcWindow | n/a | n/a | n/a | n/a | n/a | n/a | n/a
Window W4-02 | mariangelica.carrasquillo@usace.army.mil | 2011-09-14T16:57:53 | Window Type W4 | 1D22 | Curtain Wall:Storefront:258059 | Autodesk Revit Architecture 2011 | IfcWindow | n/a | n/a | n/a | n/a | n/a | n/a | n/a
Window W5-01 | mariangelica.carrasquillo@usace.army.mil | 2011-09-14T16:57:53 | Window Type W5 | 1AC1 | Aluminum Store Front with Fixed Glass Panels | Autodesk Revit Architecture 2011 | IfcWindow | n/a | n/a | n/a | n/a | n/a | n/a | n/a
Window W6-01 | mariangelica.carrasquillo@usace.army.mil | 2011-09-14T16:57:53 | Window Type W6 | 3R03 | Curtain Wall:Storefront:298261 | Autodesk Revit Architecture 2011 | IfcWindow | n/a | n/a | n/a | n/a | n/a | n/a | n/a
Window W7-01 | mariangelica.carrasquillo@usace.army.mil | 2011-09-14T16:57:53 | Window Type W7 | 3R03 | Curtain Wall:Storefront:300135 | Autodesk Revit Architecture 2011 | IfcWindow | n/a | n/a | n/a | n/a | n/a | n/a | n/a
Window W8-01 | mariangelica.carrasquillo@usace.army.mil | 2011-09-14T16:57:53 | Window Type W8 | 3R01 | Curtain Wall:Storefront: | Autodesk Revit Architecture 2011 | IfcWindow | n/a | n/a | n/a | n/a | n/a | n/a | n/a
Window W9-01 | mariangelica.carrasquillo@usace.army.mil | 2011-09-14T16:57:53 | Window Type W9 | 3R01 | Curtain Wall:Storefront:301675 | Autodesk Revit Architecture 2011 | IfcWindow | n/a | n/a | n/a | n/a | n/a | n/a | n/a
Workstation D-0935M-01 | danielle.r.love@usace.army.mil | 2011-09-14T17:02:59 | Workstation D-0935M | 2C17 | M_Sink - Island - Single:455 mmx455 mm - Public:455 mmx455 mm - Public:1084638 | Autodesk Revit MEP 2011 | IfcFlowTerminal | 0OikU$_vDCwPcQCV$wweaP | n/a | n/a | n/a | n/a | n/a | n/a
Workstation D-0985-01 | danielle.r.love@usace.army.mil | 2011-09-14T17:02:59 | Workstation D-0985 | 2C17 | M_Sink - Island - Single:455 mmx455 mm - Public:455 mmx455 mm - Public:1084625 | Autodesk Revit MEP 2011 | IfcFlowTerminal | 0OikU$_vDCwPcQCV$wweaM | n/a | n/a | n/a | n/a | n/a | n/a
WORKSTATION-1 TECH-(SIM D0905)-01 | bill.east@us.army.mil | 2013-02-28T01:01:01 | Equip-D0904 | 2C17 | WORKSTATION-1 TECH-(SIM D0905) | n/a | n/a | n/a | n/a | n/a | n/a | n/a | n/a | n/a
WORKSTATION-1 TECH-(SIM D0905)-02 | bill.east@us.army.mil | 2013-02-28T01:01:01 | Equip-D0904 | 2C17 | WORKSTATION-1 TECH-(SIM D0905) | n/a | n/a | n/a | n/a | n/a | n/a | n/a | n/a | n/a
WORKSTATION-CASING MODULAR-01 | bill.east@us.army.mil | 2013-02-28T01:01:01 | Equip-D0930M | 2C17 | WORKSTATION-CASING MODULAR | n/a | n/a | n/a | n/a | n/a | n/a | n/a | n/a | n/a
WORKSTATION-DENT LAB PL AS W/ 815 x 405 SINK-01 | bill.east@us.army.mil | 2013-02-28T01:01:01 | Equip-D0935M | 2C17 | WORKSTATION-DENT LAB PL AS W/ 815 x 405 SINK | n/a | n/a | n/a | n/a | n/a | n/a | n/a | n/a | n/a
WORKSTATION-DENT LAB,INVEST,2455 W. x 510 D. x 940 H.-01 | bill.east@us.army.mil | 2013-02-28T01:01:01 | Equip-D0935 | 2C17 | WORKSTATION-DENT LAB,INVEST,2455 W. x 510 D. x 940 H. | n/a | n/a | n/a | n/a | n/a | n/a | n/a | n/a | n/a
WORKSTATION-DENT LAB-CERAMIC MODULAR-01 | bill.east@us.army.mil | 2013-02-28T01:01:01 | Equip-D0915 | 2C16 | WORKSTATION-DENT LAB-CERAMIC MODULAR | n/a | n/a | n/a | n/a | n/a | n/a | n/a | n/a | n/a
WORKSTATION-EQUIP BENCH-W/MICROFINISH-01 | bill.east@us.army.mil | 2013-02-28T01:01:01 | Equip-D0981 | 2C17 | WORKSTATION-EQUIP BENCH-W/MICROFINISH | n/a | n/a | n/a | n/a | n/a | n/a | n/a | n/a | n/a
WORKSTATION-EQUIP BENCH-W/MICROFINISH-02 | bill.east@us.army.mil | 2013-02-28T01:01:01 | Equip-D0942 | 2C17 | WORKSTATION-EQUIP BENCH-W/MICROFINISH | n/a | n/a | n/a | n/a | n/a | n/a | n/a | n/a | n/a
WORKSTATION-INFEC. CONTROL-01 | bill.east@us.army.mil | 2013-02-28T01:01:01 | Equip-D0985 | 2C16 | WORKSTATION-INFEC. CONTROL | n/a | n/a | n/a | n/a | n/a | n/a | n/a | n/a | n/a
WORKSTATION-INFEC. CONTROL-02 | bill.east@us.army.mil | 2013-02-28T01:01:01 | Equip-D0985 | 2C17 | WORKSTATION-INFEC. CONTROL | n/a | n/a | n/a | n/a | n/a | n/a | n/a | n/a | n/a
WORKSTATION-MOD,W/P /H-WKSUR-1525 x 760-01 | bill.east@us.army.mil | 2013-02-28T01:01:01 | Equip-E5410 | 1B10 | WORKSTATION-MOD,W/P /H-WKSUR-1525 x 760 | n/a | n/a | n/a | n/a | n/a | n/a | n/a | n/a | n/a
WORKSTATION-MOD,W/P /H-WKSUR-1525 x 760-02 | bill.east@us.army.mil | 2013-02-28T01:01:01 | Equip-E5410 | 1B13 | WORKSTATION-MOD,W/P /H-WKSUR-1525 x 760 | n/a | n/a | n/a | n/a | n/a | n/a | n/a | n/a | n/a
WORKSTATION-MOD,W/P /H-WKSUR-1525 x 760-03 | bill.east@us.army.mil | 2013-02-28T01:01:01 | Equip-E5410 | 2A14 | WORKSTATION-MOD,W/P /H-WKSUR-1525 x 760 | n/a | n/a | n/a | n/a | n/a | n/a | n/a | n/a | n/a
WORKSTATION-MOD,W/P /H-WKSUR-1525 x 760-04 | bill.east@us.army.mil | 2013-02-28T01:01:01 | Equip-E5410 | 2B10 | WORKSTATION-MOD,W/P /H-WKSUR-1525 x 760 | n/a | n/a | n/a | n/a | n/a | n/a | n/a | n/a | n/a
WORKSTATION-MOD-RECEP.-E1405-01 | bill.east@us.army.mil | 2013-02-28T01:01:01 | Equip-E1405 | 1A01 | WORKSTATION-MOD-RECEP. | n/a | n/a | n/a | n/a | n/a | n/a | n/a | n/a | n/a
WORKSTATION-MOD-RECEP.-E1405-02 | bill.east@us.army.mil | 2013-02-28T01:01:01 | Equip-E1405 | 1DC1 | WORKSTATION-MOD-RECEP. | n/a | n/a | n/a | n/a | n/a | n/a | n/a | n/a | n/a
WORKSTATION-MOD-RECEP.-E1405-03 | bill.east@us.army.mil | 2013-02-28T01:01:01 | Equip-E1405 | 1DC1 | WORKSTATION-MOD-RECEP. | n/a | n/a | n/a | n/a | n/a | n/a | n/a | n/a | n/a
WORKSTATION-MOD-RECEP.-E1450-01 | bill.east@us.army.mil | 2013-02-28T01:01:01 | Equip-E1450 | 1C02 | WORKSTATION-MOD-RECEP. | n/a | n/a | n/a | n/a | n/a | n/a | n/a | n/a | n/a
WORKSTATION-MOD-W/H-WKSUR-SH,CSH,3DR-01 | bill.east@us.army.mil | 2013-02-28T01:01:01 | Equip-E5700 | 1A01 | WORKSTATION-MOD-W/H-WKSUR-SH,CSH,3DR | n/a | n/a | n/a | n/a | n/a | n/a | n/a | n/a | n/a
WORKSTATION-MOD-W/H-WKSUR-SH,CSH,3DR-02 | bill.east@us.army.mil | 2013-02-28T01:01:01 | Equip-E5700 | 1DC1 | WORKSTATION-MOD-W/H-WKSUR-SH,CSH,3DR | n/a | n/a | n/a | n/a | n/a | n/a | n/a | n/a | n/a
WORKSTATION-MOD-W/H-WKSUR-SH,CSH,3DR-03 | bill.east@us.army.mil | 2013-02-28T01:01:01 | Equip-E5700 | 1DC1 | WORKSTATION-MOD-W/H-WKSUR-SH,CSH,3DR | n/a | n/a | n/a | n/a | n/a | n/a | n/a | n/a | n/a
WORKSTATION-MOD-W/P /H-WKSUR,SH,CSH,DRS-01 | bill.east@us.army.mil | 2013-02-28T01:01:01 | Equip-E5500 | 1DC1 | WORKSTATION-MOD-W/P /H-WKSUR,SH,CSH,DRS | n/a | n/a | n/a | n/a | n/a | n/a | n/a | n/a | n/a
WORKSTATION-MOD-W/P /H-WKSUR,SH,CSH,DRS-02 | bill.east@us.army.mil | 2013-02-28T01:01:01 | Equip-E5500 | 1DC1 | WORKSTATION-MOD-W/P /H-WKSUR,SH,CSH,DRS | n/a | n/a | n/a | n/a | n/a | n/a | n/a | n/a | n/a
WORKSTATION-MOD-W/P/H-2135 x 1245 x 635-01 | bill.east@us.army.mil | 2013-02-28T01:01:01 | Equip-E3150 | 1C09 | WORKSTATION-MOD-W/P/H-2135 x 1245 x 635 | n/a | n/a | n/a | n/a | n/a | n/a | n/a | n/a | n/a
WORKSTATION-MOD-W/P/H-2135 x 1245 x 635-02 | bill.east@us.army.mil | 2013-02-28T01:01:01 | Equip-E3150 | 1C09 | WORKSTATION-MOD-W/P/H-2135 x 1245 x 635 | n/a | n/a | n/a | n/a | n/a | n/a | n/a | n/a | n/a
WORKSTATION-MOD-W/P/H-2135 x 1245 x 635-03 | bill.east@us.army.mil | 2013-02-28T01:01:01 | Equip-E3150 | 1C09 | WORKSTATION-MOD-W/P/H-2135 x 1245 x 635 | n/a | n/a | n/a | n/a | n/a | n/a | n/a | n/a | n/a
WORKSTATION-MOD-WPH,3DR,CSH,SH-2135 x 1245 x 635-01 | bill.east@us.army.mil | 2013-02-28T01:01:01 | Equip-E1130 | 1B04 | WORKSTATION-MOD-WPH,3DR,CSH,SH-2135 x 1245 x 635 | n/a | n/a | n/a | n/a | n/a | n/a | n/a | n/a | n/a
WORKSTATION-MOD-WPH,3DR,CSH,SH-2135 x 1245 x 635-02 | bill.east@us.army.mil | 2013-02-28T01:01:01 | Equip-E1130 | 1B04 | WORKSTATION-MOD-WPH,3DR,CSH,SH-2135 x 1245 x 635 | n/a | n/a | n/a | n/a | n/a | n/a | n/a | n/a | n/a
WORKSTATION-MOD-WPH,3DR,CSH,SH-2135 x 1245 x 635-03 | bill.east@us.army.mil | 2013-02-28T01:01:01 | Equip-E1130 | 1B04 | WORKSTATION-MOD-WPH,3DR,CSH,SH-2135 x 1245 x 635 | n/a | n/a | n/a | n/a | n/a | n/a | n/a | n/a | n/a
WORKSTATION-MOD-WPH-760 mm DIA.-01 | bill.east@us.army.mil | 2013-02-28T01:01:01 | Equip-E1130A | 1B04 | WORKSTATION-MOD-WPH-760 mm DIA. | n/a | n/a | n/a | n/a | n/a | n/a | n/a | n/a | n/a
WORKSURFACE-W/H-1 SINK-965 x 1245 x 635-01 | bill.east@us.army.mil | 2013-02-28T01:01:01 | Equip-E2700 | 1C09 | WORKSURFACE-W/H-1 SINK-965 x 1245 x 635 | n/a | n/a | n/a | n/a | n/a | n/a | n/a | n/a | n/a
WORKSURFACE-W/H-1 SINK-965 x 1245 x 635-02 | bill.east@us.army.mil | 2013-02-28T01:01:01 | Equip-E2700 | 1D31 | WORKSURFACE-W/H-1 SINK-965 x 1245 x 635 | n/a | n/a | n/a | n/a | n/a | n/a | n/a | n/a | n/a
WORKSURFACE-W/H-1 SINK-965 x 1245 x 635-03 | bill.east@us.army.mil | 2013-02-28T01:01:01 | Equip-E2700 | 1E33 | WORKSURFACE-W/H-1 SINK-965 x 1245 x 635 | n/a | n/a | n/a | n/a | n/a | n/a | n/a | n/a | n/a
WORKSURFACE-W/P /H-SINK-760 DIA.-01 | bill.east@us.army.mil | 2013-02-28T01:01:01 | Equip-E2700A | 1B04 | WORKSURFACE-W/P /H-SINK-760 DIA. | n/a | n/a | n/a | n/a | n/a | n/a | n/a | n/a | n/a
WORKSURFACE-W/P /H-SINK-760 DIA.-02 | bill.east@us.army.mil | 2013-02-28T01:01:01 | Equip-E2700A | 1B04 | WORKSURFACE-W/P /H-SINK-760 DIA. | n/a | n/a | n/a | n/a | n/a | n/a | n/a | n/a | n/a
WORKSURFACE-W/P /H-SINK-760 DIA.-03 | bill.east@us.army.mil | 2013-02-28T01:01:01 | Equip-E2700A | 1B04 | WORKSURFACE-W/P /H-SINK-760 DIA. | n/a | n/a | n/a | n/a | n/a | n/a | n/a | n/a | n/a
X-Ray-01 | danielle.r.love@usace.army.mil | 2011-09-14T17:02:59 | X-Ray | 1B19 | X-Ray Machine | n/a | IfcMedicalDevice | n/a | n/a | n/a | n/a | n/a | n/a | n/a

## System
Name | CreatedBy | CreatedOn | Category | ComponentNames | ExtSystem | ExtObject | ExtIdentifier | Description
Direct Digital Control System | mariangelica.carrasquillo@usace.army.mil | 2012-11-06T17:02:60 | 21-81 61 62 21: HVAC Measurement and Control Equipment | DDC-Panel-01 | n/a | n/a | n/a | Direct Digital Control System Overall
Direct Digital Control System | mariangelica.carrasquillo@usace.army.mil | 2012-11-06T17:02:60 | 21-81 61 62 21: HVAC Measurement and Control Equipment | DDC-Panel-02 | n/a | n/a | n/a | Direct Digital Control System Overall
Direct Digital Control System | mariangelica.carrasquillo@usace.army.mil | 2012-11-06T17:02:60 | 21-81 61 62 21: HVAC Measurement and Control Equipment | DDC-Panel-03 | n/a | n/a | n/a | Direct Digital Control System Overall
Direct Digital Control System | mariangelica.carrasquillo@usace.army.mil | 2012-11-06T17:02:60 | 21-81 61 62 21: HVAC Measurement and Control Equipment | DDC-Panel-04 | n/a | n/a | n/a | Direct Digital Control System Overall
Direct Digital Control System | mariangelica.carrasquillo@usace.army.mil | 2012-11-06T17:02:60 | 21-81 61 62 21: HVAC Measurement and Control Equipment | DDC-Panel-05 | n/a | n/a | n/a | Direct Digital Control System Overall
Fire Protection | bill.east@us.army.mil | 2012-11-06T17:02:59 | 21-51 11 11: Fire and Smoke Detection and Alarm | Fire Extinguisher Cabinet:305 x 215 x 813mm:305 x 215 x 813mm:350693 | n/a | n/a | n/a | Fire Protection System Overall
Fire Protection | bill.east@us.army.mil | 2012-11-06T17:02:59 | 21-51 11 11: Fire and Smoke Detection and Alarm | Fire Extinguisher Cabinet:305 x 215 x 813mm:305 x 215 x 813mm:350968 | n/a | n/a | n/a | Fire Protection System Overall
Fire Protection | bill.east@us.army.mil | 2012-11-06T17:02:59 | 21-51 11 11: Fire and Smoke Detection and Alarm | Fire Extinguisher Cabinet:305 x 215 x 813mm:305 x 215 x 813mm:351171 | n/a | n/a | n/a | Fire Protection System Overall
Fire Protection | bill.east@us.army.mil | 2012-11-06T17:02:59 | 21-51 11 11: Fire and Smoke Detection and Alarm | Fire Extinguisher Cabinet:305 x 215 x 813mm:305 x 215 x 813mm:351256 | n/a | n/a | n/a | Fire Protection System Overall
Fire Protection | bill.east@us.army.mil | 2012-11-06T17:02:59 | 21-51 11 11: Fire and Smoke Detection and Alarm | Fire Extinguisher Cabinet:305 x 215 x 813mm:305 x 215 x 813mm:351533 | n/a | n/a | n/a | Fire Protection System Overall
Fire Protection | bill.east@us.army.mil | 2012-11-06T17:02:59 | 21-51 11 11: Fire and Smoke Detection and Alarm | Fire Extinguisher Cabinet:305 x 215 x 813mm:305 x 215 x 813mm:363794 | n/a | n/a | n/a | Fire Protection System Overall
Fire Protection | bill.east@us.army.mil | 2012-11-06T17:02:59 | 21-51 11 11: Fire and Smoke Detection and Alarm | Fire Extinguisher Cabinet:305 x 215 x 813mm:305 x 215 x 813mm:387916 | n/a | n/a | n/a | Fire Protection System Overall
Fire Protection | bill.east@us.army.mil | 2012-11-06T17:02:59 | 21-51 11 11: Fire and Smoke Detection and Alarm | Fire Extinguisher Cabinet:305 x 215 x 813mm:305 x 215 x 813mm:390697 | n/a | n/a | n/a | Fire Protection System Overall
Fire Protection | bill.east@us.army.mil | 2012-11-06T17:02:59 | 21-51 11 11: Fire and Smoke Detection and Alarm | Fire Extinguisher Cabinet:305 x 215 x 813mm:305 x 215 x 813mm:425968 | n/a | n/a | n/a | Fire Protection System Overall
Fire Protection | bill.east@us.army.mil | 2012-11-06T17:02:59 | 21-51 11 11: Fire and Smoke Detection and Alarm | Fire Extinguisher Cabinet:305 x 215 x 813mm:305 x 215 x 813mm:427576 | n/a | n/a | n/a | Fire Protection System Overall
Fire Protection | bill.east@us.army.mil | 2012-11-06T17:02:59 | 21-51 11 11: Fire and Smoke Detection and Alarm | FireSprinkler-001 | n/a | n/a | n/a | Fire Protection System Overall
Fire Protection | bill.east@us.army.mil | 2012-11-06T17:02:59 | 21-51 11 11: Fire and Smoke Detection and Alarm | FireSprinkler-002 | n/a | n/a | n/a | Fire Protection System Overall
Fire Protection | bill.east@us.army.mil | 2012-11-06T17:02:59 | 21-51 11 11: Fire and Smoke Detection and Alarm | FireSprinkler-003 | n/a | n/a | n/a | Fire Protection System Overall
Fire Protection | bill.east@us.army.mil | 2012-11-06T17:02:59 | 21-51 11 11: Fire and Smoke Detection and Alarm | FireSprinkler-004 | n/a | n/a | n/a | Fire Protection System Overall
Fire Protection | bill.east@us.army.mil | 2012-11-06T17:02:59 | 21-51 11 11: Fire and Smoke Detection and Alarm | FireSprinkler-005 | n/a | n/a | n/a | Fire Protection System Overall
Fire Protection | bill.east@us.army.mil | 2012-11-06T17:02:59 | 21-51 11 11: Fire and Smoke Detection and Alarm | FireSprinkler-006 | n/a | n/a | n/a | Fire Protection System Overall
Fire Protection | bill.east@us.army.mil | 2012-11-06T17:02:59 | 21-51 11 11: Fire and Smoke Detection and Alarm | FireSprinkler-007 | n/a | n/a | n/a | Fire Protection System Overall
Fire Protection | bill.east@us.army.mil | 2012-11-06T17:02:59 | 21-51 11 11: Fire and Smoke Detection and Alarm | FireSprinkler-008 | n/a | n/a | n/a | Fire Protection System Overall
Fire Protection | bill.east@us.army.mil | 2012-11-06T17:02:59 | 21-51 11 11: Fire and Smoke Detection and Alarm | FireSprinkler-009 | n/a | n/a | n/a | Fire Protection System Overall
Fire Protection | bill.east@us.army.mil | 2012-11-06T17:02:59 | 21-51 11 11: Fire and Smoke Detection and Alarm | FireSprinkler-010 | n/a | n/a | n/a | Fire Protection System Overall
Fire Protection | bill.east@us.army.mil | 2012-11-06T17:02:59 | 21-51 11 11: Fire and Smoke Detection and Alarm | FireSprinkler-011 | n/a | n/a | n/a | Fire Protection System Overall
Fire Protection | bill.east@us.army.mil | 2012-11-06T17:02:59 | 21-51 11 11: Fire and Smoke Detection and Alarm | FireSprinkler-012 | n/a | n/a | n/a | Fire Protection System Overall
Fire Protection | bill.east@us.army.mil | 2012-11-06T17:02:59 | 21-51 11 11: Fire and Smoke Detection and Alarm | FireSprinkler-013 | n/a | n/a | n/a | Fire Protection System Overall
Fire Protection | bill.east@us.army.mil | 2012-11-06T17:02:59 | 21-51 11 11: Fire and Smoke Detection and Alarm | FireSprinkler-014 | n/a | n/a | n/a | Fire Protection System Overall
Fire Protection | bill.east@us.army.mil | 2012-11-06T17:02:59 | 21-51 11 11: Fire and Smoke Detection and Alarm | FireSprinkler-015 | n/a | n/a | n/a | Fire Protection System Overall
Fire Protection | bill.east@us.army.mil | 2012-11-06T17:02:59 | 21-51 11 11: Fire and Smoke Detection and Alarm | FireSprinkler-016 | n/a | n/a | n/a | Fire Protection System Overall
Fire Protection | bill.east@us.army.mil | 2012-11-06T17:02:59 | 21-51 11 11: Fire and Smoke Detection and Alarm | FireSprinkler-017 | n/a | n/a | n/a | Fire Protection System Overall
Fire Protection | bill.east@us.army.mil | 2012-11-06T17:02:59 | 21-51 11 11: Fire and Smoke Detection and Alarm | FireSprinkler-018 | n/a | n/a | n/a | Fire Protection System Overall
Fire Protection | bill.east@us.army.mil | 2012-11-06T17:02:59 | 21-51 11 11: Fire and Smoke Detection and Alarm | FireSprinkler-019 | n/a | n/a | n/a | Fire Protection System Overall
Fire Protection | bill.east@us.army.mil | 2012-11-06T17:02:59 | 21-51 11 11: Fire and Smoke Detection and Alarm | FireSprinkler-020 | n/a | n/a | n/a | Fire Protection System Overall
Fire Protection | bill.east@us.army.mil | 2012-11-06T17:02:59 | 21-51 11 11: Fire and Smoke Detection and Alarm | FireSprinkler-021 | n/a | n/a | n/a | Fire Protection System Overall
Fire Protection | bill.east@us.army.mil | 2012-11-06T17:02:59 | 21-51 11 11: Fire and Smoke Detection and Alarm | FireSprinkler-022 | n/a | n/a | n/a | Fire Protection System Overall
Fire Protection | bill.east@us.army.mil | 2012-11-06T17:02:59 | 21-51 11 11: Fire and Smoke Detection and Alarm | FireSprinkler-023 | n/a | n/a | n/a | Fire Protection System Overall
Fire Protection | bill.east@us.army.mil | 2012-11-06T17:02:59 | 21-51 11 11: Fire and Smoke Detection and Alarm | FireSprinkler-024 | n/a | n/a | n/a | Fire Protection System Overall
Fire Protection | bill.east@us.army.mil | 2012-11-06T17:02:59 | 21-51 11 11: Fire and Smoke Detection and Alarm | FireSprinkler-025 | n/a | n/a | n/a | Fire Protection System Overall
Fire Protection | bill.east@us.army.mil | 2012-11-06T17:02:59 | 21-51 11 11: Fire and Smoke Detection and Alarm | FireSprinkler-026 | n/a | n/a | n/a | Fire Protection System Overall
Fire Protection | bill.east@us.army.mil | 2012-11-06T17:02:59 | 21-51 11 11: Fire and Smoke Detection and Alarm | FireSprinkler-027 | n/a | n/a | n/a | Fire Protection System Overall
Fire Protection | bill.east@us.army.mil | 2012-11-06T17:02:59 | 21-51 11 11: Fire and Smoke Detection and Alarm | FireSprinkler-028 | n/a | n/a | n/a | Fire Protection System Overall
Fire Protection | bill.east@us.army.mil | 2012-11-06T17:02:59 | 21-51 11 11: Fire and Smoke Detection and Alarm | FireSprinkler-029 | n/a | n/a | n/a | Fire Protection System Overall
Fire Protection | bill.east@us.army.mil | 2012-11-06T17:02:59 | 21-51 11 11: Fire and Smoke Detection and Alarm | FireSprinkler-030 | n/a | n/a | n/a | Fire Protection System Overall
Fire Protection | bill.east@us.army.mil | 2012-11-06T17:02:59 | 21-51 11 11: Fire and Smoke Detection and Alarm | FireSprinkler-031 | n/a | n/a | n/a | Fire Protection System Overall
Fire Protection | bill.east@us.army.mil | 2012-11-06T17:02:59 | 21-51 11 11: Fire and Smoke Detection and Alarm | FireSprinkler-032 | n/a | n/a | n/a | Fire Protection System Overall
Fire Protection | bill.east@us.army.mil | 2012-11-06T17:02:59 | 21-51 11 11: Fire and Smoke Detection and Alarm | FireSprinkler-033 | n/a | n/a | n/a | Fire Protection System Overall
Fire Protection | bill.east@us.army.mil | 2012-11-06T17:02:59 | 21-51 11 11: Fire and Smoke Detection and Alarm | FireSprinkler-034 | n/a | n/a | n/a | Fire Protection System Overall
Fire Protection | bill.east@us.army.mil | 2012-11-06T17:02:59 | 21-51 11 11: Fire and Smoke Detection and Alarm | FireSprinkler-035 | n/a | n/a | n/a | Fire Protection System Overall
Fire Protection | bill.east@us.army.mil | 2012-11-06T17:02:59 | 21-51 11 11: Fire and Smoke Detection and Alarm | FireSprinkler-036 | n/a | n/a | n/a | Fire Protection System Overall
Fire Protection | bill.east@us.army.mil | 2012-11-06T17:02:59 | 21-51 11 11: Fire and Smoke Detection and Alarm | FireSprinkler-037 | n/a | n/a | n/a | Fire Protection System Overall
Fire Protection | bill.east@us.army.mil | 2012-11-06T17:02:59 | 21-51 11 11: Fire and Smoke Detection and Alarm | FireSprinkler-038 | n/a | n/a | n/a | Fire Protection System Overall
Fire Protection | bill.east@us.army.mil | 2012-11-06T17:02:59 | 21-51 11 11: Fire and Smoke Detection and Alarm | FireSprinkler-039 | n/a | n/a | n/a | Fire Protection System Overall
Fire Protection | bill.east@us.army.mil | 2012-11-06T17:02:59 | 21-51 11 11: Fire and Smoke Detection and Alarm | FireSprinkler-040 | n/a | n/a | n/a | Fire Protection System Overall
Fire Protection | bill.east@us.army.mil | 2012-11-06T17:02:59 | 21-51 11 11: Fire and Smoke Detection and Alarm | FireSprinkler-041 | n/a | n/a | n/a | Fire Protection System Overall
Fire Protection | bill.east@us.army.mil | 2012-11-06T17:02:59 | 21-51 11 11: Fire and Smoke Detection and Alarm | FireSprinkler-042 | n/a | n/a | n/a | Fire Protection System Overall
Fire Protection | bill.east@us.army.mil | 2012-11-06T17:02:59 | 21-51 11 11: Fire and Smoke Detection and Alarm | FireSprinkler-043 | n/a | n/a | n/a | Fire Protection System Overall
Fire Protection | bill.east@us.army.mil | 2012-11-06T17:02:59 | 21-51 11 11: Fire and Smoke Detection and Alarm | FireSprinkler-044 | n/a | n/a | n/a | Fire Protection System Overall
Fire Protection | bill.east@us.army.mil | 2012-11-06T17:02:59 | 21-51 11 11: Fire and Smoke Detection and Alarm | FireSprinkler-045 | n/a | n/a | n/a | Fire Protection System Overall
Fire Protection | bill.east@us.army.mil | 2012-11-06T17:02:59 | 21-51 11 11: Fire and Smoke Detection and Alarm | FireSprinkler-046 | n/a | n/a | n/a | Fire Protection System Overall
Fire Protection | bill.east@us.army.mil | 2012-11-06T17:02:59 | 21-51 11 11: Fire and Smoke Detection and Alarm | FireSprinkler-047 | n/a | n/a | n/a | Fire Protection System Overall
Fire Protection | bill.east@us.army.mil | 2012-11-06T17:02:59 | 21-51 11 11: Fire and Smoke Detection and Alarm | FireSprinkler-048 | n/a | n/a | n/a | Fire Protection System Overall
Fire Protection | bill.east@us.army.mil | 2012-11-06T17:02:59 | 21-51 11 11: Fire and Smoke Detection and Alarm | FireSprinkler-049 | n/a | n/a | n/a | Fire Protection System Overall
Fire Protection | bill.east@us.army.mil | 2012-11-06T17:02:59 | 21-51 11 11: Fire and Smoke Detection and Alarm | FireSprinkler-050 | n/a | n/a | n/a | Fire Protection System Overall
Fire Protection | bill.east@us.army.mil | 2012-11-06T17:02:59 | 21-51 11 11: Fire and Smoke Detection and Alarm | FireSprinkler-051 | n/a | n/a | n/a | Fire Protection System Overall
Fire Protection | bill.east@us.army.mil | 2012-11-06T17:02:59 | 21-51 11 11: Fire and Smoke Detection and Alarm | FireSprinkler-052 | n/a | n/a | n/a | Fire Protection System Overall
Fire Protection | bill.east@us.army.mil | 2012-11-06T17:02:59 | 21-51 11 11: Fire and Smoke Detection and Alarm | FireSprinkler-053 | n/a | n/a | n/a | Fire Protection System Overall
Fire Protection | bill.east@us.army.mil | 2012-11-06T17:02:59 | 21-51 11 11: Fire and Smoke Detection and Alarm | FireSprinkler-054 | n/a | n/a | n/a | Fire Protection System Overall
Fire Protection | bill.east@us.army.mil | 2012-11-06T17:02:59 | 21-51 11 11: Fire and Smoke Detection and Alarm | FireSprinkler-055 | n/a | n/a | n/a | Fire Protection System Overall
Fire Protection | bill.east@us.army.mil | 2012-11-06T17:02:59 | 21-51 11 11: Fire and Smoke Detection and Alarm | FireSprinkler-056 | n/a | n/a | n/a | Fire Protection System Overall
Fire Protection | bill.east@us.army.mil | 2012-11-06T17:02:59 | 21-51 11 11: Fire and Smoke Detection and Alarm | FireSprinkler-057 | n/a | n/a | n/a | Fire Protection System Overall
Fire Protection | bill.east@us.army.mil | 2012-11-06T17:02:59 | 21-51 11 11: Fire and Smoke Detection and Alarm | FireSprinkler-058 | n/a | n/a | n/a | Fire Protection System Overall
Fire Protection | bill.east@us.army.mil | 2012-11-06T17:02:59 | 21-51 11 11: Fire and Smoke Detection and Alarm | FireSprinkler-059 | n/a | n/a | n/a | Fire Protection System Overall
Fire Protection | bill.east@us.army.mil | 2012-11-06T17:02:59 | 21-51 11 11: Fire and Smoke Detection and Alarm | FireSprinkler-060 | n/a | n/a | n/a | Fire Protection System Overall
Fire Protection | bill.east@us.army.mil | 2012-11-06T17:02:59 | 21-51 11 11: Fire and Smoke Detection and Alarm | FireSprinkler-061 | n/a | n/a | n/a | Fire Protection System Overall
Fire Protection | bill.east@us.army.mil | 2012-11-06T17:02:59 | 21-51 11 11: Fire and Smoke Detection and Alarm | FireSprinkler-062 | n/a | n/a | n/a | Fire Protection System Overall
Fire Protection | bill.east@us.army.mil | 2012-11-06T17:02:59 | 21-51 11 11: Fire and Smoke Detection and Alarm | FireSprinkler-063 | n/a | n/a | n/a | Fire Protection System Overall
Fire Protection | bill.east@us.army.mil | 2012-11-06T17:02:59 | 21-51 11 11: Fire and Smoke Detection and Alarm | FireSprinkler-064 | n/a | n/a | n/a | Fire Protection System Overall
Fire Protection | bill.east@us.army.mil | 2012-11-06T17:02:59 | 21-51 11 11: Fire and Smoke Detection and Alarm | FireSprinkler-065 | n/a | n/a | n/a | Fire Protection System Overall
Fire Protection | bill.east@us.army.mil | 2012-11-06T17:02:59 | 21-51 11 11: Fire and Smoke Detection and Alarm | FireSprinkler-066 | n/a | n/a | n/a | Fire Protection System Overall
Fire Protection | bill.east@us.army.mil | 2012-11-06T17:02:59 | 21-51 11 11: Fire and Smoke Detection and Alarm | FireSprinkler-067 | n/a | n/a | n/a | Fire Protection System Overall
Fire Protection | bill.east@us.army.mil | 2012-11-06T17:02:59 | 21-51 11 11: Fire and Smoke Detection and Alarm | FireSprinkler-068 | n/a | n/a | n/a | Fire Protection System Overall
Fire Protection | bill.east@us.army.mil | 2012-11-06T17:02:59 | 21-51 11 11: Fire and Smoke Detection and Alarm | FireSprinkler-069 | n/a | n/a | n/a | Fire Protection System Overall
Fire Protection | bill.east@us.army.mil | 2012-11-06T17:02:59 | 21-51 11 11: Fire and Smoke Detection and Alarm | FireSprinkler-070 | n/a | n/a | n/a | Fire Protection System Overall
Fire Protection | bill.east@us.army.mil | 2012-11-06T17:02:59 | 21-51 11 11: Fire and Smoke Detection and Alarm | FireSprinkler-071 | n/a | n/a | n/a | Fire Protection System Overall
Fire Protection | bill.east@us.army.mil | 2012-11-06T17:02:59 | 21-51 11 11: Fire and Smoke Detection and Alarm | FireSprinkler-072 | n/a | n/a | n/a | Fire Protection System Overall
Fire Protection | bill.east@us.army.mil | 2012-11-06T17:02:59 | 21-51 11 11: Fire and Smoke Detection and Alarm | FireSprinkler-073 | n/a | n/a | n/a | Fire Protection System Overall
Fire Protection | bill.east@us.army.mil | 2012-11-06T17:02:59 | 21-51 11 11: Fire and Smoke Detection and Alarm | FireSprinkler-074 | n/a | n/a | n/a | Fire Protection System Overall
Fire Protection | bill.east@us.army.mil | 2012-11-06T17:02:59 | 21-51 11 11: Fire and Smoke Detection and Alarm | FireSprinkler-075 | n/a | n/a | n/a | Fire Protection System Overall
Fire Protection | bill.east@us.army.mil | 2012-11-06T17:02:59 | 21-51 11 11: Fire and Smoke Detection and Alarm | FireSprinkler-076 | n/a | n/a | n/a | Fire Protection System Overall
Fire Protection | bill.east@us.army.mil | 2012-11-06T17:02:59 | 21-51 11 11: Fire and Smoke Detection and Alarm | FireSprinkler-077 | n/a | n/a | n/a | Fire Protection System Overall
Fire Protection | bill.east@us.army.mil | 2012-11-06T17:02:59 | 21-51 11 11: Fire and Smoke Detection and Alarm | FireSprinkler-078 | n/a | n/a | n/a | Fire Protection System Overall
Fire Protection | bill.east@us.army.mil | 2012-11-06T17:02:59 | 21-51 11 11: Fire and Smoke Detection and Alarm | FireSprinkler-079 | n/a | n/a | n/a | Fire Protection System Overall
Fire Protection | bill.east@us.army.mil | 2012-11-06T17:02:59 | 21-51 11 11: Fire and Smoke Detection and Alarm | FireSprinkler-080 | n/a | n/a | n/a | Fire Protection System Overall
Fire Protection | bill.east@us.army.mil | 2012-11-06T17:02:59 | 21-51 11 11: Fire and Smoke Detection and Alarm | FireSprinkler-081 | n/a | n/a | n/a | Fire Protection System Overall
Fire Protection | bill.east@us.army.mil | 2012-11-06T17:02:59 | 21-51 11 11: Fire and Smoke Detection and Alarm | FireSprinkler-082 | n/a | n/a | n/a | Fire Protection System Overall
Fire Protection | bill.east@us.army.mil | 2012-11-06T17:02:59 | 21-51 11 11: Fire and Smoke Detection and Alarm | FireSprinkler-083 | n/a | n/a | n/a | Fire Protection System Overall
Fire Protection | bill.east@us.army.mil | 2012-11-06T17:02:59 | 21-51 11 11: Fire and Smoke Detection and Alarm | FireSprinkler-084 | n/a | n/a | n/a | Fire Protection System Overall
Fire Protection | bill.east@us.army.mil | 2012-11-06T17:02:59 | 21-51 11 11: Fire and Smoke Detection and Alarm | FireSprinkler-085 | n/a | n/a | n/a | Fire Protection System Overall
Fire Protection | bill.east@us.army.mil | 2012-11-06T17:02:59 | 21-51 11 11: Fire and Smoke Detection and Alarm | FireSprinkler-086 | n/a | n/a | n/a | Fire Protection System Overall
Fire Protection | bill.east@us.army.mil | 2012-11-06T17:02:59 | 21-51 11 11: Fire and Smoke Detection and Alarm | FireSprinkler-087 | n/a | n/a | n/a | Fire Protection System Overall
Fire Protection | bill.east@us.army.mil | 2012-11-06T17:02:59 | 21-51 11 11: Fire and Smoke Detection and Alarm | FireSprinkler-088 | n/a | n/a | n/a | Fire Protection System Overall
Fire Protection | bill.east@us.army.mil | 2012-11-06T17:02:59 | 21-51 11 11: Fire and Smoke Detection and Alarm | FireSprinkler-089 | n/a | n/a | n/a | Fire Protection System Overall
Fire Protection | bill.east@us.army.mil | 2012-11-06T17:02:59 | 21-51 11 11: Fire and Smoke Detection and Alarm | FireSprinkler-090 | n/a | n/a | n/a | Fire Protection System Overall
Fire Protection | bill.east@us.army.mil | 2012-11-06T17:02:59 | 21-51 11 11: Fire and Smoke Detection and Alarm | FireSprinkler-091 | n/a | n/a | n/a | Fire Protection System Overall
Fire Protection | bill.east@us.army.mil | 2012-11-06T17:02:59 | 21-51 11 11: Fire and Smoke Detection and Alarm | FireSprinkler-092 | n/a | n/a | n/a | Fire Protection System Overall
Fire Protection | bill.east@us.army.mil | 2012-11-06T17:02:59 | 21-51 11 11: Fire and Smoke Detection and Alarm | FireSprinkler-093 | n/a | n/a | n/a | Fire Protection System Overall
Fire Protection | bill.east@us.army.mil | 2012-11-06T17:02:59 | 21-51 11 11: Fire and Smoke Detection and Alarm | FireSprinkler-094 | n/a | n/a | n/a | Fire Protection System Overall
Fire Protection | bill.east@us.army.mil | 2012-11-06T17:02:59 | 21-51 11 11: Fire and Smoke Detection and Alarm | FireSprinkler-095 | n/a | n/a | n/a | Fire Protection System Overall
Fire Protection | bill.east@us.army.mil | 2012-11-06T17:02:59 | 21-51 11 11: Fire and Smoke Detection and Alarm | FireSprinkler-096 | n/a | n/a | n/a | Fire Protection System Overall
Fire Protection | bill.east@us.army.mil | 2012-11-06T17:02:59 | 21-51 11 11: Fire and Smoke Detection and Alarm | FireSprinkler-097 | n/a | n/a | n/a | Fire Protection System Overall
Fire Protection | bill.east@us.army.mil | 2012-11-06T17:02:59 | 21-51 11 11: Fire and Smoke Detection and Alarm | FireSprinkler-098 | n/a | n/a | n/a | Fire Protection System Overall
Fire Protection | bill.east@us.army.mil | 2012-11-06T17:02:59 | 21-51 11 11: Fire and Smoke Detection and Alarm | FireSprinkler-099 | n/a | n/a | n/a | Fire Protection System Overall
Fire Protection | bill.east@us.army.mil | 2012-11-06T17:02:59 | 21-51 11 11: Fire and Smoke Detection and Alarm | FireSprinkler-100 | n/a | n/a | n/a | Fire Protection System Overall
Fire Protection | bill.east@us.army.mil | 2012-11-06T17:02:59 | 21-51 11 11: Fire and Smoke Detection and Alarm | FireSprinkler-101 | n/a | n/a | n/a | Fire Protection System Overall
Fire Protection | bill.east@us.army.mil | 2012-11-06T17:02:59 | 21-51 11 11: Fire and Smoke Detection and Alarm | FireSprinkler-102 | n/a | n/a | n/a | Fire Protection System Overall
Fire Protection | bill.east@us.army.mil | 2012-11-06T17:02:59 | 21-51 11 11: Fire and Smoke Detection and Alarm | FireSprinkler-103 | n/a | n/a | n/a | Fire Protection System Overall
Fire Protection | bill.east@us.army.mil | 2012-11-06T17:02:59 | 21-51 11 11: Fire and Smoke Detection and Alarm | FireSprinkler-104 | n/a | n/a | n/a | Fire Protection System Overall
Fire Protection | bill.east@us.army.mil | 2012-11-06T17:02:59 | 21-51 11 11: Fire and Smoke Detection and Alarm | FireSprinkler-105 | n/a | n/a | n/a | Fire Protection System Overall
Fire Protection | bill.east@us.army.mil | 2012-11-06T17:02:59 | 21-51 11 11: Fire and Smoke Detection and Alarm | FireSprinkler-106 | n/a | n/a | n/a | Fire Protection System Overall
Fire Protection | bill.east@us.army.mil | 2012-11-06T17:02:59 | 21-51 11 11: Fire and Smoke Detection and Alarm | FireSprinkler-107 | n/a | n/a | n/a | Fire Protection System Overall
Fire Protection | bill.east@us.army.mil | 2012-11-06T17:02:59 | 21-51 11 11: Fire and Smoke Detection and Alarm | FireSprinkler-108 | n/a | n/a | n/a | Fire Protection System Overall
Fire Protection | bill.east@us.army.mil | 2012-11-06T17:02:59 | 21-51 11 11: Fire and Smoke Detection and Alarm | FireSprinkler-109 | n/a | n/a | n/a | Fire Protection System Overall
Fire Protection | bill.east@us.army.mil | 2012-11-06T17:02:59 | 21-51 11 11: Fire and Smoke Detection and Alarm | FireSprinkler-110 | n/a | n/a | n/a | Fire Protection System Overall
Fire Protection | bill.east@us.army.mil | 2012-11-06T17:02:59 | 21-51 11 11: Fire and Smoke Detection and Alarm | FireSprinkler-111 | n/a | n/a | n/a | Fire Protection System Overall
Fire Protection | bill.east@us.army.mil | 2012-11-06T17:02:59 | 21-51 11 11: Fire and Smoke Detection and Alarm | FireSprinkler-112 | n/a | n/a | n/a | Fire Protection System Overall
Fire Protection | bill.east@us.army.mil | 2012-11-06T17:02:59 | 21-51 11 11: Fire and Smoke Detection and Alarm | FireSprinkler-113 | n/a | n/a | n/a | Fire Protection System Overall
Fire Protection | bill.east@us.army.mil | 2012-11-06T17:02:59 | 21-51 11 11: Fire and Smoke Detection and Alarm | FireSprinkler-114 | n/a | n/a | n/a | Fire Protection System Overall
Fire Protection | bill.east@us.army.mil | 2012-11-06T17:02:60 | 21-51 11 11: Fire and Smoke Detection and Alarm | FireSprinkler-115 | n/a | n/a | n/a | Fire Protection System Overall
Fire Protection | bill.east@us.army.mil | 2012-11-06T17:02:61 | 21-51 11 11: Fire and Smoke Detection and Alarm | FireSprinkler-116 | n/a | n/a | n/a | Fire Protection System Overall
Fire Protection | bill.east@us.army.mil | 2012-11-06T17:02:62 | 21-51 11 11: Fire and Smoke Detection and Alarm | FireSprinkler-117 | n/a | n/a | n/a | Fire Protection System Overall
Fire Protection | bill.east@us.army.mil | 2012-11-06T17:02:63 | 21-51 11 11: Fire and Smoke Detection and Alarm | FireSprinkler-118 | n/a | n/a | n/a | Fire Protection System Overall
Fire Protection | bill.east@us.army.mil | 2012-11-06T17:02:64 | 21-51 11 11: Fire and Smoke Detection and Alarm | FireSprinkler-119 | n/a | n/a | n/a | Fire Protection System Overall
Fire Protection | bill.east@us.army.mil | 2012-11-06T17:02:65 | 21-51 11 11: Fire and Smoke Detection and Alarm | FireSprinkler-120 | n/a | n/a | n/a | Fire Protection System Overall
Fire Protection | bill.east@us.army.mil | 2012-11-06T17:02:66 | 21-51 11 11: Fire and Smoke Detection and Alarm | FireSprinkler-121 | n/a | n/a | n/a | Fire Protection System Overall
Fire Protection | bill.east@us.army.mil | 2012-11-06T17:02:67 | 21-51 11 11: Fire and Smoke Detection and Alarm | FireSprinkler-122 | n/a | n/a | n/a | Fire Protection System Overall
Fire Protection | bill.east@us.army.mil | 2012-11-06T17:02:68 | 21-51 11 11: Fire and Smoke Detection and Alarm | FireSprinkler-123 | n/a | n/a | n/a | Fire Protection System Overall
Fire Protection | bill.east@us.army.mil | 2012-11-06T17:02:69 | 21-51 11 11: Fire and Smoke Detection and Alarm | FireSprinkler-124 | n/a | n/a | n/a | Fire Protection System Overall
Fire Protection | bill.east@us.army.mil | 2012-11-06T17:02:70 | 21-51 11 11: Fire and Smoke Detection and Alarm | FireSprinkler-125 | n/a | n/a | n/a | Fire Protection System Overall
Fire Protection | bill.east@us.army.mil | 2012-11-06T17:02:71 | 21-51 11 11: Fire and Smoke Detection and Alarm | FireSprinkler-126 | n/a | n/a | n/a | Fire Protection System Overall
Fire Protection | bill.east@us.army.mil | 2012-11-06T17:02:72 | 21-51 11 11: Fire and Smoke Detection and Alarm | FireSprinkler-127 | n/a | n/a | n/a | Fire Protection System Overall
Fire Protection | bill.east@us.army.mil | 2012-11-06T17:02:73 | 21-51 11 11: Fire and Smoke Detection and Alarm | FireSprinkler-128 | n/a | n/a | n/a | Fire Protection System Overall
Fire Protection | bill.east@us.army.mil | 2012-11-06T17:02:74 | 21-51 11 11: Fire and Smoke Detection and Alarm | FireSprinkler-129 | n/a | n/a | n/a | Fire Protection System Overall
Fire Protection | bill.east@us.army.mil | 2012-11-06T17:02:75 | 21-51 11 11: Fire and Smoke Detection and Alarm | FireSprinkler-130 | n/a | n/a | n/a | Fire Protection System Overall
Fire Protection | bill.east@us.army.mil | 2012-11-06T17:02:76 | 21-51 11 11: Fire and Smoke Detection and Alarm | FireSprinkler-131 | n/a | n/a | n/a | Fire Protection System Overall
Fire Protection | bill.east@us.army.mil | 2012-11-06T17:02:77 | 21-51 11 11: Fire and Smoke Detection and Alarm | FireSprinkler-132 | n/a | n/a | n/a | Fire Protection System Overall
Fire Protection | bill.east@us.army.mil | 2012-11-06T17:02:78 | 21-51 11 11: Fire and Smoke Detection and Alarm | FireSprinkler-133 | n/a | n/a | n/a | Fire Protection System Overall
Fire Protection | bill.east@us.army.mil | 2012-11-06T17:02:79 | 21-51 11 11: Fire and Smoke Detection and Alarm | FireSprinkler-134 | n/a | n/a | n/a | Fire Protection System Overall
Fire Protection | bill.east@us.army.mil | 2012-11-06T17:02:80 | 21-51 11 11: Fire and Smoke Detection and Alarm | FireSprinkler-135 | n/a | n/a | n/a | Fire Protection System Overall
Fire Protection | bill.east@us.army.mil | 2012-11-06T17:02:81 | 21-51 11 11: Fire and Smoke Detection and Alarm | FireSprinkler-136 | n/a | n/a | n/a | Fire Protection System Overall
Fire Protection | bill.east@us.army.mil | 2012-11-06T17:02:82 | 21-51 11 11: Fire and Smoke Detection and Alarm | FireSprinkler-137 | n/a | n/a | n/a | Fire Protection System Overall
Fire Protection | bill.east@us.army.mil | 2012-11-06T17:02:83 | 21-51 11 11: Fire and Smoke Detection and Alarm | FireSprinkler-138 | n/a | n/a | n/a | Fire Protection System Overall
Fire Protection | bill.east@us.army.mil | 2012-11-06T17:02:84 | 21-51 11 11: Fire and Smoke Detection and Alarm | FireSprinkler-139 | n/a | n/a | n/a | Fire Protection System Overall
Fire Protection | bill.east@us.army.mil | 2012-11-06T17:02:85 | 21-51 11 11: Fire and Smoke Detection and Alarm | FireSprinkler-140 | n/a | n/a | n/a | Fire Protection System Overall
Fire Protection | bill.east@us.army.mil | 2012-11-06T17:02:86 | 21-51 11 11: Fire and Smoke Detection and Alarm | FireSprinkler-141 | n/a | n/a | n/a | Fire Protection System Overall
Fire Protection | bill.east@us.army.mil | 2012-11-06T17:02:87 | 21-51 11 11: Fire and Smoke Detection and Alarm | FireSprinkler-142 | n/a | n/a | n/a | Fire Protection System Overall
Fire Protection | bill.east@us.army.mil | 2012-11-06T17:02:88 | 21-51 11 11: Fire and Smoke Detection and Alarm | FireSprinkler-143 | n/a | n/a | n/a | Fire Protection System Overall
Fire Protection | bill.east@us.army.mil | 2012-11-06T17:02:89 | 21-51 11 11: Fire and Smoke Detection and Alarm | FireSprinkler-144 | n/a | n/a | n/a | Fire Protection System Overall
Fire Protection | bill.east@us.army.mil | 2012-11-06T17:02:90 | 21-51 11 11: Fire and Smoke Detection and Alarm | FireSprinkler-145 | n/a | n/a | n/a | Fire Protection System Overall
Fire Protection | bill.east@us.army.mil | 2012-11-06T17:02:91 | 21-51 11 11: Fire and Smoke Detection and Alarm | FireSprinkler-146 | n/a | n/a | n/a | Fire Protection System Overall
Fire Protection | bill.east@us.army.mil | 2012-11-06T17:02:92 | 21-51 11 11: Fire and Smoke Detection and Alarm | FireSprinkler-147 | n/a | n/a | n/a | Fire Protection System Overall
Fire Protection | bill.east@us.army.mil | 2012-11-06T17:02:93 | 21-51 11 11: Fire and Smoke Detection and Alarm | FireSprinkler-148 | n/a | n/a | n/a | Fire Protection System Overall
Fire Protection | bill.east@us.army.mil | 2012-11-06T17:02:94 | 21-51 11 11: Fire and Smoke Detection and Alarm | FireSprinkler-149 | n/a | n/a | n/a | Fire Protection System Overall
Fire Protection | bill.east@us.army.mil | 2012-11-06T17:02:95 | 21-51 11 11: Fire and Smoke Detection and Alarm | FireSprinkler-150 | n/a | n/a | n/a | Fire Protection System Overall
Fire Protection | bill.east@us.army.mil | 2012-11-06T17:02:96 | 21-51 11 11: Fire and Smoke Detection and Alarm | FireSprinkler-151 | n/a | n/a | n/a | Fire Protection System Overall
Fire Protection | bill.east@us.army.mil | 2012-11-06T17:02:97 | 21-51 11 11: Fire and Smoke Detection and Alarm | FireSprinkler-152 | n/a | n/a | n/a | Fire Protection System Overall
Fire Protection | bill.east@us.army.mil | 2012-11-06T17:02:98 | 21-51 11 11: Fire and Smoke Detection and Alarm | FireSprinkler-153 | n/a | n/a | n/a | Fire Protection System Overall
Fire Protection | bill.east@us.army.mil | 2012-11-06T17:02:99 | 21-51 11 11: Fire and Smoke Detection and Alarm | FireSprinkler-154 | n/a | n/a | n/a | Fire Protection System Overall
Fire Protection | bill.east@us.army.mil | 2012-11-06T17:02:100 | 21-51 11 11: Fire and Smoke Detection and Alarm | FireSprinkler-155 | n/a | n/a | n/a | Fire Protection System Overall
Fire Protection | bill.east@us.army.mil | 2012-11-06T17:02:101 | 21-51 11 11: Fire and Smoke Detection and Alarm | FireSprinkler-156 | n/a | n/a | n/a | Fire Protection System Overall
Fire Protection | bill.east@us.army.mil | 2012-11-06T17:02:102 | 21-51 11 11: Fire and Smoke Detection and Alarm | FireSprinkler-157 | n/a | n/a | n/a | Fire Protection System Overall
Fire Protection | bill.east@us.army.mil | 2012-11-06T17:02:103 | 21-51 11 11: Fire and Smoke Detection and Alarm | FireSprinkler-158 | n/a | n/a | n/a | Fire Protection System Overall
Fire Protection | bill.east@us.army.mil | 2012-11-06T17:02:104 | 21-51 11 11: Fire and Smoke Detection and Alarm | FireSprinkler-159 | n/a | n/a | n/a | Fire Protection System Overall
Fire Protection | bill.east@us.army.mil | 2012-11-06T17:02:105 | 21-51 11 11: Fire and Smoke Detection and Alarm | FireSprinkler-160 | n/a | n/a | n/a | Fire Protection System Overall
Fire Protection | bill.east@us.army.mil | 2012-11-06T17:02:106 | 21-51 11 11: Fire and Smoke Detection and Alarm | FireSprinkler-161 | n/a | n/a | n/a | Fire Protection System Overall
Fire Protection | bill.east@us.army.mil | 2012-11-06T17:02:107 | 21-51 11 11: Fire and Smoke Detection and Alarm | FireSprinkler-162 | n/a | n/a | n/a | Fire Protection System Overall
Fire Protection | bill.east@us.army.mil | 2012-11-06T17:02:108 | 21-51 11 11: Fire and Smoke Detection and Alarm | FireSprinkler-163 | n/a | n/a | n/a | Fire Protection System Overall
Fire Protection | bill.east@us.army.mil | 2012-11-06T17:02:109 | 21-51 11 11: Fire and Smoke Detection and Alarm | FireSprinkler-164 | n/a | n/a | n/a | Fire Protection System Overall
Fire Protection | bill.east@us.army.mil | 2012-11-06T17:02:110 | 21-51 11 11: Fire and Smoke Detection and Alarm | FireSprinkler-165 | n/a | n/a | n/a | Fire Protection System Overall
Fire Protection | bill.east@us.army.mil | 2012-11-06T17:02:111 | 21-51 11 11: Fire and Smoke Detection and Alarm | FireSprinkler-166 | n/a | n/a | n/a | Fire Protection System Overall
Fire Protection | bill.east@us.army.mil | 2012-11-06T17:02:112 | 21-51 11 11: Fire and Smoke Detection and Alarm | FireSprinkler-167 | n/a | n/a | n/a | Fire Protection System Overall
Fire Protection | bill.east@us.army.mil | 2012-11-06T17:02:113 | 21-51 11 11: Fire and Smoke Detection and Alarm | FireSprinkler-168 | n/a | n/a | n/a | Fire Protection System Overall
Fire Protection | bill.east@us.army.mil | 2012-11-06T17:02:114 | 21-51 11 11: Fire and Smoke Detection and Alarm | FireSprinkler-169 | n/a | n/a | n/a | Fire Protection System Overall
Fire Protection | bill.east@us.army.mil | 2012-11-06T17:02:115 | 21-51 11 11: Fire and Smoke Detection and Alarm | FireSprinkler-170 | n/a | n/a | n/a | Fire Protection System Overall
Fire Protection | bill.east@us.army.mil | 2012-11-06T17:02:116 | 21-51 11 11: Fire and Smoke Detection and Alarm | FireSprinkler-171 | n/a | n/a | n/a | Fire Protection System Overall
Fire Protection | bill.east@us.army.mil | 2012-11-06T17:02:117 | 21-51 11 11: Fire and Smoke Detection and Alarm | FireSprinkler-172 | n/a | n/a | n/a | Fire Protection System Overall
Fire Protection | bill.east@us.army.mil | 2012-11-06T17:02:118 | 21-51 11 11: Fire and Smoke Detection and Alarm | FireSprinkler-173 | n/a | n/a | n/a | Fire Protection System Overall
Fire Protection | bill.east@us.army.mil | 2012-11-06T17:02:119 | 21-51 11 11: Fire and Smoke Detection and Alarm | FireSprinkler-174 | n/a | n/a | n/a | Fire Protection System Overall
Fire Protection | bill.east@us.army.mil | 2012-11-06T17:02:120 | 21-51 11 11: Fire and Smoke Detection and Alarm | FireSprinkler-175 | n/a | n/a | n/a | Fire Protection System Overall
Fire Protection | bill.east@us.army.mil | 2012-11-06T17:02:121 | 21-51 11 11: Fire and Smoke Detection and Alarm | FireSprinkler-176 | n/a | n/a | n/a | Fire Protection System Overall
Fire Protection | bill.east@us.army.mil | 2012-11-06T17:02:122 | 21-51 11 11: Fire and Smoke Detection and Alarm | FireSprinkler-177 | n/a | n/a | n/a | Fire Protection System Overall
Fire Protection | bill.east@us.army.mil | 2012-11-06T17:02:123 | 21-51 11 11: Fire and Smoke Detection and Alarm | FireSprinkler-178 | n/a | n/a | n/a | Fire Protection System Overall
Fire Protection | bill.east@us.army.mil | 2012-11-06T17:02:124 | 21-51 11 11: Fire and Smoke Detection and Alarm | FireSprinkler-179 | n/a | n/a | n/a | Fire Protection System Overall
Fire Protection | bill.east@us.army.mil | 2012-11-06T17:02:125 | 21-51 11 11: Fire and Smoke Detection and Alarm | FireSprinkler-180 | n/a | n/a | n/a | Fire Protection System Overall
Fire Protection | bill.east@us.army.mil | 2012-11-06T17:02:126 | 21-51 11 11: Fire and Smoke Detection and Alarm | FireSprinkler-181 | n/a | n/a | n/a | Fire Protection System Overall
Fire Protection | bill.east@us.army.mil | 2012-11-06T17:02:127 | 21-51 11 11: Fire and Smoke Detection and Alarm | FireSprinkler-182 | n/a | n/a | n/a | Fire Protection System Overall
Fire Protection | bill.east@us.army.mil | 2012-11-06T17:02:128 | 21-51 11 11: Fire and Smoke Detection and Alarm | FireSprinkler-183 | n/a | n/a | n/a | Fire Protection System Overall
Fire Protection | bill.east@us.army.mil | 2012-11-06T17:02:129 | 21-51 11 11: Fire and Smoke Detection and Alarm | FireSprinkler-184 | n/a | n/a | n/a | Fire Protection System Overall
Fire Protection | bill.east@us.army.mil | 2012-11-06T17:02:130 | 21-51 11 11: Fire and Smoke Detection and Alarm | FireSprinkler-185 | n/a | n/a | n/a | Fire Protection System Overall
Fire Protection | bill.east@us.army.mil | 2012-11-06T17:02:131 | 21-51 11 11: Fire and Smoke Detection and Alarm | FireSprinkler-186 | n/a | n/a | n/a | Fire Protection System Overall
Fire Protection | bill.east@us.army.mil | 2012-11-06T17:02:132 | 21-51 11 11: Fire and Smoke Detection and Alarm | FireSprinkler-187 | n/a | n/a | n/a | Fire Protection System Overall
Fire Protection | bill.east@us.army.mil | 2012-11-06T17:02:133 | 21-51 11 11: Fire and Smoke Detection and Alarm | FireSprinkler-188 | n/a | n/a | n/a | Fire Protection System Overall
Fire Protection | bill.east@us.army.mil | 2012-11-06T17:02:134 | 21-51 11 11: Fire and Smoke Detection and Alarm | FireSprinkler-189 | n/a | n/a | n/a | Fire Protection System Overall
Fire Protection | bill.east@us.army.mil | 2012-11-06T17:02:135 | 21-51 11 11: Fire and Smoke Detection and Alarm | FireSprinkler-190 | n/a | n/a | n/a | Fire Protection System Overall
Fire Protection | bill.east@us.army.mil | 2012-11-06T17:02:136 | 21-51 11 11: Fire and Smoke Detection and Alarm | FireSprinkler-191 | n/a | n/a | n/a | Fire Protection System Overall
Fire Protection | bill.east@us.army.mil | 2012-11-06T17:02:137 | 21-51 11 11: Fire and Smoke Detection and Alarm | FireSprinkler-192 | n/a | n/a | n/a | Fire Protection System Overall
Fire Protection | bill.east@us.army.mil | 2012-11-06T17:02:138 | 21-51 11 11: Fire and Smoke Detection and Alarm | FireSprinkler-193 | n/a | n/a | n/a | Fire Protection System Overall
Fire Protection | bill.east@us.army.mil | 2012-11-06T17:02:139 | 21-51 11 11: Fire and Smoke Detection and Alarm | FireSprinkler-194 | n/a | n/a | n/a | Fire Protection System Overall
Fire Protection | bill.east@us.army.mil | 2012-11-06T17:02:140 | 21-51 11 11: Fire and Smoke Detection and Alarm | FireSprinkler-195 | n/a | n/a | n/a | Fire Protection System Overall
Fire Protection | bill.east@us.army.mil | 2012-11-06T17:02:141 | 21-51 11 11: Fire and Smoke Detection and Alarm | FireSprinkler-196 | n/a | n/a | n/a | Fire Protection System Overall
Fire Protection | bill.east@us.army.mil | 2012-11-06T17:02:142 | 21-51 11 11: Fire and Smoke Detection and Alarm | FireSprinkler-197 | n/a | n/a | n/a | Fire Protection System Overall
Fire Protection | bill.east@us.army.mil | 2012-11-06T17:02:143 | 21-51 11 11: Fire and Smoke Detection and Alarm | FireSprinkler-198 | n/a | n/a | n/a | Fire Protection System Overall
Fire Protection | bill.east@us.army.mil | 2012-11-06T17:02:144 | 21-51 11 11: Fire and Smoke Detection and Alarm | FireSprinkler-199 | n/a | n/a | n/a | Fire Protection System Overall
Fire Protection | bill.east@us.army.mil | 2012-11-06T17:02:145 | 21-51 11 11: Fire and Smoke Detection and Alarm | FireSprinkler-200 | n/a | n/a | n/a | Fire Protection System Overall
Fire Protection | bill.east@us.army.mil | 2012-11-06T17:02:146 | 21-51 11 11: Fire and Smoke Detection and Alarm | FireSprinkler-201 | n/a | n/a | n/a | Fire Protection System Overall
Fire Protection | bill.east@us.army.mil | 2012-11-06T17:02:147 | 21-51 11 11: Fire and Smoke Detection and Alarm | FireSprinkler-202 | n/a | n/a | n/a | Fire Protection System Overall
Fire Protection | bill.east@us.army.mil | 2012-11-06T17:02:148 | 21-51 11 11: Fire and Smoke Detection and Alarm | FireSprinkler-203 | n/a | n/a | n/a | Fire Protection System Overall
Fire Protection | bill.east@us.army.mil | 2012-11-06T17:02:149 | 21-51 11 11: Fire and Smoke Detection and Alarm | FireSprinkler-204 | n/a | n/a | n/a | Fire Protection System Overall
Fire Protection | bill.east@us.army.mil | 2012-11-06T17:02:150 | 21-51 11 11: Fire and Smoke Detection and Alarm | FireSprinkler-205 | n/a | n/a | n/a | Fire Protection System Overall
Fire Protection | bill.east@us.army.mil | 2012-11-06T17:02:151 | 21-51 11 11: Fire and Smoke Detection and Alarm | FireSprinkler-206 | n/a | n/a | n/a | Fire Protection System Overall
Fire Protection | bill.east@us.army.mil | 2012-11-06T17:02:152 | 21-51 11 11: Fire and Smoke Detection and Alarm | FireSprinkler-207 | n/a | n/a | n/a | Fire Protection System Overall
Fire Protection | bill.east@us.army.mil | 2012-11-06T17:02:153 | 21-51 11 11: Fire and Smoke Detection and Alarm | FireSprinkler-208 | n/a | n/a | n/a | Fire Protection System Overall
Fire Protection | bill.east@us.army.mil | 2012-11-06T17:02:154 | 21-51 11 11: Fire and Smoke Detection and Alarm | FireSprinkler-209 | n/a | n/a | n/a | Fire Protection System Overall
Fire Protection | bill.east@us.army.mil | 2012-11-06T17:02:155 | 21-51 11 11: Fire and Smoke Detection and Alarm | FireSprinkler-210 | n/a | n/a | n/a | Fire Protection System Overall
Fire Protection | bill.east@us.army.mil | 2012-11-06T17:02:156 | 21-51 11 11: Fire and Smoke Detection and Alarm | FireSprinkler-211 | n/a | n/a | n/a | Fire Protection System Overall
Fire Protection | bill.east@us.army.mil | 2012-11-06T17:02:157 | 21-51 11 11: Fire and Smoke Detection and Alarm | FireSprinkler-212 | n/a | n/a | n/a | Fire Protection System Overall
Fire Protection | bill.east@us.army.mil | 2012-11-06T17:02:158 | 21-51 11 11: Fire and Smoke Detection and Alarm | FireSprinkler-213 | n/a | n/a | n/a | Fire Protection System Overall
Fire Protection | bill.east@us.army.mil | 2012-11-06T17:02:159 | 21-51 11 11: Fire and Smoke Detection and Alarm | FireSprinkler-214 | n/a | n/a | n/a | Fire Protection System Overall
Fire Protection | bill.east@us.army.mil | 2012-11-06T17:02:160 | 21-51 11 11: Fire and Smoke Detection and Alarm | FireSprinkler-215 | n/a | n/a | n/a | Fire Protection System Overall
Fire Protection | bill.east@us.army.mil | 2012-11-06T17:02:161 | 21-51 11 11: Fire and Smoke Detection and Alarm | FireSprinkler-216 | n/a | n/a | n/a | Fire Protection System Overall
Fire Protection | bill.east@us.army.mil | 2012-11-06T17:02:162 | 21-51 11 11: Fire and Smoke Detection and Alarm | FireSprinkler-217 | n/a | n/a | n/a | Fire Protection System Overall
Fire Protection | bill.east@us.army.mil | 2012-11-06T17:02:163 | 21-51 11 11: Fire and Smoke Detection and Alarm | FireSprinkler-218 | n/a | n/a | n/a | Fire Protection System Overall
Fire Protection | bill.east@us.army.mil | 2012-11-06T17:02:164 | 21-51 11 11: Fire and Smoke Detection and Alarm | FireSprinkler-219 | n/a | n/a | n/a | Fire Protection System Overall
Fire Protection | bill.east@us.army.mil | 2012-11-06T17:02:165 | 21-51 11 11: Fire and Smoke Detection and Alarm | FireSprinkler-220 | n/a | n/a | n/a | Fire Protection System Overall
Fire Protection | bill.east@us.army.mil | 2012-11-06T17:02:166 | 21-51 11 11: Fire and Smoke Detection and Alarm | FireSprinkler-221 | n/a | n/a | n/a | Fire Protection System Overall
Fire Protection | bill.east@us.army.mil | 2012-11-06T17:02:167 | 21-51 11 11: Fire and Smoke Detection and Alarm | FireSprinkler-222 | n/a | n/a | n/a | Fire Protection System Overall
Fire Protection | bill.east@us.army.mil | 2012-11-06T17:02:168 | 21-51 11 11: Fire and Smoke Detection and Alarm | FireSprinkler-223 | n/a | n/a | n/a | Fire Protection System Overall
Fire Protection | bill.east@us.army.mil | 2012-11-06T17:02:169 | 21-51 11 11: Fire and Smoke Detection and Alarm | FireSprinkler-224 | n/a | n/a | n/a | Fire Protection System Overall
Fire Protection | bill.east@us.army.mil | 2012-11-06T17:02:170 | 21-51 11 11: Fire and Smoke Detection and Alarm | FireSprinkler-225 | n/a | n/a | n/a | Fire Protection System Overall
Fire Protection | bill.east@us.army.mil | 2012-11-06T17:02:171 | 21-51 11 11: Fire and Smoke Detection and Alarm | FireSprinkler-226 | n/a | n/a | n/a | Fire Protection System Overall
Fire Protection | bill.east@us.army.mil | 2012-11-06T17:02:172 | 21-51 11 11: Fire and Smoke Detection and Alarm | FireSprinkler-227 | n/a | n/a | n/a | Fire Protection System Overall
Fire Protection | bill.east@us.army.mil | 2012-11-06T17:02:173 | 21-51 11 11: Fire and Smoke Detection and Alarm | FireSprinkler-228 | n/a | n/a | n/a | Fire Protection System Overall
Fire Protection | bill.east@us.army.mil | 2012-11-06T17:02:174 | 21-51 11 11: Fire and Smoke Detection and Alarm | FireSprinkler-229 | n/a | n/a | n/a | Fire Protection System Overall
Fire Protection | bill.east@us.army.mil | 2012-11-06T17:02:175 | 21-51 11 11: Fire and Smoke Detection and Alarm | FireSprinkler-230 | n/a | n/a | n/a | Fire Protection System Overall
Fire Protection | bill.east@us.army.mil | 2012-11-06T17:02:176 | 21-51 11 11: Fire and Smoke Detection and Alarm | FireSprinkler-231 | n/a | n/a | n/a | Fire Protection System Overall
Fire Protection | bill.east@us.army.mil | 2012-11-06T17:02:177 | 21-51 11 11: Fire and Smoke Detection and Alarm | FireSprinkler-232 | n/a | n/a | n/a | Fire Protection System Overall
Fire Protection | bill.east@us.army.mil | 2012-11-06T17:02:178 | 21-51 11 11: Fire and Smoke Detection and Alarm | FireSprinkler-233 | n/a | n/a | n/a | Fire Protection System Overall
Fire Protection | bill.east@us.army.mil | 2012-11-06T17:02:179 | 21-51 11 11: Fire and Smoke Detection and Alarm | FireSprinkler-234 | n/a | n/a | n/a | Fire Protection System Overall
Fire Protection | bill.east@us.army.mil | 2012-11-06T17:02:180 | 21-51 11 11: Fire and Smoke Detection and Alarm | FireSprinkler-235 | n/a | n/a | n/a | Fire Protection System Overall
Fire Protection | bill.east@us.army.mil | 2012-11-06T17:02:181 | 21-51 11 11: Fire and Smoke Detection and Alarm | FireSprinkler-236 | n/a | n/a | n/a | Fire Protection System Overall
Fire Protection | bill.east@us.army.mil | 2012-11-06T17:02:182 | 21-51 11 11: Fire and Smoke Detection and Alarm | FireSprinkler-237 | n/a | n/a | n/a | Fire Protection System Overall
Fire Protection | bill.east@us.army.mil | 2012-11-06T17:02:183 | 21-51 11 11: Fire and Smoke Detection and Alarm | FireSprinkler-238 | n/a | n/a | n/a | Fire Protection System Overall
Fire Protection | bill.east@us.army.mil | 2012-11-06T17:02:184 | 21-51 11 11: Fire and Smoke Detection and Alarm | FireSprinkler-239 | n/a | n/a | n/a | Fire Protection System Overall
Fire Protection | bill.east@us.army.mil | 2012-11-06T17:02:185 | 21-51 11 11: Fire and Smoke Detection and Alarm | FireSprinkler-240 | n/a | n/a | n/a | Fire Protection System Overall
Fire Protection | bill.east@us.army.mil | 2012-11-06T17:02:186 | 21-51 11 11: Fire and Smoke Detection and Alarm | FireSprinkler-241 | n/a | n/a | n/a | Fire Protection System Overall
Fire Protection | bill.east@us.army.mil | 2012-11-06T17:02:187 | 21-51 11 11: Fire and Smoke Detection and Alarm | FireSprinkler-242 | n/a | n/a | n/a | Fire Protection System Overall
Fire Protection | bill.east@us.army.mil | 2012-11-06T17:02:188 | 21-51 11 11: Fire and Smoke Detection and Alarm | FireSprinkler-243 | n/a | n/a | n/a | Fire Protection System Overall
Fire Protection | bill.east@us.army.mil | 2012-11-06T17:02:189 | 21-51 11 11: Fire and Smoke Detection and Alarm | FireSprinkler-244 | n/a | n/a | n/a | Fire Protection System Overall
Fire Protection | bill.east@us.army.mil | 2012-11-06T17:02:190 | 21-51 11 11: Fire and Smoke Detection and Alarm | FireSprinkler-245 | n/a | n/a | n/a | Fire Protection System Overall
Fire Protection | bill.east@us.army.mil | 2012-11-06T17:02:191 | 21-51 11 11: Fire and Smoke Detection and Alarm | FireSprinkler-246 | n/a | n/a | n/a | Fire Protection System Overall
Fire Protection | bill.east@us.army.mil | 2012-11-06T17:02:192 | 21-51 11 11: Fire and Smoke Detection and Alarm | FireSprinkler-247 | n/a | n/a | n/a | Fire Protection System Overall
Fire Protection | bill.east@us.army.mil | 2012-11-06T17:02:193 | 21-51 11 11: Fire and Smoke Detection and Alarm | FireSprinkler-248 | n/a | n/a | n/a | Fire Protection System Overall
Fire Protection | bill.east@us.army.mil | 2012-11-06T17:02:194 | 21-51 11 11: Fire and Smoke Detection and Alarm | FireSprinkler-249 | n/a | n/a | n/a | Fire Protection System Overall
Fire Protection | bill.east@us.army.mil | 2012-11-06T17:02:195 | 21-51 11 11: Fire and Smoke Detection and Alarm | FireSprinkler-250 | n/a | n/a | n/a | Fire Protection System Overall
Fire Protection | bill.east@us.army.mil | 2012-11-06T17:02:196 | 21-51 11 11: Fire and Smoke Detection and Alarm | FireSprinkler-251 | n/a | n/a | n/a | Fire Protection System Overall
Fire Protection | bill.east@us.army.mil | 2012-11-06T17:02:197 | 21-51 11 11: Fire and Smoke Detection and Alarm | FireSprinkler-252 | n/a | n/a | n/a | Fire Protection System Overall
Fire Protection | bill.east@us.army.mil | 2012-11-06T17:02:198 | 21-51 11 11: Fire and Smoke Detection and Alarm | FireSprinkler-253 | n/a | n/a | n/a | Fire Protection System Overall
Fire Protection | bill.east@us.army.mil | 2012-11-06T17:02:199 | 21-51 11 11: Fire and Smoke Detection and Alarm | FireSprinkler-254 | n/a | n/a | n/a | Fire Protection System Overall
Fire Protection | bill.east@us.army.mil | 2012-11-06T17:02:200 | 21-51 11 11: Fire and Smoke Detection and Alarm | FireSprinkler-255 | n/a | n/a | n/a | Fire Protection System Overall
Fire Protection | bill.east@us.army.mil | 2012-11-06T17:02:201 | 21-51 11 11: Fire and Smoke Detection and Alarm | FireSprinkler-256 | n/a | n/a | n/a | Fire Protection System Overall
Fire Protection | bill.east@us.army.mil | 2012-11-06T17:02:202 | 21-51 11 11: Fire and Smoke Detection and Alarm | FireSprinkler-257 | n/a | n/a | n/a | Fire Protection System Overall
Fire Protection | bill.east@us.army.mil | 2012-11-06T17:02:203 | 21-51 11 11: Fire and Smoke Detection and Alarm | FireSprinkler-258 | n/a | n/a | n/a | Fire Protection System Overall
Fire Protection | bill.east@us.army.mil | 2012-11-06T17:02:204 | 21-51 11 11: Fire and Smoke Detection and Alarm | FireSprinkler-259 | n/a | n/a | n/a | Fire Protection System Overall
Fire Protection | bill.east@us.army.mil | 2012-11-06T17:02:205 | 21-51 11 11: Fire and Smoke Detection and Alarm | FireSprinkler-260 | n/a | n/a | n/a | Fire Protection System Overall
Fire Protection | bill.east@us.army.mil | 2012-11-06T17:02:206 | 21-51 11 11: Fire and Smoke Detection and Alarm | FireSprinkler-261 | n/a | n/a | n/a | Fire Protection System Overall
Fire Protection | bill.east@us.army.mil | 2012-11-06T17:02:207 | 21-51 11 11: Fire and Smoke Detection and Alarm | FireSprinkler-262 | n/a | n/a | n/a | Fire Protection System Overall
Fire Protection | bill.east@us.army.mil | 2012-11-06T17:02:208 | 21-51 11 11: Fire and Smoke Detection and Alarm | FireSprinkler-263 | n/a | n/a | n/a | Fire Protection System Overall
Fire Protection | bill.east@us.army.mil | 2012-11-06T17:02:209 | 21-51 11 11: Fire and Smoke Detection and Alarm | FireSprinkler-264 | n/a | n/a | n/a | Fire Protection System Overall
Fire Protection | bill.east@us.army.mil | 2012-11-06T17:02:210 | 21-51 11 11: Fire and Smoke Detection and Alarm | FireSprinkler-265 | n/a | n/a | n/a | Fire Protection System Overall
Fire Protection | bill.east@us.army.mil | 2012-11-06T17:02:211 | 21-51 11 11: Fire and Smoke Detection and Alarm | FireSprinkler-266 | n/a | n/a | n/a | Fire Protection System Overall
Fire Protection | bill.east@us.army.mil | 2012-11-06T17:02:212 | 21-51 11 11: Fire and Smoke Detection and Alarm | FireSprinkler-267 | n/a | n/a | n/a | Fire Protection System Overall
Fire Protection | bill.east@us.army.mil | 2012-11-06T17:02:213 | 21-51 11 11: Fire and Smoke Detection and Alarm | FireSprinkler-268 | n/a | n/a | n/a | Fire Protection System Overall
Fire Protection | bill.east@us.army.mil | 2012-11-06T17:02:214 | 21-51 11 11: Fire and Smoke Detection and Alarm | FireSprinkler-269 | n/a | n/a | n/a | Fire Protection System Overall
Fire Protection | bill.east@us.army.mil | 2012-11-06T17:02:215 | 21-51 11 11: Fire and Smoke Detection and Alarm | FireSprinkler-270 | n/a | n/a | n/a | Fire Protection System Overall
Fire Protection | bill.east@us.army.mil | 2012-11-06T17:02:216 | 21-51 11 11: Fire and Smoke Detection and Alarm | FireSprinkler-271 | n/a | n/a | n/a | Fire Protection System Overall
Fire Protection | bill.east@us.army.mil | 2012-11-06T17:02:217 | 21-51 11 11: Fire and Smoke Detection and Alarm | FireSprinkler-272 | n/a | n/a | n/a | Fire Protection System Overall
Fire Protection | bill.east@us.army.mil | 2012-11-06T17:02:218 | 21-51 11 11: Fire and Smoke Detection and Alarm | FireSprinkler-273 | n/a | n/a | n/a | Fire Protection System Overall
Fire Protection | bill.east@us.army.mil | 2012-11-06T17:02:219 | 21-51 11 11: Fire and Smoke Detection and Alarm | FireSprinkler-274 | n/a | n/a | n/a | Fire Protection System Overall
Fire Protection | bill.east@us.army.mil | 2012-11-06T17:02:220 | 21-51 11 11: Fire and Smoke Detection and Alarm | FireSprinkler-275 | n/a | n/a | n/a | Fire Protection System Overall
Fire Protection | bill.east@us.army.mil | 2012-11-06T17:02:221 | 21-51 11 11: Fire and Smoke Detection and Alarm | FireSprinkler-276 | n/a | n/a | n/a | Fire Protection System Overall
Fire Protection | bill.east@us.army.mil | 2012-11-06T17:02:222 | 21-51 11 11: Fire and Smoke Detection and Alarm | FireSprinkler-277 | n/a | n/a | n/a | Fire Protection System Overall
Fire Protection | bill.east@us.army.mil | 2012-11-06T17:02:223 | 21-51 11 11: Fire and Smoke Detection and Alarm | FireSprinkler-278 | n/a | n/a | n/a | Fire Protection System Overall
Fire Protection | bill.east@us.army.mil | 2012-11-06T17:02:224 | 21-51 11 11: Fire and Smoke Detection and Alarm | FireSprinkler-279 | n/a | n/a | n/a | Fire Protection System Overall
Fire Protection | bill.east@us.army.mil | 2012-11-06T17:02:225 | 21-51 11 11: Fire and Smoke Detection and Alarm | FireSprinkler-280 | n/a | n/a | n/a | Fire Protection System Overall
Fire Protection | bill.east@us.army.mil | 2012-11-06T17:02:226 | 21-51 11 11: Fire and Smoke Detection and Alarm | FireSprinkler-281 | n/a | n/a | n/a | Fire Protection System Overall
Fire Protection | bill.east@us.army.mil | 2012-11-06T17:02:227 | 21-51 11 11: Fire and Smoke Detection and Alarm | FireSprinkler-282 | n/a | n/a | n/a | Fire Protection System Overall
Fire Protection | bill.east@us.army.mil | 2012-11-06T17:02:228 | 21-51 11 11: Fire and Smoke Detection and Alarm | FireSprinkler-283 | n/a | n/a | n/a | Fire Protection System Overall
Fire Protection | bill.east@us.army.mil | 2012-11-06T17:02:229 | 21-51 11 11: Fire and Smoke Detection and Alarm | FireSprinkler-284 | n/a | n/a | n/a | Fire Protection System Overall
Fire Protection | bill.east@us.army.mil | 2012-11-06T17:02:230 | 21-51 11 11: Fire and Smoke Detection and Alarm | FireSprinkler-285 | n/a | n/a | n/a | Fire Protection System Overall
Fire Protection | bill.east@us.army.mil | 2012-11-06T17:02:231 | 21-51 11 11: Fire and Smoke Detection and Alarm | FireSprinkler-286 | n/a | n/a | n/a | Fire Protection System Overall
Fire Protection | bill.east@us.army.mil | 2012-11-06T17:02:232 | 21-51 11 11: Fire and Smoke Detection and Alarm | FireSprinkler-287 | n/a | n/a | n/a | Fire Protection System Overall
Fire Protection | bill.east@us.army.mil | 2012-11-06T17:02:233 | 21-51 11 11: Fire and Smoke Detection and Alarm | FireSprinkler-288 | n/a | n/a | n/a | Fire Protection System Overall
Fire Protection | bill.east@us.army.mil | 2012-11-06T17:02:234 | 21-51 11 11: Fire and Smoke Detection and Alarm | FireSprinkler-289 | n/a | n/a | n/a | Fire Protection System Overall
Fire Protection | bill.east@us.army.mil | 2012-11-06T17:02:235 | 21-51 11 11: Fire and Smoke Detection and Alarm | FireSprinkler-290 | n/a | n/a | n/a | Fire Protection System Overall
Fire Protection | bill.east@us.army.mil | 2012-11-06T17:02:236 | 21-51 11 11: Fire and Smoke Detection and Alarm | FireSprinkler-291 | n/a | n/a | n/a | Fire Protection System Overall
Fire Protection | bill.east@us.army.mil | 2012-11-06T17:02:237 | 21-51 11 11: Fire and Smoke Detection and Alarm | FireSprinkler-292 | n/a | n/a | n/a | Fire Protection System Overall
Fire Protection | bill.east@us.army.mil | 2012-11-06T17:02:238 | 21-51 11 11: Fire and Smoke Detection and Alarm | FireSprinkler-293 | n/a | n/a | n/a | Fire Protection System Overall
Fire Protection | bill.east@us.army.mil | 2012-11-06T17:02:239 | 21-51 11 11: Fire and Smoke Detection and Alarm | FireSprinkler-294 | n/a | n/a | n/a | Fire Protection System Overall
Fire Protection | bill.east@us.army.mil | 2012-11-06T17:02:240 | 21-51 11 11: Fire and Smoke Detection and Alarm | FireSprinkler-295 | n/a | n/a | n/a | Fire Protection System Overall
Fire Protection | bill.east@us.army.mil | 2012-11-06T17:02:241 | 21-51 11 11: Fire and Smoke Detection and Alarm | FireSprinkler-296 | n/a | n/a | n/a | Fire Protection System Overall
Fire Protection | bill.east@us.army.mil | 2012-11-06T17:02:242 | 21-51 11 11: Fire and Smoke Detection and Alarm | FireSprinkler-297 | n/a | n/a | n/a | Fire Protection System Overall
Fire Protection | bill.east@us.army.mil | 2012-11-06T17:02:243 | 21-51 11 11: Fire and Smoke Detection and Alarm | FireSprinkler-298 | n/a | n/a | n/a | Fire Protection System Overall
Fire Protection | bill.east@us.army.mil | 2012-11-06T17:02:244 | 21-51 11 11: Fire and Smoke Detection and Alarm | FireSprinkler-299 | n/a | n/a | n/a | Fire Protection System Overall
Fire Protection | bill.east@us.army.mil | 2012-11-06T17:02:245 | 21-51 11 11: Fire and Smoke Detection and Alarm | FireSprinkler-300 | n/a | n/a | n/a | Fire Protection System Overall
Fire Protection | bill.east@us.army.mil | 2012-11-06T17:02:246 | 21-51 11 11: Fire and Smoke Detection and Alarm | FireSprinkler-301 | n/a | n/a | n/a | Fire Protection System Overall
Fire Protection | bill.east@us.army.mil | 2012-11-06T17:02:247 | 21-51 11 11: Fire and Smoke Detection and Alarm | FireSprinkler-302 | n/a | n/a | n/a | Fire Protection System Overall
Fire Protection | bill.east@us.army.mil | 2012-11-06T17:02:248 | 21-51 11 11: Fire and Smoke Detection and Alarm | FireSprinkler-303 | n/a | n/a | n/a | Fire Protection System Overall
Fire Protection | bill.east@us.army.mil | 2012-11-06T17:02:249 | 21-51 11 11: Fire and Smoke Detection and Alarm | FireSprinkler-304 | n/a | n/a | n/a | Fire Protection System Overall
Fire Protection | bill.east@us.army.mil | 2012-11-06T17:02:250 | 21-51 11 11: Fire and Smoke Detection and Alarm | FireSprinkler-305 | n/a | n/a | n/a | Fire Protection System Overall
Fire Protection | bill.east@us.army.mil | 2012-11-06T17:02:251 | 21-51 11 11: Fire and Smoke Detection and Alarm | FireSprinkler-306 | n/a | n/a | n/a | Fire Protection System Overall
Fire Protection | bill.east@us.army.mil | 2012-11-06T17:02:252 | 21-51 11 11: Fire and Smoke Detection and Alarm | FireSprinkler-307 | n/a | n/a | n/a | Fire Protection System Overall
Fire Protection | bill.east@us.army.mil | 2012-11-06T17:02:253 | 21-51 11 11: Fire and Smoke Detection and Alarm | FireSprinkler-308 | n/a | n/a | n/a | Fire Protection System Overall
Fire Protection | bill.east@us.army.mil | 2012-11-06T17:02:254 | 21-51 11 11: Fire and Smoke Detection and Alarm | FireSprinkler-309 | n/a | n/a | n/a | Fire Protection System Overall
Fire Protection | bill.east@us.army.mil | 2012-11-06T17:02:255 | 21-51 11 11: Fire and Smoke Detection and Alarm | FireSprinkler-310 | n/a | n/a | n/a | Fire Protection System Overall
Fire Protection | bill.east@us.army.mil | 2012-11-06T17:02:256 | 21-51 11 11: Fire and Smoke Detection and Alarm | FireSprinkler-311 | n/a | n/a | n/a | Fire Protection System Overall
Fire Protection | bill.east@us.army.mil | 2012-11-06T17:02:257 | 21-51 11 11: Fire and Smoke Detection and Alarm | FireSprinkler-312 | n/a | n/a | n/a | Fire Protection System Overall
Fire Protection | bill.east@us.army.mil | 2012-11-06T17:02:258 | 21-51 11 11: Fire and Smoke Detection and Alarm | FireSprinkler-313 | n/a | n/a | n/a | Fire Protection System Overall
Fire Protection | bill.east@us.army.mil | 2012-11-06T17:02:259 | 21-51 11 11: Fire and Smoke Detection and Alarm | FireSprinkler-314 | n/a | n/a | n/a | Fire Protection System Overall
Fire Protection | bill.east@us.army.mil | 2012-11-06T17:02:260 | 21-51 11 11: Fire and Smoke Detection and Alarm | FireSprinkler-315 | n/a | n/a | n/a | Fire Protection System Overall
Fire Protection | bill.east@us.army.mil | 2012-11-06T17:02:261 | 21-51 11 11: Fire and Smoke Detection and Alarm | FireSprinkler-316 | n/a | n/a | n/a | Fire Protection System Overall
Fire Protection | bill.east@us.army.mil | 2012-11-06T17:02:262 | 21-51 11 11: Fire and Smoke Detection and Alarm | FireSprinkler-317 | n/a | n/a | n/a | Fire Protection System Overall
Fire Protection | bill.east@us.army.mil | 2012-11-06T17:02:263 | 21-51 11 11: Fire and Smoke Detection and Alarm | FireSprinkler-318 | n/a | n/a | n/a | Fire Protection System Overall
Fire Protection | bill.east@us.army.mil | 2012-11-06T17:02:264 | 21-51 11 11: Fire and Smoke Detection and Alarm | FireSprinkler-319 | n/a | n/a | n/a | Fire Protection System Overall
Fire Protection | bill.east@us.army.mil | 2012-11-06T17:02:265 | 21-51 11 11: Fire and Smoke Detection and Alarm | FireSprinkler-320 | n/a | n/a | n/a | Fire Protection System Overall
Fire Protection | bill.east@us.army.mil | 2012-11-06T17:02:266 | 21-51 11 11: Fire and Smoke Detection and Alarm | FireSprinkler-321 | n/a | n/a | n/a | Fire Protection System Overall
Fire Protection | bill.east@us.army.mil | 2012-11-06T17:02:267 | 21-51 11 11: Fire and Smoke Detection and Alarm | FireSprinkler-322 | n/a | n/a | n/a | Fire Protection System Overall
Fire Protection | bill.east@us.army.mil | 2012-11-06T17:02:268 | 21-51 11 11: Fire and Smoke Detection and Alarm | FireSprinkler-323 | n/a | n/a | n/a | Fire Protection System Overall
Fire Protection | bill.east@us.army.mil | 2012-11-06T17:02:269 | 21-51 11 11: Fire and Smoke Detection and Alarm | FireSprinkler-324 | n/a | n/a | n/a | Fire Protection System Overall
Fire Protection | bill.east@us.army.mil | 2012-11-06T17:02:270 | 21-51 11 11: Fire and Smoke Detection and Alarm | FireSprinkler-325 | n/a | n/a | n/a | Fire Protection System Overall
Fire Protection | bill.east@us.army.mil | 2012-11-06T17:02:271 | 21-51 11 11: Fire and Smoke Detection and Alarm | FireSprinkler-326 | n/a | n/a | n/a | Fire Protection System Overall
Fire Protection | bill.east@us.army.mil | 2012-11-06T17:02:272 | 21-51 11 11: Fire and Smoke Detection and Alarm | FireSprinkler-327 | n/a | n/a | n/a | Fire Protection System Overall
Fire Protection | bill.east@us.army.mil | 2012-11-06T17:02:273 | 21-51 11 11: Fire and Smoke Detection and Alarm | FireSprinkler-328 | n/a | n/a | n/a | Fire Protection System Overall
Fire Protection | bill.east@us.army.mil | 2012-11-06T17:02:274 | 21-51 11 11: Fire and Smoke Detection and Alarm | FireSprinkler-329 | n/a | n/a | n/a | Fire Protection System Overall
Fire Protection | bill.east@us.army.mil | 2012-11-06T17:02:275 | 21-51 11 11: Fire and Smoke Detection and Alarm | FireSprinkler-330 | n/a | n/a | n/a | Fire Protection System Overall
Fire Protection | bill.east@us.army.mil | 2012-11-06T17:02:276 | 21-51 11 11: Fire and Smoke Detection and Alarm | FireSprinkler-331 | n/a | n/a | n/a | Fire Protection System Overall
Fire Protection | bill.east@us.army.mil | 2012-11-06T17:02:277 | 21-51 11 11: Fire and Smoke Detection and Alarm | FireSprinkler-332 | n/a | n/a | n/a | Fire Protection System Overall
Fire Protection | bill.east@us.army.mil | 2012-11-06T17:02:278 | 21-51 11 11: Fire and Smoke Detection and Alarm | FireSprinkler-333 | n/a | n/a | n/a | Fire Protection System Overall
Fire Protection | bill.east@us.army.mil | 2012-11-06T17:02:279 | 21-51 11 11: Fire and Smoke Detection and Alarm | FireSprinkler-334 | n/a | n/a | n/a | Fire Protection System Overall
Fire Protection | bill.east@us.army.mil | 2012-11-06T17:02:280 | 21-51 11 11: Fire and Smoke Detection and Alarm | FireSprinkler-335 | n/a | n/a | n/a | Fire Protection System Overall
Fire Protection | bill.east@us.army.mil | 2012-11-06T17:02:281 | 21-51 11 11: Fire and Smoke Detection and Alarm | FireSprinkler-336 | n/a | n/a | n/a | Fire Protection System Overall
Fire Protection | bill.east@us.army.mil | 2012-11-06T17:02:282 | 21-51 11 11: Fire and Smoke Detection and Alarm | FireSprinkler-337 | n/a | n/a | n/a | Fire Protection System Overall
Fire Protection | bill.east@us.army.mil | 2012-11-06T17:02:283 | 21-51 11 11: Fire and Smoke Detection and Alarm | FireSprinkler-338 | n/a | n/a | n/a | Fire Protection System Overall
Fire Protection | bill.east@us.army.mil | 2012-11-06T17:02:284 | 21-51 11 11: Fire and Smoke Detection and Alarm | FireSprinkler-339 | n/a | n/a | n/a | Fire Protection System Overall
Fire Protection | bill.east@us.army.mil | 2012-11-06T17:02:285 | 21-51 11 11: Fire and Smoke Detection and Alarm | FireSprinkler-340 | n/a | n/a | n/a | Fire Protection System Overall
Fire Protection | bill.east@us.army.mil | 2012-11-06T17:02:286 | 21-51 11 11: Fire and Smoke Detection and Alarm | FireSprinkler-341 | n/a | n/a | n/a | Fire Protection System Overall
Fire Protection | bill.east@us.army.mil | 2012-11-06T17:02:287 | 21-51 11 11: Fire and Smoke Detection and Alarm | FireSprinkler-342 | n/a | n/a | n/a | Fire Protection System Overall
Fire Protection | bill.east@us.army.mil | 2012-11-06T17:02:288 | 21-51 11 11: Fire and Smoke Detection and Alarm | FireSprinkler-343 | n/a | n/a | n/a | Fire Protection System Overall
Fire Protection | bill.east@us.army.mil | 2012-11-06T17:02:289 | 21-51 11 11: Fire and Smoke Detection and Alarm | FireSprinkler-344 | n/a | n/a | n/a | Fire Protection System Overall
Fire Protection | bill.east@us.army.mil | 2012-11-06T17:02:290 | 21-51 11 11: Fire and Smoke Detection and Alarm | FireSprinkler-345 | n/a | n/a | n/a | Fire Protection System Overall
Fire Protection | bill.east@us.army.mil | 2012-11-06T17:02:291 | 21-51 11 11: Fire and Smoke Detection and Alarm | FireSprinkler-346 | n/a | n/a | n/a | Fire Protection System Overall
Fire Protection | bill.east@us.army.mil | 2012-11-06T17:02:292 | 21-51 11 11: Fire and Smoke Detection and Alarm | FireSprinkler-347 | n/a | n/a | n/a | Fire Protection System Overall
Fire Protection | bill.east@us.army.mil | 2012-11-06T17:02:293 | 21-51 11 11: Fire and Smoke Detection and Alarm | FireSprinkler-348 | n/a | n/a | n/a | Fire Protection System Overall
Fire Protection | bill.east@us.army.mil | 2012-11-06T17:02:294 | 21-51 11 11: Fire and Smoke Detection and Alarm | FireSprinkler-349 | n/a | n/a | n/a | Fire Protection System Overall
Fire Protection | bill.east@us.army.mil | 2012-11-06T17:02:295 | 21-51 11 11: Fire and Smoke Detection and Alarm | FireSprinkler-350 | n/a | n/a | n/a | Fire Protection System Overall
Fire Protection | bill.east@us.army.mil | 2012-11-06T17:02:296 | 21-51 11 11: Fire and Smoke Detection and Alarm | FireSprinkler-351 | n/a | n/a | n/a | Fire Protection System Overall
Fire Protection | bill.east@us.army.mil | 2012-11-06T17:02:297 | 21-51 11 11: Fire and Smoke Detection and Alarm | FireSprinkler-352 | n/a | n/a | n/a | Fire Protection System Overall
Fire Protection | bill.east@us.army.mil | 2012-11-06T17:02:298 | 21-51 11 11: Fire and Smoke Detection and Alarm | FireSprinkler-353 | n/a | n/a | n/a | Fire Protection System Overall
Fire Protection | bill.east@us.army.mil | 2012-11-06T17:02:299 | 21-51 11 11: Fire and Smoke Detection and Alarm | FireSprinkler-354 | n/a | n/a | n/a | Fire Protection System Overall
Fire Protection | bill.east@us.army.mil | 2012-11-06T17:02:300 | 21-51 11 11: Fire and Smoke Detection and Alarm | FireSprinkler-355 | n/a | n/a | n/a | Fire Protection System Overall
Fire Protection | bill.east@us.army.mil | 2012-11-06T17:02:301 | 21-51 11 11: Fire and Smoke Detection and Alarm | FireSprinkler-356 | n/a | n/a | n/a | Fire Protection System Overall
Fire Protection | bill.east@us.army.mil | 2012-11-06T17:02:302 | 21-51 11 11: Fire and Smoke Detection and Alarm | FireSprinkler-357 | n/a | n/a | n/a | Fire Protection System Overall
Fire Protection | bill.east@us.army.mil | 2012-11-06T17:02:303 | 21-51 11 11: Fire and Smoke Detection and Alarm | FireSprinkler-358 | n/a | n/a | n/a | Fire Protection System Overall
Fire Protection | bill.east@us.army.mil | 2012-11-06T17:02:304 | 21-51 11 11: Fire and Smoke Detection and Alarm | FireSprinkler-359 | n/a | n/a | n/a | Fire Protection System Overall
Fire Protection | bill.east@us.army.mil | 2012-11-06T17:02:305 | 21-51 11 11: Fire and Smoke Detection and Alarm | FireSprinkler-360 | n/a | n/a | n/a | Fire Protection System Overall
Fire Protection | bill.east@us.army.mil | 2012-11-06T17:02:306 | 21-51 11 11: Fire and Smoke Detection and Alarm | FireSprinkler-361 | n/a | n/a | n/a | Fire Protection System Overall
Fire Protection | bill.east@us.army.mil | 2012-11-06T17:02:307 | 21-51 11 11: Fire and Smoke Detection and Alarm | FireSprinkler-362 | n/a | n/a | n/a | Fire Protection System Overall
Fire Protection | bill.east@us.army.mil | 2012-11-06T17:02:308 | 21-51 11 11: Fire and Smoke Detection and Alarm | FireSprinkler-363 | n/a | n/a | n/a | Fire Protection System Overall
Fire Protection | bill.east@us.army.mil | 2012-11-06T17:02:309 | 21-51 11 11: Fire and Smoke Detection and Alarm | FireSprinkler-364 | n/a | n/a | n/a | Fire Protection System Overall
Fire Protection | bill.east@us.army.mil | 2012-11-06T17:02:310 | 21-51 11 11: Fire and Smoke Detection and Alarm | FireSprinkler-365 | n/a | n/a | n/a | Fire Protection System Overall
Fire Protection | bill.east@us.army.mil | 2012-11-06T17:02:311 | 21-51 11 11: Fire and Smoke Detection and Alarm | FireSprinkler-366 | n/a | n/a | n/a | Fire Protection System Overall
Fire Protection | bill.east@us.army.mil | 2012-11-06T17:02:312 | 21-51 11 11: Fire and Smoke Detection and Alarm | FireSprinkler-367 | n/a | n/a | n/a | Fire Protection System Overall
Fire Protection | bill.east@us.army.mil | 2012-11-06T17:02:313 | 21-51 11 11: Fire and Smoke Detection and Alarm | FireSprinkler-368 | n/a | n/a | n/a | Fire Protection System Overall
Fire Protection | bill.east@us.army.mil | 2012-11-06T17:02:314 | 21-51 11 11: Fire and Smoke Detection and Alarm | FireSprinkler-369 | n/a | n/a | n/a | Fire Protection System Overall
Fire Protection | bill.east@us.army.mil | 2012-11-06T17:02:315 | 21-51 11 11: Fire and Smoke Detection and Alarm | FireSprinkler-370 | n/a | n/a | n/a | Fire Protection System Overall
Fire Protection | bill.east@us.army.mil | 2012-11-06T17:02:316 | 21-51 11 11: Fire and Smoke Detection and Alarm | FireSprinkler-371 | n/a | n/a | n/a | Fire Protection System Overall
Fire Protection | bill.east@us.army.mil | 2012-11-06T17:02:317 | 21-51 11 11: Fire and Smoke Detection and Alarm | FireSprinkler-372 | n/a | n/a | n/a | Fire Protection System Overall
Fire Protection | bill.east@us.army.mil | 2012-11-06T17:02:318 | 21-51 11 11: Fire and Smoke Detection and Alarm | FireSprinkler-373 | n/a | n/a | n/a | Fire Protection System Overall
Fire Protection | bill.east@us.army.mil | 2012-11-06T17:02:319 | 21-51 11 11: Fire and Smoke Detection and Alarm | FireSprinkler-374 | n/a | n/a | n/a | Fire Protection System Overall
Fire Protection | bill.east@us.army.mil | 2012-11-06T17:02:320 | 21-51 11 11: Fire and Smoke Detection and Alarm | FireSprinkler-375 | n/a | n/a | n/a | Fire Protection System Overall
Fire Protection | bill.east@us.army.mil | 2012-11-06T17:02:321 | 21-51 11 11: Fire and Smoke Detection and Alarm | FireSprinkler-376 | n/a | n/a | n/a | Fire Protection System Overall
Fire Protection | bill.east@us.army.mil | 2012-11-06T17:02:322 | 21-51 11 11: Fire and Smoke Detection and Alarm | FireSprinkler-377 | n/a | n/a | n/a | Fire Protection System Overall
Fire Protection | bill.east@us.army.mil | 2012-11-06T17:02:323 | 21-51 11 11: Fire and Smoke Detection and Alarm | FireSprinkler-378 | n/a | n/a | n/a | Fire Protection System Overall
Fire Protection | bill.east@us.army.mil | 2012-11-06T17:02:324 | 21-51 11 11: Fire and Smoke Detection and Alarm | FireSprinkler-379 | n/a | n/a | n/a | Fire Protection System Overall
Fire Protection | bill.east@us.army.mil | 2012-11-06T17:02:325 | 21-51 11 11: Fire and Smoke Detection and Alarm | FireSprinkler-380 | n/a | n/a | n/a | Fire Protection System Overall
Fire Protection | bill.east@us.army.mil | 2012-11-06T17:02:326 | 21-51 11 11: Fire and Smoke Detection and Alarm | FireSprinkler-381 | n/a | n/a | n/a | Fire Protection System Overall
Fire Protection | bill.east@us.army.mil | 2012-11-06T17:02:327 | 21-51 11 11: Fire and Smoke Detection and Alarm | FireSprinkler-382 | n/a | n/a | n/a | Fire Protection System Overall
Fire Protection | bill.east@us.army.mil | 2012-11-06T17:02:328 | 21-51 11 11: Fire and Smoke Detection and Alarm | FireSprinkler-383 | n/a | n/a | n/a | Fire Protection System Overall
Fire Protection | bill.east@us.army.mil | 2012-11-06T17:02:329 | 21-51 11 11: Fire and Smoke Detection and Alarm | FireSprinkler-384 | n/a | n/a | n/a | Fire Protection System Overall
Fire Protection | bill.east@us.army.mil | 2012-11-06T17:02:330 | 21-51 11 11: Fire and Smoke Detection and Alarm | FireSprinkler-385 | n/a | n/a | n/a | Fire Protection System Overall
Fire Protection | bill.east@us.army.mil | 2012-11-06T17:02:331 | 21-51 11 11: Fire and Smoke Detection and Alarm | FireSprinkler-386 | n/a | n/a | n/a | Fire Protection System Overall
Fire Protection | bill.east@us.army.mil | 2012-11-06T17:02:332 | 21-51 11 11: Fire and Smoke Detection and Alarm | FireSprinkler-387 | n/a | n/a | n/a | Fire Protection System Overall
Fire Protection | bill.east@us.army.mil | 2012-11-06T17:02:333 | 21-51 11 11: Fire and Smoke Detection and Alarm | FireSprinkler-388 | n/a | n/a | n/a | Fire Protection System Overall
Fire Protection | bill.east@us.army.mil | 2012-11-06T17:02:334 | 21-51 11 11: Fire and Smoke Detection and Alarm | FireSprinkler-389 | n/a | n/a | n/a | Fire Protection System Overall
Fire Protection | bill.east@us.army.mil | 2012-11-06T17:02:335 | 21-51 11 11: Fire and Smoke Detection and Alarm | FireSprinkler-390 | n/a | n/a | n/a | Fire Protection System Overall
Fire Protection | bill.east@us.army.mil | 2012-11-06T17:02:336 | 21-51 11 11: Fire and Smoke Detection and Alarm | FireSprinkler-391 | n/a | n/a | n/a | Fire Protection System Overall
Fire Protection | bill.east@us.army.mil | 2012-11-06T17:02:337 | 21-51 11 11: Fire and Smoke Detection and Alarm | FireSprinkler-392 | n/a | n/a | n/a | Fire Protection System Overall
Fire Protection | bill.east@us.army.mil | 2012-11-06T17:02:338 | 21-51 11 11: Fire and Smoke Detection and Alarm | FireSprinkler-393 | n/a | n/a | n/a | Fire Protection System Overall
Fire Protection | bill.east@us.army.mil | 2012-11-06T17:02:339 | 21-51 11 11: Fire and Smoke Detection and Alarm | FireSprinkler-394 | n/a | n/a | n/a | Fire Protection System Overall
Fire Protection | bill.east@us.army.mil | 2012-11-06T17:02:340 | 21-51 11 11: Fire and Smoke Detection and Alarm | FireSprinkler-395 | n/a | n/a | n/a | Fire Protection System Overall
Fire Protection | bill.east@us.army.mil | 2012-11-06T17:02:341 | 21-51 11 11: Fire and Smoke Detection and Alarm | FireSprinkler-396 | n/a | n/a | n/a | Fire Protection System Overall
Fire Protection | bill.east@us.army.mil | 2012-11-06T17:02:342 | 21-51 11 11: Fire and Smoke Detection and Alarm | FireSprinkler-397 | n/a | n/a | n/a | Fire Protection System Overall
Fire Protection | bill.east@us.army.mil | 2012-11-06T17:02:343 | 21-51 11 11: Fire and Smoke Detection and Alarm | FireSprinkler-398 | n/a | n/a | n/a | Fire Protection System Overall
Fire Protection | bill.east@us.army.mil | 2012-11-06T17:02:344 | 21-51 11 11: Fire and Smoke Detection and Alarm | FireSprinkler-399 | n/a | n/a | n/a | Fire Protection System Overall
Fire Protection | bill.east@us.army.mil | 2012-11-06T17:02:345 | 21-51 11 11: Fire and Smoke Detection and Alarm | FireSprinkler-400 | n/a | n/a | n/a | Fire Protection System Overall
Fire Protection | bill.east@us.army.mil | 2012-11-06T17:02:346 | 21-51 11 11: Fire and Smoke Detection and Alarm | FireSprinkler-401 | n/a | n/a | n/a | Fire Protection System Overall
Fire Protection | bill.east@us.army.mil | 2012-11-06T17:02:347 | 21-51 11 11: Fire and Smoke Detection and Alarm | FireSprinkler-402 | n/a | n/a | n/a | Fire Protection System Overall
Fire Protection | bill.east@us.army.mil | 2012-11-06T17:02:348 | 21-51 11 11: Fire and Smoke Detection and Alarm | FireSprinkler-403 | n/a | n/a | n/a | Fire Protection System Overall
Fire Protection | bill.east@us.army.mil | 2012-11-06T17:02:349 | 21-51 11 11: Fire and Smoke Detection and Alarm | FireSprinkler-404 | n/a | n/a | n/a | Fire Protection System Overall
Fire Protection | bill.east@us.army.mil | 2012-11-06T17:02:350 | 21-51 11 11: Fire and Smoke Detection and Alarm | FireSprinkler-405 | n/a | n/a | n/a | Fire Protection System Overall
Fire Protection | bill.east@us.army.mil | 2012-11-06T17:02:351 | 21-51 11 11: Fire and Smoke Detection and Alarm | FireSprinkler-406 | n/a | n/a | n/a | Fire Protection System Overall
Fire Protection | bill.east@us.army.mil | 2012-11-06T17:02:352 | 21-51 11 11: Fire and Smoke Detection and Alarm | FireSprinkler-407 | n/a | n/a | n/a | Fire Protection System Overall
Fire Protection | bill.east@us.army.mil | 2012-11-06T17:02:353 | 21-51 11 11: Fire and Smoke Detection and Alarm | FireSprinkler-408 | n/a | n/a | n/a | Fire Protection System Overall
Fire Protection | bill.east@us.army.mil | 2012-11-06T17:02:354 | 21-51 11 11: Fire and Smoke Detection and Alarm | FireSprinkler-409 | n/a | n/a | n/a | Fire Protection System Overall
Fire Protection | bill.east@us.army.mil | 2012-11-06T17:02:355 | 21-51 11 11: Fire and Smoke Detection and Alarm | FireSprinkler-410 | n/a | n/a | n/a | Fire Protection System Overall
Fire Protection | bill.east@us.army.mil | 2012-11-06T17:02:356 | 21-51 11 11: Fire and Smoke Detection and Alarm | FireSprinkler-411 | n/a | n/a | n/a | Fire Protection System Overall
Fire Protection | bill.east@us.army.mil | 2012-11-06T17:02:357 | 21-51 11 11: Fire and Smoke Detection and Alarm | FireSprinkler-412 | n/a | n/a | n/a | Fire Protection System Overall
Fire Protection | bill.east@us.army.mil | 2012-11-06T17:02:358 | 21-51 11 11: Fire and Smoke Detection and Alarm | FireSprinkler-413 | n/a | n/a | n/a | Fire Protection System Overall
Fire Protection | bill.east@us.army.mil | 2012-11-06T17:02:359 | 21-51 11 11: Fire and Smoke Detection and Alarm | FireSprinkler-414 | n/a | n/a | n/a | Fire Protection System Overall
Fire Protection | bill.east@us.army.mil | 2012-11-06T17:02:360 | 21-51 11 11: Fire and Smoke Detection and Alarm | FireSprinkler-415 | n/a | n/a | n/a | Fire Protection System Overall
Fire Protection | bill.east@us.army.mil | 2012-11-06T17:02:361 | 21-51 11 11: Fire and Smoke Detection and Alarm | FireSprinkler-416 | n/a | n/a | n/a | Fire Protection System Overall
Fire Protection | bill.east@us.army.mil | 2012-11-06T17:02:362 | 21-51 11 11: Fire and Smoke Detection and Alarm | FireSprinkler-417 | n/a | n/a | n/a | Fire Protection System Overall
Fire Protection | bill.east@us.army.mil | 2012-11-06T17:02:363 | 21-51 11 11: Fire and Smoke Detection and Alarm | FireSprinkler-418 | n/a | n/a | n/a | Fire Protection System Overall
Fire Protection | bill.east@us.army.mil | 2012-11-06T17:02:364 | 21-51 11 11: Fire and Smoke Detection and Alarm | Light Fixture X1-01 | n/a | n/a | n/a | Fire Protection System Overall
HVAC Cooling- Waterside | danielle.r.love@usace.army.mil | 2011-09-14T17:02:59 | 21-51 51 14: Cooling | ACC-1 | n/a | n/a | n/a | HVAC Cooling- Waterside
HVAC Cooling- Waterside | danielle.r.love@usace.army.mil | 2011-09-14T17:02:59 | 21-51 51 14: Cooling | Pump CWP-1 | n/a | n/a | n/a | HVAC Cooling- Waterside
HVAC Cooling- Waterside | danielle.r.love@usace.army.mil | 2011-09-14T17:02:59 | 21-51 51 14: Cooling | Pump CWP-2 | n/a | n/a | n/a | HVAC Cooling- Waterside
HVAC Cooling- Waterside | danielle.r.love@usace.army.mil | 2011-09-14T17:02:59 | 21-51 51 14: Cooling | Expansion Tank ET-1 | n/a | n/a | n/a | HVAC Cooling- Waterside
HVAC Cooling- Waterside | danielle.r.love@usace.army.mil | 2011-09-14T17:02:59 | 21-51 51 14: Cooling | Air Separator AS-1 | n/a | n/a | n/a | HVAC Cooling- Waterside
HVAC Cooling- Waterside | danielle.r.love@usace.army.mil | 2011-09-14T17:02:59 | 21-51 51 14: Cooling | AHU-2 | n/a | n/a | n/a | HVAC Cooling- Waterside
HVAC Cooling- Waterside | danielle.r.love@usace.army.mil | 2011-09-14T17:02:59 | 21-51 51 14: Cooling | AHU-1 | n/a | n/a | n/a | HVAC Cooling- Waterside
HVAC Heating- Waterside | danielle.r.love@usace.army.mil | 2011-09-14T17:02:59 | 21-51 51 12: Heating | Boiler B-1 | n/a | n/a | n/a | HVAC Heating- Waterside
HVAC Heating- Waterside | danielle.r.love@usace.army.mil | 2011-09-14T17:02:59 | 21-51 51 12: Heating | Pump HWP-2 | n/a | n/a | n/a | HVAC Heating- Waterside
HVAC Heating- Waterside | danielle.r.love@usace.army.mil | 2011-09-14T17:02:59 | 21-51 51 12: Heating | Expansion Tank ET-2 | n/a | n/a | n/a | HVAC Heating- Waterside
HVAC Heating- Waterside | danielle.r.love@usace.army.mil | 2011-09-14T17:02:59 | 21-51 51 12: Heating | Air Separator AS-2 | n/a | n/a | n/a | HVAC Heating- Waterside
HVAC Heating- Waterside | danielle.r.love@usace.army.mil | 2011-09-14T17:02:59 | 21-51 51 12: Heating | Pump HWP-1 | n/a | n/a | n/a | HVAC Heating- Waterside
HVAC System | bill.east@us.army.mil | 2012-11-06T17:02:59 | 21-51 51 16: Air Distribution | AC Unit Type 1 AC-1 | n/a | n/a | n/a | HVAC System Overall
HVAC System | bill.east@us.army.mil | 2012-11-06T17:02:59 | 21-51 51 16: Air Distribution | AC Unit Type 1 AC-2 | n/a | n/a | n/a | HVAC System Overall
HVAC System | bill.east@us.army.mil | 2012-11-06T17:02:59 | 21-51 51 16: Air Distribution | AC Unit Type 1 AC-3 | n/a | n/a | n/a | HVAC System Overall
HVAC System | bill.east@us.army.mil | 2012-11-06T17:02:59 | 21-51 51 16: Air Distribution | AC Unit Type 1 AC-4 | n/a | n/a | n/a | HVAC System Overall
HVAC System | bill.east@us.army.mil | 2012-11-06T17:02:59 | 21-51 51 16: Air Distribution | AC Unit Type 2 AC-5 | n/a | n/a | n/a | HVAC System Overall
HVAC-01 | danielle.r.love@usace.army.mil | 2011-09-14T17:02:59 | 21-51 51 16: Air Distribution | AHU-1 | n/a | n/a | n/a | HVAC System 01
HVAC-01 | danielle.r.love@usace.army.mil | 2011-09-14T17:02:59 | 21-51 51 16: Air Distribution | VAV-AHU1-A | n/a | n/a | n/a | HVAC System 01
HVAC-01 | danielle.r.love@usace.army.mil | 2011-09-14T17:02:59 | 21-51 51 16: Air Distribution | VAV-AHU1-AA | n/a | n/a | n/a | HVAC System 01
HVAC-01 | danielle.r.love@usace.army.mil | 2011-09-14T17:02:59 | 21-51 51 16: Air Distribution | VAV-AHU1-B | n/a | n/a | n/a | HVAC System 01
HVAC-01 | danielle.r.love@usace.army.mil | 2011-09-14T17:02:59 | 21-51 51 16: Air Distribution | VAV-AHU1-BB | n/a | n/a | n/a | HVAC System 01
HVAC-01 | danielle.r.love@usace.army.mil | 2011-09-14T17:02:59 | 21-51 51 16: Air Distribution | VAV-AHU1-BBB | n/a | n/a | n/a | HVAC System 01
HVAC-01 | danielle.r.love@usace.army.mil | 2011-09-14T17:02:59 | 21-51 51 16: Air Distribution | VAV-AHU1-C | n/a | n/a | n/a | HVAC System 01
HVAC-01 | danielle.r.love@usace.army.mil | 2011-09-14T17:02:59 | 21-51 51 16: Air Distribution | VAV-AHU1-CC | n/a | n/a | n/a | HVAC System 01
HVAC-01 | danielle.r.love@usace.army.mil | 2011-09-14T17:02:59 | 21-51 51 16: Air Distribution | VAV-AHU1-CCC | n/a | n/a | n/a | HVAC System 01
HVAC-01 | danielle.r.love@usace.army.mil | 2011-09-14T17:02:59 | 21-51 51 16: Air Distribution | VAV-AHU1-D | n/a | n/a | n/a | HVAC System 01
HVAC-01 | danielle.r.love@usace.army.mil | 2011-09-14T17:02:59 | 21-51 51 16: Air Distribution | VAV-AHU1-DD | n/a | n/a | n/a | HVAC System 01
HVAC-01 | danielle.r.love@usace.army.mil | 2011-09-14T17:02:59 | 21-51 51 16: Air Distribution | VAV-AHU1-DDD | n/a | n/a | n/a | HVAC System 01
HVAC-01 | danielle.r.love@usace.army.mil | 2011-09-14T17:02:59 | 21-51 51 16: Air Distribution | VAV-AHU1-EE | n/a | n/a | n/a | HVAC System 01
HVAC-01 | danielle.r.love@usace.army.mil | 2011-09-14T17:02:59 | 21-51 51 16: Air Distribution | VAV-AHU1-EEE | n/a | n/a | n/a | HVAC System 01
HVAC-01 | danielle.r.love@usace.army.mil | 2011-09-14T17:02:59 | 21-51 51 16: Air Distribution | VAV-AHU1-F | n/a | n/a | n/a | HVAC System 01
HVAC-01 | danielle.r.love@usace.army.mil | 2011-09-14T17:02:59 | 21-51 51 16: Air Distribution | VAV-AHU1-FF | n/a | n/a | n/a | HVAC System 01
HVAC-01 | danielle.r.love@usace.army.mil | 2011-09-14T17:02:59 | 21-51 51 16: Air Distribution | VAV-AHU1-FFF | n/a | n/a | n/a | HVAC System 01
HVAC-01 | danielle.r.love@usace.army.mil | 2011-09-14T17:02:59 | 21-51 51 16: Air Distribution | VAV-AHU1-G1 | n/a | n/a | n/a | HVAC System 01
HVAC-01 | danielle.r.love@usace.army.mil | 2011-09-14T17:02:59 | 21-51 51 16: Air Distribution | VAV-AHU1-G2 | n/a | n/a | n/a | HVAC System 01
HVAC-01 | danielle.r.love@usace.army.mil | 2011-09-14T17:02:59 | 21-51 51 16: Air Distribution | VAV-AHU1-GG | n/a | n/a | n/a | HVAC System 01
HVAC-01 | danielle.r.love@usace.army.mil | 2011-09-14T17:02:59 | 21-51 51 16: Air Distribution | VAV-AHU1-GGG | n/a | n/a | n/a | HVAC System 01
HVAC-01 | danielle.r.love@usace.army.mil | 2011-09-14T17:02:59 | 21-51 51 16: Air Distribution | VAV-AHU1-H | n/a | n/a | n/a | HVAC System 01
HVAC-01 | danielle.r.love@usace.army.mil | 2011-09-14T17:02:59 | 21-51 51 16: Air Distribution | VAV-AHU1-HH | n/a | n/a | n/a | HVAC System 01
HVAC-01 | danielle.r.love@usace.army.mil | 2011-09-14T17:02:59 | 21-51 51 16: Air Distribution | VAV-AHU1-HHH | n/a | n/a | n/a | HVAC System 01
HVAC-01 | danielle.r.love@usace.army.mil | 2011-09-14T17:02:59 | 21-51 51 16: Air Distribution | VAV-AHU1-I | n/a | n/a | n/a | HVAC System 01
HVAC-01 | danielle.r.love@usace.army.mil | 2011-09-14T17:02:59 | 21-51 51 16: Air Distribution | VAV-AHU1-II | n/a | n/a | n/a | HVAC System 01
HVAC-01 | danielle.r.love@usace.army.mil | 2011-09-14T17:02:59 | 21-51 51 16: Air Distribution | VAV-AHU1-III | n/a | n/a | n/a | HVAC System 01
HVAC-01 | danielle.r.love@usace.army.mil | 2011-09-14T17:02:59 | 21-51 51 16: Air Distribution | VAV-AHU1-J | n/a | n/a | n/a | HVAC System 01
HVAC-01 | danielle.r.love@usace.army.mil | 2011-09-14T17:02:59 | 21-51 51 16: Air Distribution | VAV-AHU1-JJJ | n/a | n/a | n/a | HVAC System 01
HVAC-01 | danielle.r.love@usace.army.mil | 2011-09-14T17:02:59 | 21-51 51 16: Air Distribution | VAV-AHU1-K | n/a | n/a | n/a | HVAC System 01
HVAC-01 | danielle.r.love@usace.army.mil | 2011-09-14T17:02:59 | 21-51 51 16: Air Distribution | VAV-AHU1-KK | n/a | n/a | n/a | HVAC System 01
HVAC-01 | danielle.r.love@usace.army.mil | 2011-09-14T17:02:59 | 21-51 51 16: Air Distribution | VAV-AHU1-KKK | n/a | n/a | n/a | HVAC System 01
HVAC-01 | danielle.r.love@usace.army.mil | 2011-09-14T17:02:59 | 21-51 51 16: Air Distribution | VAV-AHU1-L | n/a | n/a | n/a | HVAC System 01
HVAC-01 | danielle.r.love@usace.army.mil | 2011-09-14T17:02:59 | 21-51 51 16: Air Distribution | VAV-AHU1-LL | n/a | n/a | n/a | HVAC System 01
HVAC-01 | danielle.r.love@usace.army.mil | 2011-09-14T17:02:59 | 21-51 51 16: Air Distribution | VAV-AHU1-LLL | n/a | n/a | n/a | HVAC System 01
HVAC-01 | danielle.r.love@usace.army.mil | 2011-09-14T17:02:59 | 21-51 51 16: Air Distribution | VAV-AHU1-M | n/a | n/a | n/a | HVAC System 01
HVAC-01 | danielle.r.love@usace.army.mil | 2011-09-14T17:02:59 | 21-51 51 16: Air Distribution | VAV-AHU1-MM | n/a | n/a | n/a | HVAC System 01
HVAC-01 | danielle.r.love@usace.army.mil | 2011-09-14T17:02:59 | 21-51 51 16: Air Distribution | VAV-AHU1-MMM | n/a | n/a | n/a | HVAC System 01
HVAC-01 | danielle.r.love@usace.army.mil | 2011-09-14T17:02:59 | 21-51 51 16: Air Distribution | VAV-AHU1-N | n/a | n/a | n/a | HVAC System 01
HVAC-01 | danielle.r.love@usace.army.mil | 2011-09-14T17:02:59 | 21-51 51 16: Air Distribution | VAV-AHU1-NN | n/a | n/a | n/a | HVAC System 01
HVAC-01 | danielle.r.love@usace.army.mil | 2011-09-14T17:02:59 | 21-51 51 16: Air Distribution | VAV-AHU1-NNN | n/a | n/a | n/a | HVAC System 01
HVAC-01 | danielle.r.love@usace.army.mil | 2011-09-14T17:02:59 | 21-51 51 16: Air Distribution | VAV-AHU1-O | n/a | n/a | n/a | HVAC System 01
HVAC-01 | danielle.r.love@usace.army.mil | 2011-09-14T17:02:59 | 21-51 51 16: Air Distribution | VAV-AHU1-OO | n/a | n/a | n/a | HVAC System 01
HVAC-01 | danielle.r.love@usace.army.mil | 2011-09-14T17:02:59 | 21-51 51 16: Air Distribution | VAV-AHU1-OOO | n/a | n/a | n/a | HVAC System 01
HVAC-01 | danielle.r.love@usace.army.mil | 2011-09-14T17:02:59 | 21-51 51 16: Air Distribution | VAV-AHU1-P | n/a | n/a | n/a | HVAC System 01
HVAC-01 | danielle.r.love@usace.army.mil | 2011-09-14T17:02:59 | 21-51 51 16: Air Distribution | VAV-AHU1-PP | n/a | n/a | n/a | HVAC System 01
HVAC-01 | danielle.r.love@usace.army.mil | 2011-09-14T17:02:59 | 21-51 51 16: Air Distribution | VAV-AHU1-PPP | n/a | n/a | n/a | HVAC System 01
HVAC-01 | danielle.r.love@usace.army.mil | 2011-09-14T17:02:59 | 21-51 51 16: Air Distribution | VAV-AHU1-Q | n/a | n/a | n/a | HVAC System 01
HVAC-01 | danielle.r.love@usace.army.mil | 2011-09-14T17:02:59 | 21-51 51 16: Air Distribution | VAV-AHU1-QQ | n/a | n/a | n/a | HVAC System 01
HVAC-01 | danielle.r.love@usace.army.mil | 2011-09-14T17:02:59 | 21-51 51 16: Air Distribution | VAV-AHU1-QQQ | n/a | n/a | n/a | HVAC System 01
HVAC-01 | danielle.r.love@usace.army.mil | 2011-09-14T17:02:59 | 21-51 51 16: Air Distribution | VAV-AHU1-R | n/a | n/a | n/a | HVAC System 01
HVAC-01 | danielle.r.love@usace.army.mil | 2011-09-14T17:02:59 | 21-51 51 16: Air Distribution | VAV-AHU1-RR | n/a | n/a | n/a | HVAC System 01
HVAC-01 | danielle.r.love@usace.army.mil | 2011-09-14T17:02:59 | 21-51 51 16: Air Distribution | VAV-AHU1-RRR | n/a | n/a | n/a | HVAC System 01
HVAC-01 | danielle.r.love@usace.army.mil | 2011-09-14T17:02:59 | 21-51 51 16: Air Distribution | VAV-AHU1-S | n/a | n/a | n/a | HVAC System 01
HVAC-01 | danielle.r.love@usace.army.mil | 2011-09-14T17:02:59 | 21-51 51 16: Air Distribution | VAV-AHU1-SSS | n/a | n/a | n/a | HVAC System 01
HVAC-01 | danielle.r.love@usace.army.mil | 2011-09-14T17:02:59 | 21-51 51 16: Air Distribution | VAV-AHU1-T | n/a | n/a | n/a | HVAC System 01
HVAC-01 | danielle.r.love@usace.army.mil | 2011-09-14T17:02:59 | 21-51 51 16: Air Distribution | VAV-AHU1-TT | n/a | n/a | n/a | HVAC System 01
HVAC-01 | danielle.r.love@usace.army.mil | 2011-09-14T17:02:59 | 21-51 51 16: Air Distribution | VAV-AHU1-TTT | n/a | n/a | n/a | HVAC System 01
HVAC-01 | danielle.r.love@usace.army.mil | 2011-09-14T17:02:59 | 21-51 51 16: Air Distribution | VAV-AHU1-U | n/a | n/a | n/a | HVAC System 01
HVAC-01 | danielle.r.love@usace.army.mil | 2011-09-14T17:02:59 | 21-51 51 16: Air Distribution | VAV-AHU1-UU | n/a | n/a | n/a | HVAC System 01
HVAC-01 | danielle.r.love@usace.army.mil | 2011-09-14T17:02:59 | 21-51 51 16: Air Distribution | VAV-AHU1-UUU | n/a | n/a | n/a | HVAC System 01
HVAC-01 | danielle.r.love@usace.army.mil | 2011-09-14T17:02:59 | 21-51 51 16: Air Distribution | VAV-AHU1-V | n/a | n/a | n/a | HVAC System 01
HVAC-01 | danielle.r.love@usace.army.mil | 2011-09-14T17:02:59 | 21-51 51 16: Air Distribution | VAV-AHU1-VV | n/a | n/a | n/a | HVAC System 01
HVAC-01 | danielle.r.love@usace.army.mil | 2011-09-14T17:02:59 | 21-51 51 16: Air Distribution | VAV-AHU1-VVV | n/a | n/a | n/a | HVAC System 01
HVAC-01 | danielle.r.love@usace.army.mil | 2011-09-14T17:02:59 | 21-51 51 16: Air Distribution | VAV-AHU1-W | n/a | n/a | n/a | HVAC System 01
HVAC-01 | danielle.r.love@usace.army.mil | 2011-09-14T17:02:59 | 21-51 51 16: Air Distribution | VAV-AHU1-WW | n/a | n/a | n/a | HVAC System 01
HVAC-01 | danielle.r.love@usace.army.mil | 2011-09-14T17:02:59 | 21-51 51 16: Air Distribution | VAV-AHU1-WWW | n/a | n/a | n/a | HVAC System 01
HVAC-01 | danielle.r.love@usace.army.mil | 2011-09-14T17:02:59 | 21-51 51 16: Air Distribution | VAV-AHU1-X | n/a | n/a | n/a | HVAC System 01
HVAC-01 | danielle.r.love@usace.army.mil | 2011-09-14T17:02:59 | 21-51 51 16: Air Distribution | VAV-AHU1-XX | n/a | n/a | n/a | HVAC System 01
HVAC-01 | danielle.r.love@usace.army.mil | 2011-09-14T17:02:59 | 21-51 51 16: Air Distribution | VAV-AHU1-XXX | n/a | n/a | n/a | HVAC System 01
HVAC-01 | danielle.r.love@usace.army.mil | 2011-09-14T17:02:59 | 21-51 51 16: Air Distribution | VAV-AHU1-Y | n/a | n/a | n/a | HVAC System 01
HVAC-01 | danielle.r.love@usace.army.mil | 2011-09-14T17:02:59 | 21-51 51 16: Air Distribution | VAV-AHU1-YY | n/a | n/a | n/a | HVAC System 01
HVAC-01 | danielle.r.love@usace.army.mil | 2011-09-14T17:02:59 | 21-51 51 16: Air Distribution | VAV-AHU1-YYY | n/a | n/a | n/a | HVAC System 01
HVAC-01 | danielle.r.love@usace.army.mil | 2011-09-14T17:02:59 | 21-51 51 16: Air Distribution | VAV-AHU1-AAA | n/a | n/a | n/a | HVAC System 01
HVAC-01 | danielle.r.love@usace.army.mil | 2011-09-14T17:02:59 | 21-51 51 16: Air Distribution | VAV-AHU1-Z | n/a | n/a | n/a | HVAC System 01
HVAC-01 | danielle.r.love@usace.army.mil | 2011-09-14T17:02:59 | 21-51 51 16: Air Distribution | VAV-AHU1-ZZZ | n/a | n/a | n/a | HVAC System 01
HVAC-01 | danielle.r.love@usace.army.mil | 2011-09-14T17:02:59 | 21-51 51 16: Air Distribution | Fan- RAF-1 | n/a | n/a | n/a | HVAC System 01
HVAC-01 | danielle.r.love@usace.army.mil | 2011-09-14T17:02:59 | 21-51 51 16: Air Distribution | Fan- EF1-1 | n/a | n/a | n/a | HVAC System 01
HVAC-01 | danielle.r.love@usace.army.mil | 2011-09-14T17:02:59 | 21-51 51 16: Air Distribution | Fan- EF1-2 | n/a | n/a | n/a | HVAC System 01
HVAC-01 | danielle.r.love@usace.army.mil | 2011-09-14T17:02:59 | 21-51 51 16: Air Distribution | Fan- EF1-3 | n/a | n/a | n/a | HVAC System 01
HVAC-01 | danielle.r.love@usace.army.mil | 2011-09-14T17:02:59 | 21-51 51 16: Air Distribution | Fan- EF1-4 | n/a | n/a | n/a | HVAC System 01
HVAC-02 | danielle.r.love@usace.army.mil | 2011-09-14T17:02:59 | 21-51 51 16: Air Distribution | AHU-2 | n/a | n/a | n/a | HVAC System 02
HVAC-02 | danielle.r.love@usace.army.mil | 2011-09-14T17:02:59 | 21-51 51 16: Air Distribution | VAV-AHU2-A | n/a | n/a | n/a | HVAC System 02
HVAC-02 | danielle.r.love@usace.army.mil | 2011-09-14T17:02:59 | 21-51 51 16: Air Distribution | VAV-AHU2-AA | n/a | n/a | n/a | HVAC System 02
HVAC-02 | danielle.r.love@usace.army.mil | 2011-09-14T17:02:59 | 21-51 51 16: Air Distribution | VAV-AHU2-AAA | n/a | n/a | n/a | HVAC System 02
HVAC-02 | danielle.r.love@usace.army.mil | 2011-09-14T17:02:59 | 21-51 51 16: Air Distribution | VAV-AHU2-B | n/a | n/a | n/a | HVAC System 02
HVAC-02 | danielle.r.love@usace.army.mil | 2011-09-14T17:02:59 | 21-51 51 16: Air Distribution | VAV-AHU2-BB | n/a | n/a | n/a | HVAC System 02
HVAC-02 | danielle.r.love@usace.army.mil | 2011-09-14T17:02:59 | 21-51 51 16: Air Distribution | VAV-AHU2-BBB | n/a | n/a | n/a | HVAC System 02
HVAC-02 | danielle.r.love@usace.army.mil | 2011-09-14T17:02:59 | 21-51 51 16: Air Distribution | VAV-AHU2-C | n/a | n/a | n/a | HVAC System 02
HVAC-02 | danielle.r.love@usace.army.mil | 2011-09-14T17:02:59 | 21-51 51 16: Air Distribution | VAV-AHU2-CC | n/a | n/a | n/a | HVAC System 02
HVAC-02 | danielle.r.love@usace.army.mil | 2011-09-14T17:02:59 | 21-51 51 16: Air Distribution | VAV-AHU2-D | n/a | n/a | n/a | HVAC System 02
HVAC-02 | danielle.r.love@usace.army.mil | 2011-09-14T17:02:59 | 21-51 51 16: Air Distribution | VAV-AHU2-DD | n/a | n/a | n/a | HVAC System 02
HVAC-02 | danielle.r.love@usace.army.mil | 2011-09-14T17:02:59 | 21-51 51 16: Air Distribution | VAV-AHU2-DDD | n/a | n/a | n/a | HVAC System 02
HVAC-02 | danielle.r.love@usace.army.mil | 2011-09-14T17:02:59 | 21-51 51 16: Air Distribution | VAV-AHU2-E | n/a | n/a | n/a | HVAC System 02
HVAC-02 | danielle.r.love@usace.army.mil | 2011-09-14T17:02:59 | 21-51 51 16: Air Distribution | VAV-AHU2-EE | n/a | n/a | n/a | HVAC System 02
HVAC-02 | danielle.r.love@usace.army.mil | 2011-09-14T17:02:59 | 21-51 51 16: Air Distribution | VAV-AHU2-EEE | n/a | n/a | n/a | HVAC System 02
HVAC-02 | danielle.r.love@usace.army.mil | 2011-09-14T17:02:59 | 21-51 51 16: Air Distribution | VAV-AHU2-F | n/a | n/a | n/a | HVAC System 02
HVAC-02 | danielle.r.love@usace.army.mil | 2011-09-14T17:02:59 | 21-51 51 16: Air Distribution | VAV-AHU2-FF | n/a | n/a | n/a | HVAC System 02
HVAC-02 | danielle.r.love@usace.army.mil | 2011-09-14T17:02:59 | 21-51 51 16: Air Distribution | VAV-AHU2-FFF | n/a | n/a | n/a | HVAC System 02
HVAC-02 | danielle.r.love@usace.army.mil | 2011-09-14T17:02:59 | 21-51 51 16: Air Distribution | VAV-AHU2-G | n/a | n/a | n/a | HVAC System 02
HVAC-02 | danielle.r.love@usace.army.mil | 2011-09-14T17:02:59 | 21-51 51 16: Air Distribution | VAV-AHU2-GG | n/a | n/a | n/a | HVAC System 02
HVAC-02 | danielle.r.love@usace.army.mil | 2011-09-14T17:02:59 | 21-51 51 16: Air Distribution | VAV-AHU2-GGG | n/a | n/a | n/a | HVAC System 02
HVAC-02 | danielle.r.love@usace.army.mil | 2011-09-14T17:02:59 | 21-51 51 16: Air Distribution | VAV-AHU2-H | n/a | n/a | n/a | HVAC System 02
HVAC-02 | danielle.r.love@usace.army.mil | 2011-09-14T17:02:59 | 21-51 51 16: Air Distribution | VAV-AHU2-I | n/a | n/a | n/a | HVAC System 02
HVAC-02 | danielle.r.love@usace.army.mil | 2011-09-14T17:02:59 | 21-51 51 16: Air Distribution | VAV-AHU2-II | n/a | n/a | n/a | HVAC System 02
HVAC-02 | danielle.r.love@usace.army.mil | 2011-09-14T17:02:59 | 21-51 51 16: Air Distribution | VAV-AHU2-III | n/a | n/a | n/a | HVAC System 02
HVAC-02 | danielle.r.love@usace.army.mil | 2011-09-14T17:02:59 | 21-51 51 16: Air Distribution | VAV-AHU2-J | n/a | n/a | n/a | HVAC System 02
HVAC-02 | danielle.r.love@usace.army.mil | 2011-09-14T17:02:59 | 21-51 51 16: Air Distribution | VAV-AHU2-JJ | n/a | n/a | n/a | HVAC System 02
HVAC-02 | danielle.r.love@usace.army.mil | 2011-09-14T17:02:59 | 21-51 51 16: Air Distribution | VAV-AHU2-JJJ | n/a | n/a | n/a | HVAC System 02
HVAC-02 | danielle.r.love@usace.army.mil | 2011-09-14T17:02:59 | 21-51 51 16: Air Distribution | VAV-AHU2-K | n/a | n/a | n/a | HVAC System 02
HVAC-02 | danielle.r.love@usace.army.mil | 2011-09-14T17:02:59 | 21-51 51 16: Air Distribution | VAV-AHU2-KK | n/a | n/a | n/a | HVAC System 02
HVAC-02 | danielle.r.love@usace.army.mil | 2011-09-14T17:02:59 | 21-51 51 16: Air Distribution | VAV-AHU2-L | n/a | n/a | n/a | HVAC System 02
HVAC-02 | danielle.r.love@usace.army.mil | 2011-09-14T17:02:59 | 21-51 51 16: Air Distribution | VAV-AHU2-LL | n/a | n/a | n/a | HVAC System 02
HVAC-02 | danielle.r.love@usace.army.mil | 2011-09-14T17:02:59 | 21-51 51 16: Air Distribution | VAV-AHU2-LLL | n/a | n/a | n/a | HVAC System 02
HVAC-02 | danielle.r.love@usace.army.mil | 2011-09-14T17:02:59 | 21-51 51 16: Air Distribution | VAV-AHU2-M | n/a | n/a | n/a | HVAC System 02
HVAC-02 | danielle.r.love@usace.army.mil | 2011-09-14T17:02:59 | 21-51 51 16: Air Distribution | VAV-AHU2-MM | n/a | n/a | n/a | HVAC System 02
HVAC-02 | danielle.r.love@usace.army.mil | 2011-09-14T17:02:59 | 21-51 51 16: Air Distribution | VAV-AHU2-N | n/a | n/a | n/a | HVAC System 02
HVAC-02 | danielle.r.love@usace.army.mil | 2011-09-14T17:02:59 | 21-51 51 16: Air Distribution | VAV-AHU2-O | n/a | n/a | n/a | HVAC System 02
HVAC-02 | danielle.r.love@usace.army.mil | 2011-09-14T17:02:59 | 21-51 51 16: Air Distribution | VAV-AHU2-OO | n/a | n/a | n/a | HVAC System 02
HVAC-02 | danielle.r.love@usace.army.mil | 2011-09-14T17:02:59 | 21-51 51 16: Air Distribution | VAV-AHU2-P | n/a | n/a | n/a | HVAC System 02
HVAC-02 | danielle.r.love@usace.army.mil | 2011-09-14T17:02:59 | 21-51 51 16: Air Distribution | VAV-AHU2-PP | n/a | n/a | n/a | HVAC System 02
HVAC-02 | danielle.r.love@usace.army.mil | 2011-09-14T17:02:59 | 21-51 51 16: Air Distribution | VAV-AHU2-Q | n/a | n/a | n/a | HVAC System 02
HVAC-02 | danielle.r.love@usace.army.mil | 2011-09-14T17:02:59 | 21-51 51 16: Air Distribution | VAV-AHU2-QQ | n/a | n/a | n/a | HVAC System 02
HVAC-02 | danielle.r.love@usace.army.mil | 2011-09-14T17:02:59 | 21-51 51 16: Air Distribution | VAV-AHU2-R | n/a | n/a | n/a | HVAC System 02
HVAC-02 | danielle.r.love@usace.army.mil | 2011-09-14T17:02:59 | 21-51 51 16: Air Distribution | VAV-AHU2-RR | n/a | n/a | n/a | HVAC System 02
HVAC-02 | danielle.r.love@usace.army.mil | 2011-09-14T17:02:59 | 21-51 51 16: Air Distribution | VAV-AHU2-S | n/a | n/a | n/a | HVAC System 02
HVAC-02 | danielle.r.love@usace.army.mil | 2011-09-14T17:02:59 | 21-51 51 16: Air Distribution | VAV-AHU2-SS | n/a | n/a | n/a | HVAC System 02
HVAC-02 | danielle.r.love@usace.army.mil | 2011-09-14T17:02:59 | 21-51 51 16: Air Distribution | VAV-AHU2-T | n/a | n/a | n/a | HVAC System 02
HVAC-02 | danielle.r.love@usace.army.mil | 2011-09-14T17:02:59 | 21-51 51 16: Air Distribution | VAV-AHU2-TT | n/a | n/a | n/a | HVAC System 02
HVAC-02 | danielle.r.love@usace.army.mil | 2011-09-14T17:02:59 | 21-51 51 16: Air Distribution | VAV-AHU2-U | n/a | n/a | n/a | HVAC System 02
HVAC-02 | danielle.r.love@usace.army.mil | 2011-09-14T17:02:59 | 21-51 51 16: Air Distribution | VAV-AHU2-UU | n/a | n/a | n/a | HVAC System 02
HVAC-02 | danielle.r.love@usace.army.mil | 2011-09-14T17:02:59 | 21-51 51 16: Air Distribution | VAV-AHU2-V | n/a | n/a | n/a | HVAC System 02
HVAC-02 | danielle.r.love@usace.army.mil | 2011-09-14T17:02:59 | 21-51 51 16: Air Distribution | VAV-AHU2-VV | n/a | n/a | n/a | HVAC System 02
HVAC-02 | danielle.r.love@usace.army.mil | 2011-09-14T17:02:59 | 21-51 51 16: Air Distribution | VAV-AHU2-W | n/a | n/a | n/a | HVAC System 02
HVAC-02 | danielle.r.love@usace.army.mil | 2011-09-14T17:02:59 | 21-51 51 16: Air Distribution | VAV-AHU2-WW | n/a | n/a | n/a | HVAC System 02
HVAC-02 | danielle.r.love@usace.army.mil | 2011-09-14T17:02:59 | 21-51 51 16: Air Distribution | VAV-AHU2-X | n/a | n/a | n/a | HVAC System 02
HVAC-02 | danielle.r.love@usace.army.mil | 2011-09-14T17:02:59 | 21-51 51 16: Air Distribution | VAV-AHU2-XX | n/a | n/a | n/a | HVAC System 02
HVAC-02 | danielle.r.love@usace.army.mil | 2011-09-14T17:02:59 | 21-51 51 16: Air Distribution | VAV-AHU2-Y | n/a | n/a | n/a | HVAC System 02
HVAC-02 | danielle.r.love@usace.army.mil | 2011-09-14T17:02:59 | 21-51 51 16: Air Distribution | VAV-AHU2-Z | n/a | n/a | n/a | HVAC System 02
HVAC-02 | danielle.r.love@usace.army.mil | 2011-09-14T17:02:59 | 21-51 51 16: Air Distribution | VAV-AHU2-ZZ | n/a | n/a | n/a | HVAC System 02
HVAC-02 | danielle.r.love@usace.army.mil | 2011-09-14T17:02:59 | 21-51 51 16: Air Distribution | Fan- RAF-2 | n/a | n/a | n/a | HVAC System 02
HVAC-02 | danielle.r.love@usace.army.mil | 2011-09-14T17:02:59 | 21-51 51 16: Air Distribution | Fan- EF2-1 | n/a | n/a | n/a | HVAC System 02
HVAC-02 | danielle.r.love@usace.army.mil | 2011-09-14T17:02:59 | 21-51 51 16: Air Distribution | Fan- EF2-2 | n/a | n/a | n/a | HVAC System 02
HVAC-02 | danielle.r.love@usace.army.mil | 2011-09-14T17:02:59 | 21-51 51 16: Air Distribution | Fan- EF2-3 | n/a | n/a | n/a | HVAC System 02
Medical Gas | bill.east@us.army.mil | 2012-11-06T17:02:59 | 21-51 51 16: Air Distribution | Air Compressor - Dental | n/a | n/a | n/a | Medical Gas System Overall

## Assembly
Name | CreatedBy | CreatedOn | SheetName | ParentName | ChildNames | AssemblyType | ExtSystem | ExtObject | ExtIdentifier | Description

## Connection
Name | CreatedBy | CreatedOn | ConnectionType | SheetName | RowName1 | RowName2 | RealizingElement | PortName1 | PortName2 | ExtSystem | ExtObject | ExtIdentifier | Description

## Spare
Name | CreatedBy | CreatedOn | Category | TypeName | Suppliers | ExtSystem | ExtObject | ExtIdentifier | Description | SetNumber | PartNumber

## Resource
Name | CreatedBy | CreatedOn | Category | ExtSystem | ExtObject | ExtIdentifier | Description

## Job
Name | CreatedBy | CreatedOn | Category | Status | TypeName | Description | Duration | DurationUnit | Start | TaskStartUnit | Frequency | FrequencyUnit | ExtSystem | ExtObject | ExtIdentifier | TaskNumber | Priors | ResourceNames

## Impact
Name | CreatedBy | CreatedOn | ImpactType | ImpactStage | SheetName | RowName | Value | ImpactUnit | LeadInTime | Duration | LeadOutTime | ExtSystem | ExtObject | ExtIdentifier | Description

## Document
Name | CreatedBy | CreatedOn | Category | ApprovalBy | Stage | SheetName | RowName | Directory | File | ExtSystem | ExtObject | ExtIdentifier | Description | Reference

## Attribute
Name | CreatedBy | CreatedOn | Category | SheetName | RowName | Value | Unit | ExtSystem | ExtObject | ExtIdentifier | Description | AllowedValues
BaseColor | bill.east@us.army.mil | 2012-10-26T09:46:00 | Requirement | Space | 1A01 | ROPPE - 40 FAWN - 4" HIGH RUBBER COVE BASE | n/a | n/a | n/a | n/a | Clinic_076-078_Finish Schedule | n/a
BaseMaterial | bill.east@us.army.mil | 2012-10-26T09:46:00 | Requirement | Space | 1A01 | RUBBER BASE | n/a | n/a | n/a | n/a | Clinic_076-078_Finish Schedule | n/a
CeilingColor | bill.east@us.army.mil | 2012-10-26T09:46:00 | Requirement | Space | 1A01 | ARMSTRONG CEILING TILE - CIRRUS TEGULAR; COLOR: WHITE; SERIES #534 GRID-15/16" EXPOSED TEE GRID SYSTEM-WHITE; SIZE: 2'x2'x3/4" | n/a | n/a | n/a | n/a | Clinic_076-078_Finish Schedule | n/a
CeilingMaterial | bill.east@us.army.mil | 2012-10-26T09:46:00 | Requirement | Space | 1A01 | ACOUSTICAL CEILING TILE | n/a | n/a | n/a | n/a | Clinic_076-078_Finish Schedule | n/a
FloorColor | bill.east@us.army.mil | 2012-10-26T09:46:00 | Requirement | Space | 1A01 | INTERFACE - CARIBBEAN #3080 ANTIQUA | n/a | n/a | n/a | n/a | Clinic_076-078_Finish Schedule | n/a
FloorMaterial | bill.east@us.army.mil | 2012-10-26T09:46:00 | Requirement | Space | 1A01 | CARPET | n/a | n/a | n/a | n/a | Clinic_076-078_Finish Schedule | n/a
WallColor-East | bill.east@us.army.mil | 2012-10-26T09:46:00 | Requirement | Space | 1A01 | DEVOE # 2W18-2 PRARIE BUFF | n/a | n/a | n/a | n/a | Clinic_076-078_Finish Schedule | n/a
WallColor-North | bill.east@us.army.mil | 2012-10-26T09:46:00 | Requirement | Space | 1A01 | DEVOE # 2W18-2 PRARIE BUFF | n/a | n/a | n/a | n/a | Clinic_076-078_Finish Schedule | n/a
WallColor-South | bill.east@us.army.mil | 2012-10-26T09:46:00 | Requirement | Space | 1A01 | DEVOE # 2W18-2 PRARIE BUFF | n/a | n/a | n/a | n/a | Clinic_076-078_Finish Schedule | n/a
WallColor-West | bill.east@us.army.mil | 2012-10-26T09:46:00 | Requirement | Space | 1A01 | DEVOE # 2W18-2 PRARIE BUFF | n/a | n/a | n/a | n/a | Clinic_076-078_Finish Schedule | n/a
WallMaterial-East | bill.east@us.army.mil | 2012-10-26T09:46:00 | Requirement | Space | 1A01 | GYPSUM WALLBOARD WITH PAINT | n/a | n/a | n/a | n/a | Clinic_076-078_Finish Schedule | n/a
WallMaterial-North | bill.east@us.army.mil | 2012-10-26T09:46:00 | Requirement | Space | 1A01 | GYPSUM WALLBOARD WITH PAINT | n/a | n/a | n/a | n/a | Clinic_076-078_Finish Schedule | n/a
WallMaterial-South | bill.east@us.army.mil | 2012-10-26T09:46:00 | Requirement | Space | 1A01 | GYPSUM WALLBOARD WITH PAINT | n/a | n/a | n/a | n/a | Clinic_076-078_Finish Schedule | n/a
WallMaterial-West | bill.east@us.army.mil | 2012-10-26T09:46:00 | Requirement | Space | 1A01 | GYPSUM WALLBOARD WITH PAINT | n/a | n/a | n/a | n/a | Clinic_076-078_Finish Schedule | n/a
BaseColor | bill.east@us.army.mil | 2012-10-26T09:46:00 | Requirement | Space | 1A02 | ROPPE - 40 FAWN - 4" HIGH RUBBER COVE BASE | n/a | n/a | n/a | n/a | Clinic_076-078_Finish Schedule | n/a
BaseMaterial | bill.east@us.army.mil | 2012-10-26T09:46:00 | Requirement | Space | 1A02 | RUBBER BASE | n/a | n/a | n/a | n/a | Clinic_076-078_Finish Schedule | n/a
CeilingColor | bill.east@us.army.mil | 2012-10-26T09:46:00 | Requirement | Space | 1A02 | ARMSTRONG CEILING TILE - CIRRUS TEGULAR; COLOR: WHITE; SERIES #534 GRID-15/16" EXPOSED TEE GRID SYSTEM-WHITE; SIZE: 2'x2'x3/4" | n/a | n/a | n/a | n/a | Clinic_076-078_Finish Schedule | n/a
CeilingMaterial | bill.east@us.army.mil | 2012-10-26T09:46:00 | Requirement | Space | 1A02 | ACOUSTICAL CEILING TILE | n/a | n/a | n/a | n/a | Clinic_076-078_Finish Schedule | n/a
FloorColor | bill.east@us.army.mil | 2012-10-26T09:46:00 | Requirement | Space | 1A02 | INTERFACE - CARIBBEAN #3080 ANTIQUA | n/a | n/a | n/a | n/a | Clinic_076-078_Finish Schedule | n/a
FloorMaterial | bill.east@us.army.mil | 2012-10-26T09:46:00 | Requirement | Space | 1A02 | CARPET | n/a | n/a | n/a | n/a | Clinic_076-078_Finish Schedule | n/a
WallColor-East | bill.east@us.army.mil | 2012-10-26T09:46:00 | Requirement | Space | 1A02 | DEVOE # 2W18-2 PRARIE BUFF | n/a | n/a | n/a | n/a | Clinic_076-078_Finish Schedule | n/a
WallColor-North | bill.east@us.army.mil | 2012-10-26T09:46:00 | Requirement | Space | 1A02 | DEVOE # 2W18-2 PRARIE BUFF | n/a | n/a | n/a | n/a | Clinic_076-078_Finish Schedule | n/a
WallColor-South | bill.east@us.army.mil | 2012-10-26T09:46:00 | Requirement | Space | 1A02 | DEVOE # 2W18-2 PRARIE BUFF | n/a | n/a | n/a | n/a | Clinic_076-078_Finish Schedule | n/a
WallColor-West | bill.east@us.army.mil | 2012-10-26T09:46:00 | Requirement | Space | 1A02 | DEVOE # 2W18-2 PRARIE BUFF | n/a | n/a | n/a | n/a | Clinic_076-078_Finish Schedule | n/a
WallMaterial-East | bill.east@us.army.mil | 2012-10-26T09:46:00 | Requirement | Space | 1A02 | GYPSUM WALLBOARD WITH PAINT | n/a | n/a | n/a | n/a | Clinic_076-078_Finish Schedule | n/a
WallMaterial-North | bill.east@us.army.mil | 2012-10-26T09:46:00 | Requirement | Space | 1A02 | GYPSUM WALLBOARD WITH PAINT | n/a | n/a | n/a | n/a | Clinic_076-078_Finish Schedule | n/a
WallMaterial-South | bill.east@us.army.mil | 2012-10-26T09:46:00 | Requirement | Space | 1A02 | GYPSUM WALLBOARD WITH PAINT | n/a | n/a | n/a | n/a | Clinic_076-078_Finish Schedule | n/a
WallMaterial-West | bill.east@us.army.mil | 2012-10-26T09:46:00 | Requirement | Space | 1A02 | GYPSUM WALLBOARD WITH PAINT | n/a | n/a | n/a | n/a | Clinic_076-078_Finish Schedule | n/a
BaseColor | bill.east@us.army.mil | 2012-10-26T09:46:00 | Requirement | Space | 1A03 | ROPPE - 40 FAWN - 4" HIGH RUBBER COVE BASE | n/a | n/a | n/a | n/a | Clinic_076-078_Finish Schedule | n/a
BaseMaterial | bill.east@us.army.mil | 2012-10-26T09:46:00 | Requirement | Space | 1A03 | RUBBER BASE | n/a | n/a | n/a | n/a | Clinic_076-078_Finish Schedule | n/a
CeilingColor | bill.east@us.army.mil | 2012-10-26T09:46:00 | Requirement | Space | 1A03 | ARMSTRONG CEILING TILE - CIRRUS TEGULAR; COLOR: WHITE; SERIES #534 GRID-15/16" EXPOSED TEE GRID SYSTEM-WHITE; SIZE: 2'x2'x3/4" | n/a | n/a | n/a | n/a | Clinic_076-078_Finish Schedule | n/a
CeilingMaterial | bill.east@us.army.mil | 2012-10-26T09:46:00 | Requirement | Space | 1A03 | ACOUSTICAL CEILING TILE | n/a | n/a | n/a | n/a | Clinic_076-078_Finish Schedule | n/a
FloorColor | bill.east@us.army.mil | 2012-10-26T09:46:00 | Requirement | Space | 1A03 | INTERFACE - CARIBBEAN #3080 ANTIQUA | n/a | n/a | n/a | n/a | Clinic_076-078_Finish Schedule | n/a
FloorMaterial | bill.east@us.army.mil | 2012-10-26T09:46:00 | Requirement | Space | 1A03 | CARPET | n/a | n/a | n/a | n/a | Clinic_076-078_Finish Schedule | n/a
WallColor-East | bill.east@us.army.mil | 2012-10-26T09:46:00 | Requirement | Space | 1A03 | DEVOE # 2W18-2 PRARIE BUFF | n/a | n/a | n/a | n/a | Clinic_076-078_Finish Schedule | n/a
WallColor-North | bill.east@us.army.mil | 2012-10-26T09:46:00 | Requirement | Space | 1A03 | DEVOE # 2W18-2 PRARIE BUFF | n/a | n/a | n/a | n/a | Clinic_076-078_Finish Schedule | n/a
WallColor-South | bill.east@us.army.mil | 2012-10-26T09:46:00 | Requirement | Space | 1A03 | DEVOE # 2W18-2 PRARIE BUFF | n/a | n/a | n/a | n/a | Clinic_076-078_Finish Schedule | n/a
WallColor-West | bill.east@us.army.mil | 2012-10-26T09:46:00 | Requirement | Space | 1A03 | DEVOE # 2W18-2 PRARIE BUFF | n/a | n/a | n/a | n/a | Clinic_076-078_Finish Schedule | n/a
WallMaterial-East | bill.east@us.army.mil | 2012-10-26T09:46:00 | Requirement | Space | 1A03 | GYPSUM WALLBOARD WITH PAINT | n/a | n/a | n/a | n/a | Clinic_076-078_Finish Schedule | n/a
WallMaterial-North | bill.east@us.army.mil | 2012-10-26T09:46:00 | Requirement | Space | 1A03 | GYPSUM WALLBOARD WITH PAINT | n/a | n/a | n/a | n/a | Clinic_076-078_Finish Schedule | n/a
WallMaterial-South | bill.east@us.army.mil | 2012-10-26T09:46:00 | Requirement | Space | 1A03 | GYPSUM WALLBOARD WITH PAINT | n/a | n/a | n/a | n/a | Clinic_076-078_Finish Schedule | n/a
WallMaterial-West | bill.east@us.army.mil | 2012-10-26T09:46:00 | Requirement | Space | 1A03 | GYPSUM WALLBOARD WITH PAINT | n/a | n/a | n/a | n/a | Clinic_076-078_Finish Schedule | n/a
BaseColor | bill.east@us.army.mil | 2012-10-26T09:46:00 | Requirement | Space | 1A04 | ROPPE - 40 FAWN - 4" HIGH RUBBER COVE BASE | n/a | n/a | n/a | n/a | Clinic_076-078_Finish Schedule | n/a
BaseMaterial | bill.east@us.army.mil | 2012-10-26T09:46:00 | Requirement | Space | 1A04 | RUBBER BASE | n/a | n/a | n/a | n/a | Clinic_076-078_Finish Schedule | n/a
CeilingColor | bill.east@us.army.mil | 2012-10-26T09:46:00 | Requirement | Space | 1A04 | ARMSTRONG CEILING TILE - CIRRUS TEGULAR; COLOR: WHITE; SERIES #534 GRID-15/16" EXPOSED TEE GRID SYSTEM-WHITE; SIZE: 2'x2'x3/4" | n/a | n/a | n/a | n/a | Clinic_076-078_Finish Schedule | n/a
CeilingMaterial | bill.east@us.army.mil | 2012-10-26T09:46:00 | Requirement | Space | 1A04 | ACOUSTICAL CEILING TILE | n/a | n/a | n/a | n/a | Clinic_076-078_Finish Schedule | n/a
FloorColor | bill.east@us.army.mil | 2012-10-26T09:46:00 | Requirement | Space | 1A04 | INTERFACE - CARIBBEAN #3080 ANTIQUA | n/a | n/a | n/a | n/a | Clinic_076-078_Finish Schedule | n/a
FloorMaterial | bill.east@us.army.mil | 2012-10-26T09:46:00 | Requirement | Space | 1A04 | CARPET | n/a | n/a | n/a | n/a | Clinic_076-078_Finish Schedule | n/a
WallColor-East | bill.east@us.army.mil | 2012-10-26T09:46:00 | Requirement | Space | 1A04 | DEVOE # 2W18-2 PRARIE BUFF | n/a | n/a | n/a | n/a | Clinic_076-078_Finish Schedule | n/a
WallColor-North | bill.east@us.army.mil | 2012-10-26T09:46:00 | Requirement | Space | 1A04 | DEVOE # 2W18-2 PRARIE BUFF | n/a | n/a | n/a | n/a | Clinic_076-078_Finish Schedule | n/a
WallColor-South | bill.east@us.army.mil | 2012-10-26T09:46:00 | Requirement | Space | 1A04 | DEVOE # 2W18-2 PRARIE BUFF | n/a | n/a | n/a | n/a | Clinic_076-078_Finish Schedule | n/a
WallColor-West | bill.east@us.army.mil | 2012-10-26T09:46:00 | Requirement | Space | 1A04 | DEVOE # 2W18-2 PRARIE BUFF | n/a | n/a | n/a | n/a | Clinic_076-078_Finish Schedule | n/a
WallMaterial-East | bill.east@us.army.mil | 2012-10-26T09:46:00 | Requirement | Space | 1A04 | GYPSUM WALLBOARD WITH PAINT | n/a | n/a | n/a | n/a | Clinic_076-078_Finish Schedule | n/a
WallMaterial-North | bill.east@us.army.mil | 2012-10-26T09:46:00 | Requirement | Space | 1A04 | GYPSUM WALLBOARD WITH PAINT | n/a | n/a | n/a | n/a | Clinic_076-078_Finish Schedule | n/a
WallMaterial-South | bill.east@us.army.mil | 2012-10-26T09:46:00 | Requirement | Space | 1A04 | GYPSUM WALLBOARD WITH PAINT | n/a | n/a | n/a | n/a | Clinic_076-078_Finish Schedule | n/a
WallMaterial-West | bill.east@us.army.mil | 2012-10-26T09:46:00 | Requirement | Space | 1A04 | GYPSUM WALLBOARD WITH PAINT | n/a | n/a | n/a | n/a | Clinic_076-078_Finish Schedule | n/a
BaseColor | bill.east@us.army.mil | 2012-10-26T09:46:00 | Requirement | Space | 1A05 | ROPPE - 40 FAWN - 4" HIGH RUBBER COVE BASE | n/a | n/a | n/a | n/a | Clinic_076-078_Finish Schedule | n/a
BaseMaterial | bill.east@us.army.mil | 2012-10-26T09:46:00 | Requirement | Space | 1A05 | RUBBER BASE | n/a | n/a | n/a | n/a | Clinic_076-078_Finish Schedule | n/a
CeilingColor | bill.east@us.army.mil | 2012-10-26T09:46:00 | Requirement | Space | 1A05 | ARMSTRONG CEILING TILE - CIRRUS TEGULAR; COLOR: WHITE; SERIES #534 GRID-15/16" EXPOSED TEE GRID SYSTEM-WHITE; SIZE: 2'x2'x3/4" | n/a | n/a | n/a | n/a | Clinic_076-078_Finish Schedule | n/a
CeilingMaterial | bill.east@us.army.mil | 2012-10-26T09:46:00 | Requirement | Space | 1A05 | ACOUSTICAL CEILING TILE | n/a | n/a | n/a | n/a | Clinic_076-078_Finish Schedule | n/a
FloorColor | bill.east@us.army.mil | 2012-10-26T09:46:00 | Requirement | Space | 1A05 | INTERFACE - CARIBBEAN #3080 ANTIQUA | n/a | n/a | n/a | n/a | Clinic_076-078_Finish Schedule | n/a
FloorMaterial | bill.east@us.army.mil | 2012-10-26T09:46:00 | Requirement | Space | 1A05 | CARPET | n/a | n/a | n/a | n/a | Clinic_076-078_Finish Schedule | n/a
WallColor-East | bill.east@us.army.mil | 2012-10-26T09:46:00 | Requirement | Space | 1A05 | DEVOE # 2W18-2 PRARIE BUFF | n/a | n/a | n/a | n/a | Clinic_076-078_Finish Schedule | n/a
WallColor-North | bill.east@us.army.mil | 2012-10-26T09:46:00 | Requirement | Space | 1A05 | DEVOE # 2W18-2 PRARIE BUFF | n/a | n/a | n/a | n/a | Clinic_076-078_Finish Schedule | n/a
WallColor-South | bill.east@us.army.mil | 2012-10-26T09:46:00 | Requirement | Space | 1A05 | DEVOE # 2W18-2 PRARIE BUFF | n/a | n/a | n/a | n/a | Clinic_076-078_Finish Schedule | n/a
WallColor-West | bill.east@us.army.mil | 2012-10-26T09:46:00 | Requirement | Space | 1A05 | DEVOE # 2W18-2 PRARIE BUFF | n/a | n/a | n/a | n/a | Clinic_076-078_Finish Schedule | n/a
WallMaterial-East | bill.east@us.army.mil | 2012-10-26T09:46:00 | Requirement | Space | 1A05 | GYPSUM WALLBOARD WITH PAINT | n/a | n/a | n/a | n/a | Clinic_076-078_Finish Schedule | n/a
WallMaterial-North | bill.east@us.army.mil | 2012-10-26T09:46:00 | Requirement | Space | 1A05 | GYPSUM WALLBOARD WITH PAINT | n/a | n/a | n/a | n/a | Clinic_076-078_Finish Schedule | n/a
WallMaterial-South | bill.east@us.army.mil | 2012-10-26T09:46:00 | Requirement | Space | 1A05 | GYPSUM WALLBOARD WITH PAINT | n/a | n/a | n/a | n/a | Clinic_076-078_Finish Schedule | n/a
WallMaterial-West | bill.east@us.army.mil | 2012-10-26T09:46:00 | Requirement | Space | 1A05 | GYPSUM WALLBOARD WITH PAINT | n/a | n/a | n/a | n/a | Clinic_076-078_Finish Schedule | n/a
BaseColor | bill.east@us.army.mil | 2012-10-26T09:46:00 | Requirement | Space | 1A06 | ROPPE - 40 FAWN - 4" HIGH RUBBER COVE BASE | n/a | n/a | n/a | n/a | Clinic_076-078_Finish Schedule | n/a
BaseMaterial | bill.east@us.army.mil | 2012-10-26T09:46:00 | Requirement | Space | 1A06 | RUBBER BASE | n/a | n/a | n/a | n/a | Clinic_076-078_Finish Schedule | n/a
CeilingColor | bill.east@us.army.mil | 2012-10-26T09:46:00 | Requirement | Space | 1A06 | ARMSTRONG CEILING TILE - CIRRUS TEGULAR; COLOR: WHITE; SERIES #534 GRID-15/16" EXPOSED TEE GRID SYSTEM-WHITE; SIZE: 2'x2'x3/4" | n/a | n/a | n/a | n/a | Clinic_076-078_Finish Schedule | n/a
CeilingMaterial | bill.east@us.army.mil | 2012-10-26T09:46:00 | Requirement | Space | 1A06 | ACOUSTICAL CEILING TILE | n/a | n/a | n/a | n/a | Clinic_076-078_Finish Schedule | n/a
FloorColor | bill.east@us.army.mil | 2012-10-26T09:46:00 | Requirement | Space | 1A06 | INTERFACE - CARIBBEAN #3080 ANTIQUA | n/a | n/a | n/a | n/a | Clinic_076-078_Finish Schedule | n/a
FloorMaterial | bill.east@us.army.mil | 2012-10-26T09:46:00 | Requirement | Space | 1A06 | CARPET | n/a | n/a | n/a | n/a | Clinic_076-078_Finish Schedule | n/a
WallColor-East | bill.east@us.army.mil | 2012-10-26T09:46:00 | Requirement | Space | 1A06 | DEVOE # 2W18-2 PRARIE BUFF | n/a | n/a | n/a | n/a | Clinic_076-078_Finish Schedule | n/a
WallColor-North | bill.east@us.army.mil | 2012-10-26T09:46:00 | Requirement | Space | 1A06 | DEVOE # 2W18-2 PRARIE BUFF | n/a | n/a | n/a | n/a | Clinic_076-078_Finish Schedule | n/a
WallColor-South | bill.east@us.army.mil | 2012-10-26T09:46:00 | Requirement | Space | 1A06 | DEVOE # 2W18-2 PRARIE BUFF | n/a | n/a | n/a | n/a | Clinic_076-078_Finish Schedule | n/a
WallColor-West | bill.east@us.army.mil | 2012-10-26T09:46:00 | Requirement | Space | 1A06 | DEVOE # 2W18-2 PRARIE BUFF | n/a | n/a | n/a | n/a | Clinic_076-078_Finish Schedule | n/a
WallMaterial-East | bill.east@us.army.mil | 2012-10-26T09:46:00 | Requirement | Space | 1A06 | GYPSUM WALLBOARD WITH PAINT | n/a | n/a | n/a | n/a | Clinic_076-078_Finish Schedule | n/a
WallMaterial-North | bill.east@us.army.mil | 2012-10-26T09:46:00 | Requirement | Space | 1A06 | GYPSUM WALLBOARD WITH PAINT | n/a | n/a | n/a | n/a | Clinic_076-078_Finish Schedule | n/a
WallMaterial-South | bill.east@us.army.mil | 2012-10-26T09:46:00 | Requirement | Space | 1A06 | GYPSUM WALLBOARD WITH PAINT | n/a | n/a | n/a | n/a | Clinic_076-078_Finish Schedule | n/a
WallMaterial-West | bill.east@us.army.mil | 2012-10-26T09:46:00 | Requirement | Space | 1A06 | GYPSUM WALLBOARD WITH PAINT | n/a | n/a | n/a | n/a | Clinic_076-078_Finish Schedule | n/a
BaseColor | bill.east@us.army.mil | 2012-10-26T09:46:00 | Requirement | Space | 1A07 | ROPPE - 40 FAWN - 4" HIGH RUBBER COVE BASE | n/a | n/a | n/a | n/a | Clinic_076-078_Finish Schedule | n/a
BaseMaterial | bill.east@us.army.mil | 2012-10-26T09:46:00 | Requirement | Space | 1A07 | RUBBER BASE | n/a | n/a | n/a | n/a | Clinic_076-078_Finish Schedule | n/a
CeilingColor | bill.east@us.army.mil | 2012-10-26T09:46:00 | Requirement | Space | 1A07 | ARMSTRONG CEILING TILE - CIRRUS TEGULAR; COLOR: WHITE; SERIES #534 GRID-15/16" EXPOSED TEE GRID SYSTEM-WHITE; SIZE: 2'x2'x3/4" | n/a | n/a | n/a | n/a | Clinic_076-078_Finish Schedule | n/a
CeilingMaterial | bill.east@us.army.mil | 2012-10-26T09:46:00 | Requirement | Space | 1A07 | ACOUSTICAL CEILING TILE | n/a | n/a | n/a | n/a | Clinic_076-078_Finish Schedule | n/a
FloorColor | bill.east@us.army.mil | 2012-10-26T09:46:00 | Requirement | Space | 1A07 | INTERFACE - CARIBBEAN #3080 ANTIQUA | n/a | n/a | n/a | n/a | Clinic_076-078_Finish Schedule | n/a
FloorMaterial | bill.east@us.army.mil | 2012-10-26T09:46:00 | Requirement | Space | 1A07 | CARPET | n/a | n/a | n/a | n/a | Clinic_076-078_Finish Schedule | n/a
WallColor-East | bill.east@us.army.mil | 2012-10-26T09:46:00 | Requirement | Space | 1A07 | DEVOE # 2W18-2 PRARIE BUFF | n/a | n/a | n/a | n/a | Clinic_076-078_Finish Schedule | n/a
WallColor-North | bill.east@us.army.mil | 2012-10-26T09:46:00 | Requirement | Space | 1A07 | DEVOE # 2W18-2 PRARIE BUFF | n/a | n/a | n/a | n/a | Clinic_076-078_Finish Schedule | n/a
WallColor-South | bill.east@us.army.mil | 2012-10-26T09:46:00 | Requirement | Space | 1A07 | DEVOE # 2W18-2 PRARIE BUFF | n/a | n/a | n/a | n/a | Clinic_076-078_Finish Schedule | n/a
WallColor-West | bill.east@us.army.mil | 2012-10-26T09:46:00 | Requirement | Space | 1A07 | DEVOE # 2W18-2 PRARIE BUFF | n/a | n/a | n/a | n/a | Clinic_076-078_Finish Schedule | n/a
WallMaterial-East | bill.east@us.army.mil | 2012-10-26T09:46:00 | Requirement | Space | 1A07 | GYPSUM WALLBOARD WITH PAINT | n/a | n/a | n/a | n/a | Clinic_076-078_Finish Schedule | n/a
WallMaterial-North | bill.east@us.army.mil | 2012-10-26T09:46:00 | Requirement | Space | 1A07 | GYPSUM WALLBOARD WITH PAINT | n/a | n/a | n/a | n/a | Clinic_076-078_Finish Schedule | n/a
WallMaterial-South | bill.east@us.army.mil | 2012-10-26T09:46:00 | Requirement | Space | 1A07 | GYPSUM WALLBOARD WITH PAINT | n/a | n/a | n/a | n/a | Clinic_076-078_Finish Schedule | n/a
WallMaterial-West | bill.east@us.army.mil | 2012-10-26T09:46:00 | Requirement | Space | 1A07 | GYPSUM WALLBOARD WITH PAINT | n/a | n/a | n/a | n/a | Clinic_076-078_Finish Schedule | n/a
BaseColor | bill.east@us.army.mil | 2012-10-26T09:46:00 | Requirement | Space | 1A08 | ROPPE - 40 FAWN - 4" HIGH RUBBER COVE BASE | n/a | n/a | n/a | n/a | Clinic_076-078_Finish Schedule | n/a
BaseMaterial | bill.east@us.army.mil | 2012-10-26T09:46:00 | Requirement | Space | 1A08 | RUBBER BASE | n/a | n/a | n/a | n/a | Clinic_076-078_Finish Schedule | n/a
CeilingColor | bill.east@us.army.mil | 2012-10-26T09:46:00 | Requirement | Space | 1A08 | ARMSTRONG CEILING TILE - CIRRUS TEGULAR; COLOR: WHITE; SERIES #534 GRID-15/16" EXPOSED TEE GRID SYSTEM-WHITE; SIZE: 2'x2'x3/4" | n/a | n/a | n/a | n/a | Clinic_076-078_Finish Schedule | n/a
CeilingMaterial | bill.east@us.army.mil | 2012-10-26T09:46:00 | Requirement | Space | 1A08 | ACOUSTICAL CEILING TILE | n/a | n/a | n/a | n/a | Clinic_076-078_Finish Schedule | n/a
FloorColor | bill.east@us.army.mil | 2012-10-26T09:46:00 | Requirement | Space | 1A08 | INTERFACE - CARIBBEAN #3080 ANTIQUA | n/a | n/a | n/a | n/a | Clinic_076-078_Finish Schedule | n/a
FloorMaterial | bill.east@us.army.mil | 2012-10-26T09:46:00 | Requirement | Space | 1A08 | CARPET | n/a | n/a | n/a | n/a | Clinic_076-078_Finish Schedule | n/a
WallColor-East | bill.east@us.army.mil | 2012-10-26T09:46:00 | Requirement | Space | 1A08 | DEVOE # 2W18-2 PRARIE BUFF | n/a | n/a | n/a | n/a | Clinic_076-078_Finish Schedule | n/a
WallColor-North | bill.east@us.army.mil | 2012-10-26T09:46:00 | Requirement | Space | 1A08 | DEVOE # 2W18-2 PRARIE BUFF | n/a | n/a | n/a | n/a | Clinic_076-078_Finish Schedule | n/a
WallColor-South | bill.east@us.army.mil | 2012-10-26T09:46:00 | Requirement | Space | 1A08 | DEVOE # 2W18-2 PRARIE BUFF | n/a | n/a | n/a | n/a | Clinic_076-078_Finish Schedule | n/a
WallColor-West | bill.east@us.army.mil | 2012-10-26T09:46:00 | Requirement | Space | 1A08 | DEVOE # 2W18-2 PRARIE BUFF | n/a | n/a | n/a | n/a | Clinic_076-078_Finish Schedule | n/a
WallMaterial-East | bill.east@us.army.mil | 2012-10-26T09:46:00 | Requirement | Space | 1A08 | GYPSUM WALLBOARD WITH PAINT | n/a | n/a | n/a | n/a | Clinic_076-078_Finish Schedule | n/a
WallMaterial-North | bill.east@us.army.mil | 2012-10-26T09:46:00 | Requirement | Space | 1A08 | GYPSUM WALLBOARD WITH PAINT | n/a | n/a | n/a | n/a | Clinic_076-078_Finish Schedule | n/a
WallMaterial-South | bill.east@us.army.mil | 2012-10-26T09:46:00 | Requirement | Space | 1A08 | GYPSUM WALLBOARD WITH PAINT | n/a | n/a | n/a | n/a | Clinic_076-078_Finish Schedule | n/a
WallMaterial-West | bill.east@us.army.mil | 2012-10-26T09:46:00 | Requirement | Space | 1A08 | GYPSUM WALLBOARD WITH PAINT | n/a | n/a | n/a | n/a | Clinic_076-078_Finish Schedule | n/a
BaseColor | bill.east@us.army.mil | 2012-10-26T09:46:00 | Requirement | Space | 1A09 | DAL - TILE - #D-1452 CYPRESS - SIZE 4"X 4" | n/a | n/a | n/a | n/a | Clinic_076-078_Finish Schedule | n/a
BaseMaterial | bill.east@us.army.mil | 2012-10-26T09:46:00 | Requirement | Space | 1A09 | MAT GLAZED TILE | n/a | n/a | n/a | n/a | Clinic_076-078_Finish Schedule | n/a
CeilingColor | bill.east@us.army.mil | 2012-10-26T09:46:00 | Requirement | Space | 1A09 | ARMSTRONG CEILING TILE - FINE FISSURED DURATEX; COLOR: WHITE; SERIES #1870; GRID 15/16" EXPOSED TEE GRID SYSTEM-WHITE; SIZE: 2'x2' | n/a | n/a | n/a | n/a | Clinic_076-078_Finish Schedule | n/a
CeilingMaterial | bill.east@us.army.mil | 2012-10-26T09:46:00 | Requirement | Space | 1A09 | ACOUSTICAL CEILING TILE | n/a | n/a | n/a | n/a | Clinic_076-078_Finish Schedule | n/a
FloorColor | bill.east@us.army.mil | 2012-10-26T09:46:00 | Requirement | Space | 1A09 | AMERICAN OLEAN #A-55 DOE SIZE: 2"x2" | n/a | n/a | n/a | n/a | Clinic_076-078_Finish Schedule | n/a
FloorMaterial | bill.east@us.army.mil | 2012-10-26T09:46:00 | Requirement | Space | 1A09 | CERAMIC TILE | n/a | n/a | n/a | n/a | Clinic_076-078_Finish Schedule | n/a
WallColor-East | bill.east@us.army.mil | 2012-10-26T09:46:00 | Requirement | Space | 1A09 | DAL - TILE - #D-1452 CYPRESS - SIZE 4"X 4" | n/a | n/a | n/a | n/a | Clinic_076-078_Finish Schedule | n/a
WallColor-North | bill.east@us.army.mil | 2012-10-26T09:46:00 | Requirement | Space | 1A09 | DAL - TILE - #D-1452 CYPRESS - SIZE 4"X 4" | n/a | n/a | n/a | n/a | Clinic_076-078_Finish Schedule | n/a
WallColor-South | bill.east@us.army.mil | 2012-10-26T09:46:00 | Requirement | Space | 1A09 | DAL - TILE - #D-1452 CYPRESS - SIZE 4"X 4" | n/a | n/a | n/a | n/a | Clinic_076-078_Finish Schedule | n/a
WallColor-West | bill.east@us.army.mil | 2012-10-26T09:46:00 | Requirement | Space | 1A09 | DAL - TILE - #D-1452 CYPRESS - SIZE 4"X 4" | n/a | n/a | n/a | n/a | Clinic_076-078_Finish Schedule | n/a
WallMaterial-East | bill.east@us.army.mil | 2012-10-26T09:46:00 | Requirement | Space | 1A09 | MAT GLAZED TILE | n/a | n/a | n/a | n/a | Clinic_076-078_Finish Schedule | n/a
WallMaterial-North | bill.east@us.army.mil | 2012-10-26T09:46:00 | Requirement | Space | 1A09 | MAT GLAZED TILE | n/a | n/a | n/a | n/a | Clinic_076-078_Finish Schedule | n/a
WallMaterial-South | bill.east@us.army.mil | 2012-10-26T09:46:00 | Requirement | Space | 1A09 | MAT GLAZED TILE | n/a | n/a | n/a | n/a | Clinic_076-078_Finish Schedule | n/a
WallMaterial-West | bill.east@us.army.mil | 2012-10-26T09:46:00 | Requirement | Space | 1A09 | MAT GLAZED TILE | n/a | n/a | n/a | n/a | Clinic_076-078_Finish Schedule | n/a
BaseColor | bill.east@us.army.mil | 2012-10-26T09:46:00 | Requirement | Space | 1A10 | ROPPE - 40 FAWN - 4" HIGH RUBBER COVE BASE | n/a | n/a | n/a | n/a | Clinic_076-078_Finish Schedule | n/a
BaseMaterial | bill.east@us.army.mil | 2012-10-26T09:46:00 | Requirement | Space | 1A10 | RUBBER BASE | n/a | n/a | n/a | n/a | Clinic_076-078_Finish Schedule | n/a
CeilingColor | bill.east@us.army.mil | 2012-10-26T09:46:00 | Requirement | Space | 1A10 | ARMSTRONG CEILING TILE - CIRRUS TEGULAR; COLOR: WHITE; SERIES #534 GRID-15/16" EXPOSED TEE GRID SYSTEM-WHITE; SIZE: 2'x2'x3/4" | n/a | n/a | n/a | n/a | Clinic_076-078_Finish Schedule | n/a
CeilingMaterial | bill.east@us.army.mil | 2012-10-26T09:46:00 | Requirement | Space | 1A10 | ACOUSTICAL CEILING TILE | n/a | n/a | n/a | n/a | Clinic_076-078_Finish Schedule | n/a
FloorColor | bill.east@us.army.mil | 2012-10-26T09:46:00 | Requirement | Space | 1A10 | VAMERICAN OLEAN #A-55 DOE SIZE: 2"x2",2 | n/a | n/a | n/a | n/a | Clinic_076-078_Finish Schedule | n/a
FloorMaterial | bill.east@us.army.mil | 2012-10-26T09:46:00 | Requirement | Space | 1A10 | VINYL COMPOSITION TILE | n/a | n/a | n/a | n/a | Clinic_076-078_Finish Schedule | n/a
WallColor-East | bill.east@us.army.mil | 2012-10-26T09:46:00 | Requirement | Space | 1A10 | DEVOE # 2C20-4 ROSEMARY GRAY | n/a | n/a | n/a | n/a | Clinic_076-078_Finish Schedule | n/a
WallColor-North | bill.east@us.army.mil | 2012-10-26T09:46:00 | Requirement | Space | 1A10 | DAL - TILE - #D-1452 CYPRESS - SIZE 4"X 4" | n/a | n/a | n/a | n/a | Clinic_076-078_Finish Schedule | n/a
WallColor-South | bill.east@us.army.mil | 2012-10-26T09:46:00 | Requirement | Space | 1A10 | DAL - TILE - #D-1452 CYPRESS - SIZE 4"X 4" | n/a | n/a | n/a | n/a | Clinic_076-078_Finish Schedule | n/a
WallColor-West | bill.east@us.army.mil | 2012-10-26T09:46:00 | Requirement | Space | 1A10 | DEVOE # 2W18-2 PRARIE BUFF | n/a | n/a | n/a | n/a | Clinic_076-078_Finish Schedule | n/a
WallMaterial-East | bill.east@us.army.mil | 2012-10-26T09:46:00 | Requirement | Space | 1A10 | GYPSUM WALLBOARD WITH PAINT | n/a | n/a | n/a | n/a | Clinic_076-078_Finish Schedule | n/a
WallMaterial-North | bill.east@us.army.mil | 2012-10-26T09:46:00 | Requirement | Space | 1A10 | GYPSUM WALLBOARD WITH PAINT | n/a | n/a | n/a | n/a | Clinic_076-078_Finish Schedule | n/a
WallMaterial-South | bill.east@us.army.mil | 2012-10-26T09:46:00 | Requirement | Space | 1A10 | GYPSUM WALLBOARD WITH PAINT | n/a | n/a | n/a | n/a | Clinic_076-078_Finish Schedule | n/a
WallMaterial-West | bill.east@us.army.mil | 2012-10-26T09:46:00 | Requirement | Space | 1A10 | GYPSUM WALLBOARD WITH PAINT | n/a | n/a | n/a | n/a | Clinic_076-078_Finish Schedule | n/a
BaseColor | bill.east@us.army.mil | 2012-10-26T09:46:00 | Requirement | Space | 1A11 | ROPPE - 40 FAWN - 4" HIGH RUBBER COVE BASE | n/a | n/a | n/a | n/a | Clinic_076-078_Finish Schedule | n/a
BaseMaterial | bill.east@us.army.mil | 2012-10-26T09:46:00 | Requirement | Space | 1A11 | RUBBER BASE | n/a | n/a | n/a | n/a | Clinic_076-078_Finish Schedule | n/a
CeilingColor | bill.east@us.army.mil | 2012-10-26T09:46:00 | Requirement | Space | 1A11 | MATCH PT3 - Devoe # 2W19-4 CLAY PEBBLE | n/a | n/a | n/a | n/a | Clinic_076-078_Finish Schedule | n/a
CeilingMaterial | bill.east@us.army.mil | 2012-10-26T09:46:00 | Requirement | Space | 1A11 | GYPSUM WALLBOARD WITH LIQUID GLAZED COATING | n/a | n/a | n/a | n/a | Clinic_076-078_Finish Schedule | n/a
FloorColor | bill.east@us.army.mil | 2012-10-26T09:46:00 | Requirement | Space | 1A11 | VAMERICAN OLEAN #A-55 DOE SIZE: 2"x2" | n/a | n/a | n/a | n/a | Clinic_076-078_Finish Schedule | n/a
FloorMaterial | bill.east@us.army.mil | 2012-10-26T09:46:00 | Requirement | Space | 1A11 | VINYL COMPOSITION TILE | n/a | n/a | n/a | n/a | Clinic_076-078_Finish Schedule | n/a
WallColor-East | bill.east@us.army.mil | 2012-10-26T09:46:00 | Requirement | Space | 1A11 | MATCH PT3 - Devoe # 2W19-4 CLAY PEBBLE | n/a | n/a | n/a | n/a | Clinic_076-078_Finish Schedule | n/a
WallColor-North | bill.east@us.army.mil | 2012-10-26T09:46:00 | Requirement | Space | 1A11 | DAL - TILE - #D-1452 CYPRESS - SIZE 4"X 4" | n/a | n/a | n/a | n/a | Clinic_076-078_Finish Schedule | n/a
WallColor-South | bill.east@us.army.mil | 2012-10-26T09:46:00 | Requirement | Space | 1A11 | DAL - TILE - #D-1452 CYPRESS - SIZE 4"X 4" | n/a | n/a | n/a | n/a | Clinic_076-078_Finish Schedule | n/a
WallColor-West | bill.east@us.army.mil | 2012-10-26T09:46:00 | Requirement | Space | 1A11 | MATCH PT3 - Devoe # 2W19-4 CLAY PEBBLE | n/a | n/a | n/a | n/a | Clinic_076-078_Finish Schedule | n/a
WallMaterial-East | bill.east@us.army.mil | 2012-10-26T09:46:00 | Requirement | Space | 1A11 | GYPSUM WALLBOARD WITH LIQUID GLAZED COATING | n/a | n/a | n/a | n/a | Clinic_076-078_Finish Schedule | n/a
WallMaterial-North | bill.east@us.army.mil | 2012-10-26T09:46:00 | Requirement | Space | 1A11 | GYPSUM WALLBOARD WITH LIQUID GLAZED COATING | n/a | n/a | n/a | n/a | Clinic_076-078_Finish Schedule | n/a
WallMaterial-South | bill.east@us.army.mil | 2012-10-26T09:46:00 | Requirement | Space | 1A11 | GYPSUM WALLBOARD WITH LIQUID GLAZED COATING | n/a | n/a | n/a | n/a | Clinic_076-078_Finish Schedule | n/a
WallMaterial-West | bill.east@us.army.mil | 2012-10-26T09:46:00 | Requirement | Space | 1A11 | GYPSUM WALLBOARD WITH LIQUID GLAZED COATING | n/a | n/a | n/a | n/a | Clinic_076-078_Finish Schedule | n/a
BaseColor | bill.east@us.army.mil | 2012-10-26T09:46:00 | Requirement | Space | 1A12 | DAL - TILE - #D-1452 CYPRESS - SIZE 4"X 4" | n/a | n/a | n/a | n/a | Clinic_076-078_Finish Schedule | n/a
BaseMaterial | bill.east@us.army.mil | 2012-10-26T09:46:00 | Requirement | Space | 1A12 | MAT GLAZED TILE | n/a | n/a | n/a | n/a | Clinic_076-078_Finish Schedule | n/a
CeilingColor | bill.east@us.army.mil | 2012-10-26T09:46:00 | Requirement | Space | 1A12 | ARMSTRONG CEILING TILE - FINE FISSURED DURATEX; COLOR: WHITE; SERIES #1870; GRID 15/16" EXPOSED TEE GRID SYSTEM-WHITE; SIZE: 2'x2' | n/a | n/a | n/a | n/a | Clinic_076-078_Finish Schedule | n/a
CeilingMaterial | bill.east@us.army.mil | 2012-10-26T09:46:00 | Requirement | Space | 1A12 | ACOUSTICAL CEILING TILE | n/a | n/a | n/a | n/a | Clinic_076-078_Finish Schedule | n/a
FloorColor | bill.east@us.army.mil | 2012-10-26T09:46:00 | Requirement | Space | 1A12 | AMERICAN OLEAN #A-55 DOE SIZE: 2"x2" | n/a | n/a | n/a | n/a | Clinic_076-078_Finish Schedule | n/a
FloorMaterial | bill.east@us.army.mil | 2012-10-26T09:46:00 | Requirement | Space | 1A12 | CERAMIC TILE | n/a | n/a | n/a | n/a | Clinic_076-078_Finish Schedule | n/a
WallColor-East | bill.east@us.army.mil | 2012-10-26T09:46:00 | Requirement | Space | 1A12 | DAL - TILE - #D-1452 CYPRESS - SIZE 4"X 4" | n/a | n/a | n/a | n/a | Clinic_076-078_Finish Schedule | n/a
WallColor-North | bill.east@us.army.mil | 2012-10-26T09:46:00 | Requirement | Space | 1A12 | DAL - TILE - #D-1452 CYPRESS - SIZE 4"X 4" | n/a | n/a | n/a | n/a | Clinic_076-078_Finish Schedule | n/a
WallColor-South | bill.east@us.army.mil | 2012-10-26T09:46:00 | Requirement | Space | 1A12 | DAL - TILE - #D-1452 CYPRESS - SIZE 4"X 4" | n/a | n/a | n/a | n/a | Clinic_076-078_Finish Schedule | n/a
WallColor-West | bill.east@us.army.mil | 2012-10-26T09:46:00 | Requirement | Space | 1A12 | DAL - TILE - #D-1452 CYPRESS - SIZE 4"X 4" | n/a | n/a | n/a | n/a | Clinic_076-078_Finish Schedule | n/a
WallMaterial-East | bill.east@us.army.mil | 2012-10-26T09:46:00 | Requirement | Space | 1A12 | GYPSUM WALLBOARD WITH LIQUID GLAZED COATING | n/a | n/a | n/a | n/a | Clinic_076-078_Finish Schedule | n/a
WallMaterial-North | bill.east@us.army.mil | 2012-10-26T09:46:00 | Requirement | Space | 1A12 | MAT GLAZED TILE | n/a | n/a | n/a | n/a | Clinic_076-078_Finish Schedule | n/a
WallMaterial-South | bill.east@us.army.mil | 2012-10-26T09:46:00 | Requirement | Space | 1A12 | MAT GLAZED TILE | n/a | n/a | n/a | n/a | Clinic_076-078_Finish Schedule | n/a
WallMaterial-West | bill.east@us.army.mil | 2012-10-26T09:46:00 | Requirement | Space | 1A12 | MAT GLAZED TILE | n/a | n/a | n/a | n/a | Clinic_076-078_Finish Schedule | n/a
BaseColor | bill.east@us.army.mil | 2012-10-26T09:46:00 | Requirement | Space | 1A13 | DAL - TILE - #D-1452 CYPRESS - SIZE 4"X 4" | n/a | n/a | n/a | n/a | Clinic_076-078_Finish Schedule | n/a
BaseMaterial | bill.east@us.army.mil | 2012-10-26T09:46:00 | Requirement | Space | 1A13 | MAT GLAZED TILE | n/a | n/a | n/a | n/a | Clinic_076-078_Finish Schedule | n/a
CeilingColor | bill.east@us.army.mil | 2012-10-26T09:46:00 | Requirement | Space | 1A13 | ARMSTRONG CEILING TILE - FINE FISSURED DURATEX; COLOR: WHITE; SERIES #1870; GRID 15/16" EXPOSED TEE GRID SYSTEM-WHITE; SIZE: 2'x2' | n/a | n/a | n/a | n/a | Clinic_076-078_Finish Schedule | n/a
CeilingMaterial | bill.east@us.army.mil | 2012-10-26T09:46:00 | Requirement | Space | 1A13 | ACOUSTICAL CEILING TILE | n/a | n/a | n/a | n/a | Clinic_076-078_Finish Schedule | n/a
FloorColor | bill.east@us.army.mil | 2012-10-26T09:46:00 | Requirement | Space | 1A13 | AMERICAN OLEAN #A-55 DOE SIZE: 2"x2" | n/a | n/a | n/a | n/a | Clinic_076-078_Finish Schedule | n/a
FloorMaterial | bill.east@us.army.mil | 2012-10-26T09:46:00 | Requirement | Space | 1A13 | CERAMIC TILE | n/a | n/a | n/a | n/a | Clinic_076-078_Finish Schedule | n/a
WallColor-East | bill.east@us.army.mil | 2012-10-26T09:46:00 | Requirement | Space | 1A13 | DAL - TILE - #D-1452 CYPRESS - SIZE 4"X 4" | n/a | n/a | n/a | n/a | Clinic_076-078_Finish Schedule | n/a
WallColor-North | bill.east@us.army.mil | 2012-10-26T09:46:00 | Requirement | Space | 1A13 | DAL - TILE - #D-1452 CYPRESS - SIZE 4"X 4" | n/a | n/a | n/a | n/a | Clinic_076-078_Finish Schedule | n/a
WallColor-South | bill.east@us.army.mil | 2012-10-26T09:46:00 | Requirement | Space | 1A13 | DAL - TILE - #D-1452 CYPRESS - SIZE 4"X 4" | n/a | n/a | n/a | n/a | Clinic_076-078_Finish Schedule | n/a
WallColor-West | bill.east@us.army.mil | 2012-10-26T09:46:00 | Requirement | Space | 1A13 | DAL - TILE - #D-1452 CYPRESS - SIZE 4"X 4" | n/a | n/a | n/a | n/a | Clinic_076-078_Finish Schedule | n/a
WallMaterial-East | bill.east@us.army.mil | 2012-10-26T09:46:00 | Requirement | Space | 1A13 | GYPSUM WALLBOARD WITH LIQUID GLAZED COATING | n/a | n/a | n/a | n/a | Clinic_076-078_Finish Schedule | n/a
WallMaterial-North | bill.east@us.army.mil | 2012-10-26T09:46:00 | Requirement | Space | 1A13 | MAT GLAZED TILE | n/a | n/a | n/a | n/a | Clinic_076-078_Finish Schedule | n/a
WallMaterial-South | bill.east@us.army.mil | 2012-10-26T09:46:00 | Requirement | Space | 1A13 | MAT GLAZED TILE | n/a | n/a | n/a | n/a | Clinic_076-078_Finish Schedule | n/a
WallMaterial-West | bill.east@us.army.mil | 2012-10-26T09:46:00 | Requirement | Space | 1A13 | MAT GLAZED TILE | n/a | n/a | n/a | n/a | Clinic_076-078_Finish Schedule | n/a
BaseColor | bill.east@us.army.mil | 2012-10-26T09:46:00 | Requirement | Space | 1A14 | ROPPE - 40 FAWN - 4" HIGH RUBBER COVE BASE | n/a | n/a | n/a | n/a | Clinic_076-078_Finish Schedule | n/a
BaseMaterial | bill.east@us.army.mil | 2012-10-26T09:46:00 | Requirement | Space | 1A14 | RUBBER BASE | n/a | n/a | n/a | n/a | Clinic_076-078_Finish Schedule | n/a
CeilingColor | bill.east@us.army.mil | 2012-10-26T09:46:00 | Requirement | Space | 1A14 | ARMSTRONG CEILING TILE - CIRRUS TEGULAR; COLOR: WHITE; SERIES #534 GRID-15/16" EXPOSED TEE GRID SYSTEM-WHITE; SIZE: 2'x2'x3/4" | n/a | n/a | n/a | n/a | Clinic_076-078_Finish Schedule | n/a
CeilingMaterial | bill.east@us.army.mil | 2012-10-26T09:46:00 | Requirement | Space | 1A14 | ACOUSTICAL CEILING TILE | n/a | n/a | n/a | n/a | Clinic_076-078_Finish Schedule | n/a
FloorColor | bill.east@us.army.mil | 2012-10-26T09:46:00 | Requirement | Space | 1A14 | INTERFACE - CARIBBEAN #3080 ANTIQUA | n/a | n/a | n/a | n/a | Clinic_076-078_Finish Schedule | n/a
FloorMaterial | bill.east@us.army.mil | 2012-10-26T09:46:00 | Requirement | Space | 1A14 | CARPET | n/a | n/a | n/a | n/a | Clinic_076-078_Finish Schedule | n/a
WallColor-East | bill.east@us.army.mil | 2012-10-26T09:46:00 | Requirement | Space | 1A14 | DEVOE # 2C20-4 ROSEMARY GRAY | n/a | n/a | n/a | n/a | Clinic_076-078_Finish Schedule | n/a
WallColor-North | bill.east@us.army.mil | 2012-10-26T09:46:00 | Requirement | Space | 1A14 | DAL - TILE - #D-1452 CYPRESS - SIZE 4"X 4" | n/a | n/a | n/a | n/a | Clinic_076-078_Finish Schedule | n/a
WallColor-South | bill.east@us.army.mil | 2012-10-26T09:46:00 | Requirement | Space | 1A14 | DAL - TILE - #D-1452 CYPRESS - SIZE 4"X 4" | n/a | n/a | n/a | n/a | Clinic_076-078_Finish Schedule | n/a
WallColor-West | bill.east@us.army.mil | 2012-10-26T09:46:00 | Requirement | Space | 1A14 | DEVOE # 2W18-2 PRARIE BUFF | n/a | n/a | n/a | n/a | Clinic_076-078_Finish Schedule | n/a
WallMaterial-East | bill.east@us.army.mil | 2012-10-26T09:46:00 | Requirement | Space | 1A14 | GYPSUM WALLBOARD WITH LIQUID GLAZED COATING | n/a | n/a | n/a | n/a | Clinic_076-078_Finish Schedule | n/a
WallMaterial-North | bill.east@us.army.mil | 2012-10-26T09:46:00 | Requirement | Space | 1A14 | GYPSUM WALLBOARD WITH PAINT | n/a | n/a | n/a | n/a | Clinic_076-078_Finish Schedule | n/a
WallMaterial-South | bill.east@us.army.mil | 2012-10-26T09:46:00 | Requirement | Space | 1A14 | n/a | n/a | n/a | n/a | n/a | Clinic_076-078_Finish Schedule | n/a
WallMaterial-West | bill.east@us.army.mil | 2012-10-26T09:46:00 | Requirement | Space | 1A14 | GYPSUM WALLBOARD WITH PAINT | n/a | n/a | n/a | n/a | Clinic_076-078_Finish Schedule | n/a
BaseColor | bill.east@us.army.mil | 2012-10-26T09:46:00 | Requirement | Space | 1A15 | ROPPE - 40 FAWN - 4" HIGH RUBBER COVE BASE | n/a | n/a | n/a | n/a | Clinic_076-078_Finish Schedule | n/a
BaseMaterial | bill.east@us.army.mil | 2012-10-26T09:46:00 | Requirement | Space | 1A15 | RUBBER BASE | n/a | n/a | n/a | n/a | Clinic_076-078_Finish Schedule | n/a
CeilingColor | bill.east@us.army.mil | 2012-10-26T09:46:00 | Requirement | Space | 1A15 | ARMSTRONG CEILING TILE - CIRRUS TEGULAR; COLOR: WHITE; SERIES #534 GRID-15/16" EXPOSED TEE GRID SYSTEM-WHITE; SIZE: 2'x2'x3/4" | n/a | n/a | n/a | n/a | Clinic_076-078_Finish Schedule | n/a
CeilingMaterial | bill.east@us.army.mil | 2012-10-26T09:46:00 | Requirement | Space | 1A15 | ACOUSTICAL CEILING TILE | n/a | n/a | n/a | n/a | Clinic_076-078_Finish Schedule | n/a
FloorColor | bill.east@us.army.mil | 2012-10-26T09:46:00 | Requirement | Space | 1A15 | INTERFACE - CARIBBEAN #3080 ANTIQUA | n/a | n/a | n/a | n/a | Clinic_076-078_Finish Schedule | n/a
FloorMaterial | bill.east@us.army.mil | 2012-10-26T09:46:00 | Requirement | Space | 1A15 | CARPET | n/a | n/a | n/a | n/a | Clinic_076-078_Finish Schedule | n/a
WallColor-East | bill.east@us.army.mil | 2012-10-26T09:46:00 | Requirement | Space | 1A15 | DEVOE # 2W18-2 PRARIE BUFF | n/a | n/a | n/a | n/a | Clinic_076-078_Finish Schedule | n/a
WallColor-North | bill.east@us.army.mil | 2012-10-26T09:46:00 | Requirement | Space | 1A15 | DAL - TILE - #D-1452 CYPRESS - SIZE 4"X 4" | n/a | n/a | n/a | n/a | Clinic_076-078_Finish Schedule | n/a
WallColor-South | bill.east@us.army.mil | 2012-10-26T09:46:00 | Requirement | Space | 1A15 | DAL - TILE - #D-1452 CYPRESS - SIZE 4"X 4" | n/a | n/a | n/a | n/a | Clinic_076-078_Finish Schedule | n/a
WallColor-West | bill.east@us.army.mil | 2012-10-26T09:46:00 | Requirement | Space | 1A15 | DEVOE # 2W18-2 PRARIE BUFF | n/a | n/a | n/a | n/a | Clinic_076-078_Finish Schedule | n/a
WallMaterial-East | bill.east@us.army.mil | 2012-10-26T09:46:00 | Requirement | Space | 1A15 | GYPSUM WALLBOARD WITH LIQUID GLAZED COATING | n/a | n/a | n/a | n/a | Clinic_076-078_Finish Schedule | n/a
WallMaterial-North | bill.east@us.army.mil | 2012-10-26T09:46:00 | Requirement | Space | 1A15 | GYPSUM WALLBOARD WITH PAINT | n/a | n/a | n/a | n/a | Clinic_076-078_Finish Schedule | n/a
WallMaterial-South | bill.east@us.army.mil | 2012-10-26T09:46:00 | Requirement | Space | 1A15 | n/a | n/a | n/a | n/a | n/a | Clinic_076-078_Finish Schedule | n/a
WallMaterial-West | bill.east@us.army.mil | 2012-10-26T09:46:00 | Requirement | Space | 1A15 | GYPSUM WALLBOARD WITH PAINT | n/a | n/a | n/a | n/a | Clinic_076-078_Finish Schedule | n/a
BaseColor | bill.east@us.army.mil | 2012-10-26T09:46:00 | Requirement | Space | 1A16 | ROPPE - 40 FAWN - 4" HIGH RUBBER COVE BASE | n/a | n/a | n/a | n/a | Clinic_076-078_Finish Schedule | n/a
BaseMaterial | bill.east@us.army.mil | 2012-10-26T09:46:00 | Requirement | Space | 1A16 | RUBBER BASE | n/a | n/a | n/a | n/a | Clinic_076-078_Finish Schedule | n/a
CeilingColor | bill.east@us.army.mil | 2012-10-26T09:46:00 | Requirement | Space | 1A16 | ARMSTRONG CEILING TILE - CIRRUS TEGULAR; COLOR: WHITE; SERIES #534 GRID-15/16" EXPOSED TEE GRID SYSTEM-WHITE; SIZE: 2'x2'x3/4" | n/a | n/a | n/a | n/a | Clinic_076-078_Finish Schedule | n/a
CeilingMaterial | bill.east@us.army.mil | 2012-10-26T09:46:00 | Requirement | Space | 1A16 | ACOUSTICAL CEILING TILE | n/a | n/a | n/a | n/a | Clinic_076-078_Finish Schedule | n/a
FloorColor | bill.east@us.army.mil | 2012-10-26T09:46:00 | Requirement | Space | 1A16 | VAMERICAN OLEAN #A-55 DOE SIZE: 2"x2" | n/a | n/a | n/a | n/a | Clinic_076-078_Finish Schedule | n/a
FloorMaterial | bill.east@us.army.mil | 2012-10-26T09:46:00 | Requirement | Space | 1A16 | VINYL COMPOSITION TILE | n/a | n/a | n/a | n/a | Clinic_076-078_Finish Schedule | n/a
WallColor-East | bill.east@us.army.mil | 2012-10-26T09:46:00 | Requirement | Space | 1A16 | DEVOE # 2W18-2 PRARIE BUFF | n/a | n/a | n/a | n/a | Clinic_076-078_Finish Schedule | n/a
WallColor-North | bill.east@us.army.mil | 2012-10-26T09:46:00 | Requirement | Space | 1A16 | DAL - TILE - #D-1452 CYPRESS - SIZE 4"X 4" | n/a | n/a | n/a | n/a | Clinic_076-078_Finish Schedule | n/a
WallColor-South | bill.east@us.army.mil | 2012-10-26T09:46:00 | Requirement | Space | 1A16 | DAL - TILE - #D-1452 CYPRESS - SIZE 4"X 4" | n/a | n/a | n/a | n/a | Clinic_076-078_Finish Schedule | n/a
WallColor-West | bill.east@us.army.mil | 2012-10-26T09:46:00 | Requirement | Space | 1A16 | DEVOE # 2W18-2 PRARIE BUFF | n/a | n/a | n/a | n/a | Clinic_076-078_Finish Schedule | n/a
WallMaterial-East | bill.east@us.army.mil | 2012-10-26T09:46:00 | Requirement | Space | 1A16 | GYPSUM WALLBOARD WITH LIQUID GLAZED COATING | n/a | n/a | n/a | n/a | Clinic_076-078_Finish Schedule | n/a
WallMaterial-North | bill.east@us.army.mil | 2012-10-26T09:46:00 | Requirement | Space | 1A16 | GYPSUM WALLBOARD WITH PAINT | n/a | n/a | n/a | n/a | Clinic_076-078_Finish Schedule | n/a
WallMaterial-South | bill.east@us.army.mil | 2012-10-26T09:46:00 | Requirement | Space | 1A16 | GYPSUM WALLBOARD WITH PAINT | n/a | n/a | n/a | n/a | Clinic_076-078_Finish Schedule | n/a
WallMaterial-West | bill.east@us.army.mil | 2012-10-26T09:46:00 | Requirement | Space | 1A16 | GYPSUM WALLBOARD WITH PAINT | n/a | n/a | n/a | n/a | Clinic_076-078_Finish Schedule | n/a
BaseColor | bill.east@us.army.mil | 2012-10-26T09:46:00 | Requirement | Space | 1AC1 | WOOD STAIN - SHERWIN WILLIAMS - BRIGHT CHERRY #SW3109-K | n/a | n/a | n/a | n/a | Clinic_076-078_Finish Schedule | n/a
BaseMaterial | bill.east@us.army.mil | 2012-10-26T09:46:00 | Requirement | Space | 1AC1 | WOOD | n/a | n/a | n/a | n/a | Clinic_076-078_Finish Schedule | n/a
CeilingColor | bill.east@us.army.mil | 2012-10-26T09:46:00 | Requirement | Space | 1AC1 | DEVOE # 2W18-2 PRARIE BUFF | n/a | n/a | n/a | n/a | Clinic_076-078_Finish Schedule | n/a
CeilingMaterial | bill.east@us.army.mil | 2012-10-26T09:46:00 | Requirement | Space | 1AC1 | GYPSUM WALLBOARD WITH PAINT | n/a | n/a | n/a | n/a | Clinic_076-078_Finish Schedule | n/a
FloorColor | bill.east@us.army.mil | 2012-10-26T09:46:00 | Requirement | Space | 1AC1 | INTERFACE - CARIBBEAN #3063 SEA TURTLE/VAMERICAN OLEAN #A-55 DOE SIZE: 2"x2",2 | n/a | n/a | n/a | n/a | Clinic_076-078_Finish Schedule | n/a
FloorMaterial | bill.east@us.army.mil | 2012-10-26T09:46:00 | Requirement | Space | 1AC1 | VINYL COMPOSITION TILE/CARPET | n/a | n/a | n/a | n/a | Clinic_076-078_Finish Schedule | n/a
WallColor-East | bill.east@us.army.mil | 2012-10-26T09:46:00 | Requirement | Space | 1AC1 | DEVOE # 2W18-2 PRARIE BUFF/WOOD STAIN - SHERWIN WILLIAMS - BRIGHT CHERRY #SW3109-K | n/a | n/a | n/a | n/a | Clinic_076-078_Finish Schedule | n/a
WallColor-North | bill.east@us.army.mil | 2012-10-26T09:46:00 | Requirement | Space | 1AC1 | DEVOE # 2W18-2 PRARIE BUFF/WOOD STAIN - SHERWIN WILLIAMS - BRIGHT CHERRY #SW3109-K | n/a | n/a | n/a | n/a | Clinic_076-078_Finish Schedule | n/a
WallColor-South | bill.east@us.army.mil | 2012-10-26T09:46:00 | Requirement | Space | 1AC1 | DEVOE # 2W18-2 PRARIE BUFF/WOOD STAIN - SHERWIN WILLIAMS - BRIGHT CHERRY #SW3109-K | n/a | n/a | n/a | n/a | Clinic_076-078_Finish Schedule | n/a
WallColor-West | bill.east@us.army.mil | 2012-10-26T09:46:00 | Requirement | Space | 1AC1 | DEVOE # 2W18-2 PRARIE BUFF/WOOD STAIN - SHERWIN WILLIAMS - BRIGHT CHERRY #SW3109-K | n/a | n/a | n/a | n/a | Clinic_076-078_Finish Schedule | n/a
WallMaterial-East | bill.east@us.army.mil | 2012-10-26T09:46:00 | Requirement | Space | 1AC1 | GYPSUM WALLBOARD WITH PAINT/WD | n/a | n/a | n/a | n/a | Clinic_076-078_Finish Schedule | n/a
WallMaterial-North | bill.east@us.army.mil | 2012-10-26T09:46:00 | Requirement | Space | 1AC1 | GYPSUM WALLBOARD WITH PAINT/WD | n/a | n/a | n/a | n/a | Clinic_076-078_Finish Schedule | n/a
WallMaterial-South | bill.east@us.army.mil | 2012-10-26T09:46:00 | Requirement | Space | 1AC1 | GYPSUM WALLBOARD WITH PAINT/WD | n/a | n/a | n/a | n/a | Clinic_076-078_Finish Schedule | n/a
WallMaterial-West | bill.east@us.army.mil | 2012-10-26T09:46:00 | Requirement | Space | 1AC1 | GYPSUM WALLBOARD WITH PAINT/WD | n/a | n/a | n/a | n/a | Clinic_076-078_Finish Schedule | n/a
BaseColor | bill.east@us.army.mil | 2012-10-26T09:46:00 | Requirement | Space | 1AC2 | WOOD STAIN - SHERWIN WILLIAMS - BRIGHT CHERRY #SW3109-K | n/a | n/a | n/a | n/a | Clinic_076-078_Finish Schedule | n/a
BaseMaterial | bill.east@us.army.mil | 2012-10-26T09:46:00 | Requirement | Space | 1AC2 | CARPET | n/a | n/a | n/a | n/a | Clinic_076-078_Finish Schedule | n/a
CeilingColor | bill.east@us.army.mil | 2012-10-26T09:46:00 | Requirement | Space | 1AC2 | ARMSTRONG CEILING TILE - CIRRUS TEGULAR; COLOR: WHITE; SERIES #534 GRID-15/16" EXPOSED TEE GRID SYSTEM-WHITE; SIZE: 2'x2'x3/4"/DEVOE # 2W18-2 PRARIE BUFF | n/a | n/a | n/a | n/a | Clinic_076-078_Finish Schedule | n/a
CeilingMaterial | bill.east@us.army.mil | 2012-10-26T09:46:00 | Requirement | Space | 1AC2 | ACOUSTICAL CEILING TILE | n/a | n/a | n/a | n/a | Clinic_076-078_Finish Schedule | n/a
FloorColor | bill.east@us.army.mil | 2012-10-26T09:46:00 | Requirement | Space | 1AC2 | VAMERICAN OLEAN #A-55 DOE SIZE: 2"x2",2 | n/a | n/a | n/a | n/a | Clinic_076-078_Finish Schedule | n/a
FloorMaterial | bill.east@us.army.mil | 2012-10-26T09:46:00 | Requirement | Space | 1AC2 | VINYL COMPOSITION TILE | n/a | n/a | n/a | n/a | Clinic_076-078_Finish Schedule | n/a
WallColor-East | bill.east@us.army.mil | 2012-10-26T09:46:00 | Requirement | Space | 1AC2 | DEVOE # 2W18-2 PRARIE BUFF | n/a | n/a | n/a | n/a | Clinic_076-078_Finish Schedule | n/a
WallColor-North | bill.east@us.army.mil | 2012-10-26T09:46:00 | Requirement | Space | 1AC2 | DAL - TILE - #D-1452 CYPRESS - SIZE 4"X 4" | n/a | n/a | n/a | n/a | Clinic_076-078_Finish Schedule | n/a
WallColor-South | bill.east@us.army.mil | 2012-10-26T09:46:00 | Requirement | Space | 1AC2 | DAL - TILE - #D-1452 CYPRESS - SIZE 4"X 4" | n/a | n/a | n/a | n/a | Clinic_076-078_Finish Schedule | n/a
WallColor-West | bill.east@us.army.mil | 2012-10-26T09:46:00 | Requirement | Space | 1AC2 | DEVOE # 2W18-2 PRARIE BUFF | n/a | n/a | n/a | n/a | Clinic_076-078_Finish Schedule | n/a
WallMaterial-East | bill.east@us.army.mil | 2012-10-26T09:46:00 | Requirement | Space | 1AC2 | GYPSUM WALLBOARD WITH LIQUID GLAZED COATING | n/a | n/a | n/a | n/a | Clinic_076-078_Finish Schedule | n/a
WallMaterial-North | bill.east@us.army.mil | 2012-10-26T09:46:00 | Requirement | Space | 1AC2 | GYPSUM WALLBOARD WITH PAINT | n/a | n/a | n/a | n/a | Clinic_076-078_Finish Schedule | n/a
WallMaterial-South | bill.east@us.army.mil | 2012-10-26T09:46:00 | Requirement | Space | 1AC2 | GYPSUM WALLBOARD WITH PAINT | n/a | n/a | n/a | n/a | Clinic_076-078_Finish Schedule | n/a
WallMaterial-West | bill.east@us.army.mil | 2012-10-26T09:46:00 | Requirement | Space | 1AC2 | GYPSUM WALLBOARD WITH PAINT | n/a | n/a | n/a | n/a | Clinic_076-078_Finish Schedule | n/a
BaseColor | bill.east@us.army.mil | 2012-10-26T09:46:00 | Requirement | Space | 1AC3 | ROPPE - 40 FAWN - 4" HIGH RUBBER COVE BASE | n/a | n/a | n/a | n/a | Clinic_076-078_Finish Schedule | n/a
BaseMaterial | bill.east@us.army.mil | 2012-10-26T09:46:00 | Requirement | Space | 1AC3 | RUBBER BASE | n/a | n/a | n/a | n/a | Clinic_076-078_Finish Schedule | n/a
CeilingColor | bill.east@us.army.mil | 2012-10-26T09:46:00 | Requirement | Space | 1AC3 | ARMSTRONG CEILING TILE - CIRRUS TEGULAR; COLOR: WHITE; SERIES #534 GRID-15/16" EXPOSED TEE GRID SYSTEM-WHITE; SIZE: 2'x2'x3/4" | n/a | n/a | n/a | n/a | Clinic_076-078_Finish Schedule | n/a
CeilingMaterial | bill.east@us.army.mil | 2012-10-26T09:46:00 | Requirement | Space | 1AC3 | ACOUSTICAL CEILING TILE | n/a | n/a | n/a | n/a | Clinic_076-078_Finish Schedule | n/a
FloorColor | bill.east@us.army.mil | 2012-10-26T09:46:00 | Requirement | Space | 1AC3 | VAMERICAN OLEAN #A-55 DOE SIZE: 2"x2",2 | n/a | n/a | n/a | n/a | Clinic_076-078_Finish Schedule | n/a
FloorMaterial | bill.east@us.army.mil | 2012-10-26T09:46:00 | Requirement | Space | 1AC3 | VINYL COMPOSITION TILE | n/a | n/a | n/a | n/a | Clinic_076-078_Finish Schedule | n/a
WallColor-East | bill.east@us.army.mil | 2012-10-26T09:46:00 | Requirement | Space | 1AC3 | DEVOE # 2W18-2 PRARIE BUFF | n/a | n/a | n/a | n/a | Clinic_076-078_Finish Schedule | n/a
WallColor-North | bill.east@us.army.mil | 2012-10-26T09:46:00 | Requirement | Space | 1AC3 | DAL - TILE - #D-1452 CYPRESS - SIZE 4"X 4" | n/a | n/a | n/a | n/a | Clinic_076-078_Finish Schedule | n/a
WallColor-South | bill.east@us.army.mil | 2012-10-26T09:46:00 | Requirement | Space | 1AC3 | DAL - TILE - #D-1452 CYPRESS - SIZE 4"X 4" | n/a | n/a | n/a | n/a | Clinic_076-078_Finish Schedule | n/a
WallColor-West | bill.east@us.army.mil | 2012-10-26T09:46:00 | Requirement | Space | 1AC3 | DEVOE # 2W18-2 PRARIE BUFF | n/a | n/a | n/a | n/a | Clinic_076-078_Finish Schedule | n/a
WallMaterial-East | bill.east@us.army.mil | 2012-10-26T09:46:00 | Requirement | Space | 1AC3 | GYPSUM WALLBOARD WITH LIQUID GLAZED COATING | n/a | n/a | n/a | n/a | Clinic_076-078_Finish Schedule | n/a
WallMaterial-North | bill.east@us.army.mil | 2012-10-26T09:46:00 | Requirement | Space | 1AC3 | GYPSUM WALLBOARD WITH PAINT | n/a | n/a | n/a | n/a | Clinic_076-078_Finish Schedule | n/a
WallMaterial-South | bill.east@us.army.mil | 2012-10-26T09:46:00 | Requirement | Space | 1AC3 | GYPSUM WALLBOARD WITH PAINT | n/a | n/a | n/a | n/a | Clinic_076-078_Finish Schedule | n/a
WallMaterial-West | bill.east@us.army.mil | 2012-10-26T09:46:00 | Requirement | Space | 1AC3 | GYPSUM WALLBOARD WITH PAINT | n/a | n/a | n/a | n/a | Clinic_076-078_Finish Schedule | n/a
BaseColor | bill.east@us.army.mil | 2012-10-26T09:46:00 | Requirement | Space | 1AC4 | ROPPE - 40 FAWN - 4" HIGH RUBBER COVE BASE | n/a | n/a | n/a | n/a | Clinic_076-078_Finish Schedule | n/a
BaseMaterial | bill.east@us.army.mil | 2012-10-26T09:46:00 | Requirement | Space | 1AC4 | RUBBER BASE | n/a | n/a | n/a | n/a | Clinic_076-078_Finish Schedule | n/a
CeilingColor | bill.east@us.army.mil | 2012-10-26T09:46:00 | Requirement | Space | 1AC4 | ARMSTRONG CEILING TILE - CIRRUS TEGULAR; COLOR: WHITE; SERIES #534 GRID-15/16" EXPOSED TEE GRID SYSTEM-WHITE; SIZE: 2'x2'x3/4" | n/a | n/a | n/a | n/a | Clinic_076-078_Finish Schedule | n/a
CeilingMaterial | bill.east@us.army.mil | 2012-10-26T09:46:00 | Requirement | Space | 1AC4 | ACOUSTICAL CEILING TILE | n/a | n/a | n/a | n/a | Clinic_076-078_Finish Schedule | n/a
FloorColor | bill.east@us.army.mil | 2012-10-26T09:46:00 | Requirement | Space | 1AC4 | VAMERICAN OLEAN #A-55 DOE SIZE: 2"x2" | n/a | n/a | n/a | n/a | Clinic_076-078_Finish Schedule | n/a
FloorMaterial | bill.east@us.army.mil | 2012-10-26T09:46:00 | Requirement | Space | 1AC4 | VINYL COMPOSITION TILE | n/a | n/a | n/a | n/a | Clinic_076-078_Finish Schedule | n/a
WallColor-East | bill.east@us.army.mil | 2012-10-26T09:46:00 | Requirement | Space | 1AC4 | DEVOE # 2W18-2 PRARIE BUFF | n/a | n/a | n/a | n/a | Clinic_076-078_Finish Schedule | n/a
WallColor-North | bill.east@us.army.mil | 2012-10-26T09:46:00 | Requirement | Space | 1AC4 | DAL - TILE - #D-1452 CYPRESS - SIZE 4"X 4" | n/a | n/a | n/a | n/a | Clinic_076-078_Finish Schedule | n/a
WallColor-South | bill.east@us.army.mil | 2012-10-26T09:46:00 | Requirement | Space | 1AC4 | DAL - TILE - #D-1452 CYPRESS - SIZE 4"X 4" | n/a | n/a | n/a | n/a | Clinic_076-078_Finish Schedule | n/a
WallColor-West | bill.east@us.army.mil | 2012-10-26T09:46:00 | Requirement | Space | 1AC4 | DEVOE # 2W18-2 PRARIE BUFF | n/a | n/a | n/a | n/a | Clinic_076-078_Finish Schedule | n/a
WallMaterial-East | bill.east@us.army.mil | 2012-10-26T09:46:00 | Requirement | Space | 1AC4 | GYPSUM WALLBOARD WITH LIQUID GLAZED COATING | n/a | n/a | n/a | n/a | Clinic_076-078_Finish Schedule | n/a
WallMaterial-North | bill.east@us.army.mil | 2012-10-26T09:46:00 | Requirement | Space | 1AC4 | GYPSUM WALLBOARD WITH PAINT | n/a | n/a | n/a | n/a | Clinic_076-078_Finish Schedule | n/a
WallMaterial-South | bill.east@us.army.mil | 2012-10-26T09:46:00 | Requirement | Space | 1AC4 | GYPSUM WALLBOARD WITH PAINT | n/a | n/a | n/a | n/a | Clinic_076-078_Finish Schedule | n/a
WallMaterial-West | bill.east@us.army.mil | 2012-10-26T09:46:00 | Requirement | Space | 1AC4 | GYPSUM WALLBOARD WITH PAINT | n/a | n/a | n/a | n/a | Clinic_076-078_Finish Schedule | n/a
BaseColor | bill.east@us.army.mil | 2012-10-26T09:46:00 | Requirement | Space | 1AC5 | ROPPE - 40 FAWN - 4" HIGH RUBBER COVE BASE | n/a | n/a | n/a | n/a | Clinic_076-078_Finish Schedule | n/a
BaseMaterial | bill.east@us.army.mil | 2012-10-26T09:46:00 | Requirement | Space | 1AC5 | RUBBER BASE | n/a | n/a | n/a | n/a | Clinic_076-078_Finish Schedule | n/a
CeilingColor | bill.east@us.army.mil | 2012-10-26T09:46:00 | Requirement | Space | 1AC5 | ARMSTRONG CEILING TILE - CIRRUS TEGULAR; COLOR: WHITE; SERIES #534 GRID-15/16" EXPOSED TEE GRID SYSTEM-WHITE; SIZE: 2'x2'x3/4" | n/a | n/a | n/a | n/a | Clinic_076-078_Finish Schedule | n/a
CeilingMaterial | bill.east@us.army.mil | 2012-10-26T09:46:00 | Requirement | Space | 1AC5 | ACOUSTICAL CEILING TILE | n/a | n/a | n/a | n/a | Clinic_076-078_Finish Schedule | n/a
FloorColor | bill.east@us.army.mil | 2012-10-26T09:46:00 | Requirement | Space | 1AC5 | INTERFACE - CARIBBEAN #3080 ANTIQUA | n/a | n/a | n/a | n/a | Clinic_076-078_Finish Schedule | n/a
FloorMaterial | bill.east@us.army.mil | 2012-10-26T09:46:00 | Requirement | Space | 1AC5 | CARPET | n/a | n/a | n/a | n/a | Clinic_076-078_Finish Schedule | n/a
WallColor-East | bill.east@us.army.mil | 2012-10-26T09:46:00 | Requirement | Space | 1AC5 | DEVOE # 2W18-2 PRARIE BUFF | n/a | n/a | n/a | n/a | Clinic_076-078_Finish Schedule | n/a
WallColor-North | bill.east@us.army.mil | 2012-10-26T09:46:00 | Requirement | Space | 1AC5 | DAL - TILE - #D-1452 CYPRESS - SIZE 4"X 4" | n/a | n/a | n/a | n/a | Clinic_076-078_Finish Schedule | n/a
WallColor-South | bill.east@us.army.mil | 2012-10-26T09:46:00 | Requirement | Space | 1AC5 | DAL - TILE - #D-1452 CYPRESS - SIZE 4"X 4" | n/a | n/a | n/a | n/a | Clinic_076-078_Finish Schedule | n/a
WallColor-West | bill.east@us.army.mil | 2012-10-26T09:46:00 | Requirement | Space | 1AC5 | DEVOE # 2W18-2 PRARIE BUFF | n/a | n/a | n/a | n/a | Clinic_076-078_Finish Schedule | n/a
WallMaterial-East | bill.east@us.army.mil | 2012-10-26T09:46:00 | Requirement | Space | 1AC5 | GYPSUM WALLBOARD WITH LIQUID GLAZED COATING | n/a | n/a | n/a | n/a | Clinic_076-078_Finish Schedule | n/a
WallMaterial-North | bill.east@us.army.mil | 2012-10-26T09:46:00 | Requirement | Space | 1AC5 | GYPSUM WALLBOARD WITH PAINT | n/a | n/a | n/a | n/a | Clinic_076-078_Finish Schedule | n/a
WallMaterial-South | bill.east@us.army.mil | 2012-10-26T09:46:00 | Requirement | Space | 1AC5 | GYPSUM WALLBOARD WITH PAINT | n/a | n/a | n/a | n/a | Clinic_076-078_Finish Schedule | n/a
WallMaterial-West | bill.east@us.army.mil | 2012-10-26T09:46:00 | Requirement | Space | 1AC5 | GYPSUM WALLBOARD WITH PAINT | n/a | n/a | n/a | n/a | Clinic_076-078_Finish Schedule | n/a
BaseColor | bill.east@us.army.mil | 2012-10-26T09:46:00 | Requirement | Space | 1AS1 | WOOD STAIN - SHERWIN WILLIAMS - BRIGHT CHERRY #SW3109-K | n/a | n/a | n/a | n/a | Clinic_076-078_Finish Schedule | n/a
BaseMaterial | bill.east@us.army.mil | 2012-10-26T09:46:00 | Requirement | Space | 1AS1 | WOOD | n/a | n/a | n/a | n/a | Clinic_076-078_Finish Schedule | n/a
CeilingColor | bill.east@us.army.mil | 2012-10-26T09:46:00 | Requirement | Space | 1AS1 | DEVOE # 2W18-2 PRARIE BUFF | n/a | n/a | n/a | n/a | Clinic_076-078_Finish Schedule | n/a
CeilingMaterial | bill.east@us.army.mil | 2012-10-26T09:46:00 | Requirement | Space | 1AS1 | GYPSUM WALLBOARD WITH PAINT | n/a | n/a | n/a | n/a | Clinic_076-078_Finish Schedule | n/a
FloorColor | bill.east@us.army.mil | 2012-10-26T09:46:00 | Requirement | Space | 1AS1 | VAMERICAN OLEAN #A-55 DOE SIZE: 2"x2" | n/a | n/a | n/a | n/a | Clinic_076-078_Finish Schedule | n/a
FloorMaterial | bill.east@us.army.mil | 2012-10-26T09:46:00 | Requirement | Space | 1AS1 | VINYL COMPOSITION TILE | n/a | n/a | n/a | n/a | Clinic_076-078_Finish Schedule | n/a
WallColor-East | bill.east@us.army.mil | 2012-10-26T09:46:00 | Requirement | Space | 1AS1 | DEVOE # 2W18-2 PRARIE BUFF | n/a | n/a | n/a | n/a | Clinic_076-078_Finish Schedule | n/a
WallColor-North | bill.east@us.army.mil | 2012-10-26T09:46:00 | Requirement | Space | 1AS1 | DAL - TILE - #D-1452 CYPRESS - SIZE 4"X 4" | n/a | n/a | n/a | n/a | Clinic_076-078_Finish Schedule | n/a
WallColor-South | bill.east@us.army.mil | 2012-10-26T09:46:00 | Requirement | Space | 1AS1 | DAL - TILE - #D-1452 CYPRESS - SIZE 4"X 4" | n/a | n/a | n/a | n/a | Clinic_076-078_Finish Schedule | n/a
WallColor-West | bill.east@us.army.mil | 2012-10-26T09:46:00 | Requirement | Space | 1AS1 | DEVOE # 2W18-2 PRARIE BUFF | n/a | n/a | n/a | n/a | Clinic_076-078_Finish Schedule | n/a
WallMaterial-East | bill.east@us.army.mil | 2012-10-26T09:46:00 | Requirement | Space | 1AS1 | GYPSUM WALLBOARD WITH LIQUID GLAZED COATING | n/a | n/a | n/a | n/a | Clinic_076-078_Finish Schedule | n/a
WallMaterial-North | bill.east@us.army.mil | 2012-10-26T09:46:00 | Requirement | Space | 1AS1 | GYPSUM WALLBOARD WITH PAINT | n/a | n/a | n/a | n/a | Clinic_076-078_Finish Schedule | n/a
WallMaterial-South | bill.east@us.army.mil | 2012-10-26T09:46:00 | Requirement | Space | 1AS1 | GYPSUM WALLBOARD WITH PAINT | n/a | n/a | n/a | n/a | Clinic_076-078_Finish Schedule | n/a
WallMaterial-West | bill.east@us.army.mil | 2012-10-26T09:46:00 | Requirement | Space | 1AS1 | GYPSUM WALLBOARD WITH PAINT | n/a | n/a | n/a | n/a | Clinic_076-078_Finish Schedule | n/a
BaseColor | bill.east@us.army.mil | 2012-10-26T09:46:00 | Requirement | Space | 1B01 | ROPPE - 40 FAWN - 4" HIGH RUBBER COVE BASE | n/a | n/a | n/a | n/a | Clinic_076-078_Finish Schedule | n/a
BaseMaterial | bill.east@us.army.mil | 2012-10-26T09:46:00 | Requirement | Space | 1B01 | RUBBER BASE | n/a | n/a | n/a | n/a | Clinic_076-078_Finish Schedule | n/a
CeilingColor | bill.east@us.army.mil | 2012-10-26T09:46:00 | Requirement | Space | 1B01 | ARMSTRONG CEILING TILE - CIRRUS TEGULAR; COLOR: WHITE; SERIES #534 GRID-15/16" EXPOSED TEE GRID SYSTEM-WHITE; SIZE: 2'x2'x3/4" | n/a | n/a | n/a | n/a | Clinic_076-078_Finish Schedule | n/a
CeilingMaterial | bill.east@us.army.mil | 2012-10-26T09:46:00 | Requirement | Space | 1B01 | ACOUSTICAL CEILING TILE | n/a | n/a | n/a | n/a | Clinic_076-078_Finish Schedule | n/a
FloorColor | bill.east@us.army.mil | 2012-10-26T09:46:00 | Requirement | Space | 1B01 | INTERFACE - CARIBBEAN #3063 SEA TURTLE | n/a | n/a | n/a | n/a | Clinic_076-078_Finish Schedule | n/a
FloorMaterial | bill.east@us.army.mil | 2012-10-26T09:46:00 | Requirement | Space | 1B01 | CARPET | n/a | n/a | n/a | n/a | Clinic_076-078_Finish Schedule | n/a
WallColor-East | bill.east@us.army.mil | 2012-10-26T09:46:00 | Requirement | Space | 1B01 | DEVOE # 2W18-2 PRARIE BUFF | n/a | n/a | n/a | n/a | Clinic_076-078_Finish Schedule | n/a
WallColor-North | bill.east@us.army.mil | 2012-10-26T09:46:00 | Requirement | Space | 1B01 | DAL - TILE - #D-1452 CYPRESS - SIZE 4"X 4" | n/a | n/a | n/a | n/a | Clinic_076-078_Finish Schedule | n/a
WallColor-South | bill.east@us.army.mil | 2012-10-26T09:46:00 | Requirement | Space | 1B01 | DAL - TILE - #D-1452 CYPRESS - SIZE 4"X 4" | n/a | n/a | n/a | n/a | Clinic_076-078_Finish Schedule | n/a
WallColor-West | bill.east@us.army.mil | 2012-10-26T09:46:00 | Requirement | Space | 1B01 | DEVOE # 2C20-4 ROSEMARY GRAY | n/a | n/a | n/a | n/a | Clinic_076-078_Finish Schedule | n/a
WallMaterial-East | bill.east@us.army.mil | 2012-10-26T09:46:00 | Requirement | Space | 1B01 | GYPSUM WALLBOARD WITH LIQUID GLAZED COATING | n/a | n/a | n/a | n/a | Clinic_076-078_Finish Schedule | n/a
WallMaterial-North | bill.east@us.army.mil | 2012-10-26T09:46:00 | Requirement | Space | 1B01 | GYPSUM WALLBOARD WITH PAINT | n/a | n/a | n/a | n/a | Clinic_076-078_Finish Schedule | n/a
WallMaterial-South | bill.east@us.army.mil | 2012-10-26T09:46:00 | Requirement | Space | 1B01 | GYPSUM WALLBOARD WITH PAINT | n/a | n/a | n/a | n/a | Clinic_076-078_Finish Schedule | n/a
WallMaterial-West | bill.east@us.army.mil | 2012-10-26T09:46:00 | Requirement | Space | 1B01 | GYPSUM WALLBOARD WITH PAINT | n/a | n/a | n/a | n/a | Clinic_076-078_Finish Schedule | n/a
BaseColor | bill.east@us.army.mil | 2012-10-26T09:46:00 | Requirement | Space | 1B02 | DAL - TILE - #D-1452 CYPRESS - SIZE 4"X 4" | n/a | n/a | n/a | n/a | Clinic_076-078_Finish Schedule | n/a
BaseMaterial | bill.east@us.army.mil | 2012-10-26T09:46:00 | Requirement | Space | 1B02 | MAT GLAZED TILE | n/a | n/a | n/a | n/a | Clinic_076-078_Finish Schedule | n/a
CeilingColor | bill.east@us.army.mil | 2012-10-26T09:46:00 | Requirement | Space | 1B02 | ARMSTRONG CEILING TILE - FINE FISSURED DURATEX; COLOR: WHITE; SERIES #1870; GRID 15/16" EXPOSED TEE GRID SYSTEM-WHITE; SIZE: 2'x2' | n/a | n/a | n/a | n/a | Clinic_076-078_Finish Schedule | n/a
CeilingMaterial | bill.east@us.army.mil | 2012-10-26T09:46:00 | Requirement | Space | 1B02 | ACOUSTICAL CEILING TILE | n/a | n/a | n/a | n/a | Clinic_076-078_Finish Schedule | n/a
FloorColor | bill.east@us.army.mil | 2012-10-26T09:46:00 | Requirement | Space | 1B02 | AMERICAN OLEAN #A-55 DOE SIZE: 2"x2" | n/a | n/a | n/a | n/a | Clinic_076-078_Finish Schedule | n/a
FloorMaterial | bill.east@us.army.mil | 2012-10-26T09:46:00 | Requirement | Space | 1B02 | CERAMIC TILE | n/a | n/a | n/a | n/a | Clinic_076-078_Finish Schedule | n/a
WallColor-East | bill.east@us.army.mil | 2012-10-26T09:46:00 | Requirement | Space | 1B02 | DAL - TILE - #D-1452 CYPRESS - SIZE 4"X 4" | n/a | n/a | n/a | n/a | Clinic_076-078_Finish Schedule | n/a
WallColor-North | bill.east@us.army.mil | 2012-10-26T09:46:00 | Requirement | Space | 1B02 | DAL - TILE - #D-1452 CYPRESS - SIZE 4"X 4" | n/a | n/a | n/a | n/a | Clinic_076-078_Finish Schedule | n/a
WallColor-South | bill.east@us.army.mil | 2012-10-26T09:46:00 | Requirement | Space | 1B02 | DAL - TILE - #D-1452 CYPRESS - SIZE 4"X 4" | n/a | n/a | n/a | n/a | Clinic_076-078_Finish Schedule | n/a
WallColor-West | bill.east@us.army.mil | 2012-10-26T09:46:00 | Requirement | Space | 1B02 | DAL - TILE - #D-1452 CYPRESS - SIZE 4"X 4" | n/a | n/a | n/a | n/a | Clinic_076-078_Finish Schedule | n/a
WallMaterial-East | bill.east@us.army.mil | 2012-10-26T09:46:00 | Requirement | Space | 1B02 | GYPSUM WALLBOARD WITH LIQUID GLAZED COATING | n/a | n/a | n/a | n/a | Clinic_076-078_Finish Schedule | n/a
WallMaterial-North | bill.east@us.army.mil | 2012-10-26T09:46:00 | Requirement | Space | 1B02 | MAT GLAZED TILE | n/a | n/a | n/a | n/a | Clinic_076-078_Finish Schedule | n/a
WallMaterial-South | bill.east@us.army.mil | 2012-10-26T09:46:00 | Requirement | Space | 1B02 | MAT GLAZED TILE | n/a | n/a | n/a | n/a | Clinic_076-078_Finish Schedule | n/a
WallMaterial-West | bill.east@us.army.mil | 2012-10-26T09:46:00 | Requirement | Space | 1B02 | MAT GLAZED TILE | n/a | n/a | n/a | n/a | Clinic_076-078_Finish Schedule | n/a
BaseColor | bill.east@us.army.mil | 2012-10-26T09:46:00 | Requirement | Space | 1B03 | ROPPE - 40 FAWN - 4" HIGH RUBBER COVE BASE | n/a | n/a | n/a | n/a | Clinic_076-078_Finish Schedule | n/a
BaseMaterial | bill.east@us.army.mil | 2012-10-26T09:46:00 | Requirement | Space | 1B03 | RUBBER BASE | n/a | n/a | n/a | n/a | Clinic_076-078_Finish Schedule | n/a
CeilingColor | bill.east@us.army.mil | 2012-10-26T09:46:00 | Requirement | Space | 1B03 | ARMSTRONG CEILING TILE - CIRRUS TEGULAR; COLOR: WHITE; SERIES #534 GRID-15/16" EXPOSED TEE GRID SYSTEM-WHITE; SIZE: 2'x2'x3/4" | n/a | n/a | n/a | n/a | Clinic_076-078_Finish Schedule | n/a
CeilingMaterial | bill.east@us.army.mil | 2012-10-26T09:46:00 | Requirement | Space | 1B03 | ACOUSTICAL CEILING TILE | n/a | n/a | n/a | n/a | Clinic_076-078_Finish Schedule | n/a
FloorColor | bill.east@us.army.mil | 2012-10-26T09:46:00 | Requirement | Space | 1B03 | VAMERICAN OLEAN #A-55 DOE SIZE: 2"x2" | n/a | n/a | n/a | n/a | Clinic_076-078_Finish Schedule | n/a
FloorMaterial | bill.east@us.army.mil | 2012-10-26T09:46:00 | Requirement | Space | 1B03 | VINYL COMPOSITION TILE | n/a | n/a | n/a | n/a | Clinic_076-078_Finish Schedule | n/a
WallColor-East | bill.east@us.army.mil | 2012-10-26T09:46:00 | Requirement | Space | 1B03 | DEVOE # 2W18-2 PRARIE BUFF | n/a | n/a | n/a | n/a | Clinic_076-078_Finish Schedule | n/a
WallColor-North | bill.east@us.army.mil | 2012-10-26T09:46:00 | Requirement | Space | 1B03 | DAL - TILE - #D-1452 CYPRESS - SIZE 4"X 4" | n/a | n/a | n/a | n/a | Clinic_076-078_Finish Schedule | n/a
WallColor-South | bill.east@us.army.mil | 2012-10-26T09:46:00 | Requirement | Space | 1B03 | DAL - TILE - #D-1452 CYPRESS - SIZE 4"X 4" | n/a | n/a | n/a | n/a | Clinic_076-078_Finish Schedule | n/a
WallColor-West | bill.east@us.army.mil | 2012-10-26T09:46:00 | Requirement | Space | 1B03 | DEVOE # 2W18-2 PRARIE BUFF | n/a | n/a | n/a | n/a | Clinic_076-078_Finish Schedule | n/a
WallMaterial-East | bill.east@us.army.mil | 2012-10-26T09:46:00 | Requirement | Space | 1B03 | GYPSUM WALLBOARD WITH LIQUID GLAZED COATING | n/a | n/a | n/a | n/a | Clinic_076-078_Finish Schedule | n/a
WallMaterial-North | bill.east@us.army.mil | 2012-10-26T09:46:00 | Requirement | Space | 1B03 | GYPSUM WALLBOARD WITH PAINT | n/a | n/a | n/a | n/a | Clinic_076-078_Finish Schedule | n/a
WallMaterial-South | bill.east@us.army.mil | 2012-10-26T09:46:00 | Requirement | Space | 1B03 | GYPSUM WALLBOARD WITH PAINT | n/a | n/a | n/a | n/a | Clinic_076-078_Finish Schedule | n/a
WallMaterial-West | bill.east@us.army.mil | 2012-10-26T09:46:00 | Requirement | Space | 1B03 | GYPSUM WALLBOARD WITH PAINT | n/a | n/a | n/a | n/a | Clinic_076-078_Finish Schedule | n/a
BaseColor | bill.east@us.army.mil | 2012-10-26T09:46:00 | Requirement | Space | 1B04 | ROPPE - 40 FAWN - 4" HIGH RUBBER COVE BASE | n/a | n/a | n/a | n/a | Clinic_076-078_Finish Schedule | n/a
BaseMaterial | bill.east@us.army.mil | 2012-10-26T09:46:00 | Requirement | Space | 1B04 | RUBBER BASE | n/a | n/a | n/a | n/a | Clinic_076-078_Finish Schedule | n/a
CeilingColor | bill.east@us.army.mil | 2012-10-26T09:46:00 | Requirement | Space | 1B04 | ARMSTRONG CEILING TILE - FINE FISSURED DURATEX; COLOR: WHITE; SERIES #1870; GRID 15/16" EXPOSED TEE GRID SYSTEM-WHITE; SIZE: 2'x2' | n/a | n/a | n/a | n/a | Clinic_076-078_Finish Schedule | n/a
CeilingMaterial | bill.east@us.army.mil | 2012-10-26T09:46:00 | Requirement | Space | 1B04 | ACOUSTICAL CEILING TILE | n/a | n/a | n/a | n/a | Clinic_076-078_Finish Schedule | n/a
FloorColor | bill.east@us.army.mil | 2012-10-26T09:46:00 | Requirement | Space | 1B04 | VAMERICAN OLEAN #A-55 DOE SIZE: 2"x2" | n/a | n/a | n/a | n/a | Clinic_076-078_Finish Schedule | n/a
FloorMaterial | bill.east@us.army.mil | 2012-10-26T09:46:00 | Requirement | Space | 1B04 | VINYL COMPOSITION TILE | n/a | n/a | n/a | n/a | Clinic_076-078_Finish Schedule | n/a
WallColor-East | bill.east@us.army.mil | 2012-10-26T09:46:00 | Requirement | Space | 1B04 | DEVOE # 2W18-2 PRARIE BUFF | n/a | n/a | n/a | n/a | Clinic_076-078_Finish Schedule | n/a
WallColor-North | bill.east@us.army.mil | 2012-10-26T09:46:00 | Requirement | Space | 1B04 | DAL - TILE - #D-1452 CYPRESS - SIZE 4"X 4" | n/a | n/a | n/a | n/a | Clinic_076-078_Finish Schedule | n/a
WallColor-South | bill.east@us.army.mil | 2012-10-26T09:46:00 | Requirement | Space | 1B04 | DAL - TILE - #D-1452 CYPRESS - SIZE 4"X 4" | n/a | n/a | n/a | n/a | Clinic_076-078_Finish Schedule | n/a
WallColor-West | bill.east@us.army.mil | 2012-10-26T09:46:00 | Requirement | Space | 1B04 | DEVOE # 2W18-2 PRARIE BUFF | n/a | n/a | n/a | n/a | Clinic_076-078_Finish Schedule | n/a
WallMaterial-East | bill.east@us.army.mil | 2012-10-26T09:46:00 | Requirement | Space | 1B04 | GYPSUM WALLBOARD WITH LIQUID GLAZED COATING | n/a | n/a | n/a | n/a | Clinic_076-078_Finish Schedule | n/a
WallMaterial-North | bill.east@us.army.mil | 2012-10-26T09:46:00 | Requirement | Space | 1B04 | GYPSUM WALLBOARD WITH PAINT | n/a | n/a | n/a | n/a | Clinic_076-078_Finish Schedule | n/a
WallMaterial-South | bill.east@us.army.mil | 2012-10-26T09:46:00 | Requirement | Space | 1B04 | GYPSUM WALLBOARD WITH PAINT | n/a | n/a | n/a | n/a | Clinic_076-078_Finish Schedule | n/a
WallMaterial-West | bill.east@us.army.mil | 2012-10-26T09:46:00 | Requirement | Space | 1B04 | GYPSUM WALLBOARD WITH PAINT | n/a | n/a | n/a | n/a | Clinic_076-078_Finish Schedule | n/a
BaseColor | bill.east@us.army.mil | 2012-10-26T09:46:00 | Requirement | Space | 1B05 | DAL - TILE - #D-1452 CYPRESS - SIZE 4"X 4" | n/a | n/a | n/a | n/a | Clinic_076-078_Finish Schedule | n/a
BaseMaterial | bill.east@us.army.mil | 2012-10-26T09:46:00 | Requirement | Space | 1B05 | MAT GLAZED TILE | n/a | n/a | n/a | n/a | Clinic_076-078_Finish Schedule | n/a
CeilingColor | bill.east@us.army.mil | 2012-10-26T09:46:00 | Requirement | Space | 1B05 | ARMSTRONG CEILING TILE - FINE FISSURED DURATEX; COLOR: WHITE; SERIES #1870; GRID 15/16" EXPOSED TEE GRID SYSTEM-WHITE; SIZE: 2'x2' | n/a | n/a | n/a | n/a | Clinic_076-078_Finish Schedule | n/a
CeilingMaterial | bill.east@us.army.mil | 2012-10-26T09:46:00 | Requirement | Space | 1B05 | ACOUSTICAL CEILING TILE | n/a | n/a | n/a | n/a | Clinic_076-078_Finish Schedule | n/a
FloorColor | bill.east@us.army.mil | 2012-10-26T09:46:00 | Requirement | Space | 1B05 | AMERICAN OLEAN #A-55 DOE SIZE: 2"x2" | n/a | n/a | n/a | n/a | Clinic_076-078_Finish Schedule | n/a
FloorMaterial | bill.east@us.army.mil | 2012-10-26T09:46:00 | Requirement | Space | 1B05 | CERAMIC TILE | n/a | n/a | n/a | n/a | Clinic_076-078_Finish Schedule | n/a
WallColor-East | bill.east@us.army.mil | 2012-10-26T09:46:00 | Requirement | Space | 1B05 | DAL - TILE - #D-1452 CYPRESS - SIZE 4"X 4" | n/a | n/a | n/a | n/a | Clinic_076-078_Finish Schedule | n/a
WallColor-North | bill.east@us.army.mil | 2012-10-26T09:46:00 | Requirement | Space | 1B05 | DAL - TILE - #D-1452 CYPRESS - SIZE 4"X 4" | n/a | n/a | n/a | n/a | Clinic_076-078_Finish Schedule | n/a
WallColor-South | bill.east@us.army.mil | 2012-10-26T09:46:00 | Requirement | Space | 1B05 | DAL - TILE - #D-1452 CYPRESS - SIZE 4"X 4" | n/a | n/a | n/a | n/a | Clinic_076-078_Finish Schedule | n/a
WallColor-West | bill.east@us.army.mil | 2012-10-26T09:46:00 | Requirement | Space | 1B05 | DAL - TILE - #D-1452 CYPRESS - SIZE 4"X 4" | n/a | n/a | n/a | n/a | Clinic_076-078_Finish Schedule | n/a
WallMaterial-East | bill.east@us.army.mil | 2012-10-26T09:46:00 | Requirement | Space | 1B05 | GYPSUM WALLBOARD WITH LIQUID GLAZED COATING | n/a | n/a | n/a | n/a | Clinic_076-078_Finish Schedule | n/a
WallMaterial-North | bill.east@us.army.mil | 2012-10-26T09:46:00 | Requirement | Space | 1B05 | MAT GLAZED TILE | n/a | n/a | n/a | n/a | Clinic_076-078_Finish Schedule | n/a
WallMaterial-South | bill.east@us.army.mil | 2012-10-26T09:46:00 | Requirement | Space | 1B05 | MAT GLAZED TILE | n/a | n/a | n/a | n/a | Clinic_076-078_Finish Schedule | n/a
WallMaterial-West | bill.east@us.army.mil | 2012-10-26T09:46:00 | Requirement | Space | 1B05 | MAT GLAZED TILE | n/a | n/a | n/a | n/a | Clinic_076-078_Finish Schedule | n/a
BaseColor | bill.east@us.army.mil | 2012-10-26T09:46:00 | Requirement | Space | 1B06 | ROPPE - 40 FAWN - 4" HIGH RUBBER COVE BASE | n/a | n/a | n/a | n/a | Clinic_076-078_Finish Schedule | n/a
BaseMaterial | bill.east@us.army.mil | 2012-10-26T09:46:00 | Requirement | Space | 1B06 | RUBBER BASE | n/a | n/a | n/a | n/a | Clinic_076-078_Finish Schedule | n/a
CeilingColor | bill.east@us.army.mil | 2012-10-26T09:46:00 | Requirement | Space | 1B06 | ARMSTRONG CEILING TILE - CIRRUS TEGULAR; COLOR: WHITE; SERIES #534 GRID-15/16" EXPOSED TEE GRID SYSTEM-WHITE; SIZE: 2'x2'x3/4" | n/a | n/a | n/a | n/a | Clinic_076-078_Finish Schedule | n/a
CeilingMaterial | bill.east@us.army.mil | 2012-10-26T09:46:00 | Requirement | Space | 1B06 | ACOUSTICAL CEILING TILE | n/a | n/a | n/a | n/a | Clinic_076-078_Finish Schedule | n/a
FloorColor | bill.east@us.army.mil | 2012-10-26T09:46:00 | Requirement | Space | 1B06 | INTERFACE - CARIBBEAN #3080 ANTIQUA | n/a | n/a | n/a | n/a | Clinic_076-078_Finish Schedule | n/a
FloorMaterial | bill.east@us.army.mil | 2012-10-26T09:46:00 | Requirement | Space | 1B06 | CARPET | n/a | n/a | n/a | n/a | Clinic_076-078_Finish Schedule | n/a
WallColor-East | bill.east@us.army.mil | 2012-10-26T09:46:00 | Requirement | Space | 1B06 | DEVOE # 2W18-2 PRARIE BUFF | n/a | n/a | n/a | n/a | Clinic_076-078_Finish Schedule | n/a
WallColor-North | bill.east@us.army.mil | 2012-10-26T09:46:00 | Requirement | Space | 1B06 | DAL - TILE - #D-1452 CYPRESS - SIZE 4"X 4" | n/a | n/a | n/a | n/a | Clinic_076-078_Finish Schedule | n/a
WallColor-South | bill.east@us.army.mil | 2012-10-26T09:46:00 | Requirement | Space | 1B06 | DEVOE # 2W18-2 PRARIE BUFF | n/a | n/a | n/a | n/a | Clinic_076-078_Finish Schedule | n/a
WallColor-West | bill.east@us.army.mil | 2012-10-26T09:46:00 | Requirement | Space | 1B06 | DEVOE # 2W18-2 PRARIE BUFF | n/a | n/a | n/a | n/a | Clinic_076-078_Finish Schedule | n/a
WallMaterial-East | bill.east@us.army.mil | 2012-10-26T09:46:00 | Requirement | Space | 1B06 | GYPSUM WALLBOARD WITH LIQUID GLAZED COATING | n/a | n/a | n/a | n/a | Clinic_076-078_Finish Schedule | n/a
WallMaterial-North | bill.east@us.army.mil | 2012-10-26T09:46:00 | Requirement | Space | 1B06 | GYPSUM WALLBOARD WITH PAINT | n/a | n/a | n/a | n/a | Clinic_076-078_Finish Schedule | n/a
WallMaterial-South | bill.east@us.army.mil | 2012-10-26T09:46:00 | Requirement | Space | 1B06 | GYPSUM WALLBOARD WITH PAINT | n/a | n/a | n/a | n/a | Clinic_076-078_Finish Schedule | n/a
WallMaterial-West | bill.east@us.army.mil | 2012-10-26T09:46:00 | Requirement | Space | 1B06 | GYPSUM WALLBOARD WITH PAINT | n/a | n/a | n/a | n/a | Clinic_076-078_Finish Schedule | n/a
BaseColor | bill.east@us.army.mil | 2012-10-26T09:46:00 | Requirement | Space | 1B07 | ROPPE - 40 FAWN - 4" HIGH RUBBER COVE BASE | n/a | n/a | n/a | n/a | Clinic_076-078_Finish Schedule | n/a
BaseMaterial | bill.east@us.army.mil | 2012-10-26T09:46:00 | Requirement | Space | 1B07 | RUBBER BASE | n/a | n/a | n/a | n/a | Clinic_076-078_Finish Schedule | n/a
CeilingColor | bill.east@us.army.mil | 2012-10-26T09:46:00 | Requirement | Space | 1B07 | ARMSTRONG CEILING TILE - CIRRUS TEGULAR; COLOR: WHITE; SERIES #534 GRID-15/16" EXPOSED TEE GRID SYSTEM-WHITE; SIZE: 2'x2'x3/4" | n/a | n/a | n/a | n/a | Clinic_076-078_Finish Schedule | n/a
CeilingMaterial | bill.east@us.army.mil | 2012-10-26T09:46:00 | Requirement | Space | 1B07 | ACOUSTICAL CEILING TILE | n/a | n/a | n/a | n/a | Clinic_076-078_Finish Schedule | n/a
FloorColor | bill.east@us.army.mil | 2012-10-26T09:46:00 | Requirement | Space | 1B07 | VAMERICAN OLEAN #A-55 DOE SIZE: 2"x2" | n/a | n/a | n/a | n/a | Clinic_076-078_Finish Schedule | n/a
FloorMaterial | bill.east@us.army.mil | 2012-10-26T09:46:00 | Requirement | Space | 1B07 | VINYL COMPOSITION TILE | n/a | n/a | n/a | n/a | Clinic_076-078_Finish Schedule | n/a
WallColor-East | bill.east@us.army.mil | 2012-10-26T09:46:00 | Requirement | Space | 1B07 | DEVOE # 2W18-2 PRARIE BUFF | n/a | n/a | n/a | n/a | Clinic_076-078_Finish Schedule | n/a
WallColor-North | bill.east@us.army.mil | 2012-10-26T09:46:00 | Requirement | Space | 1B07 | DEVOE # 2W18-2 PRARIE BUFF | n/a | n/a | n/a | n/a | Clinic_076-078_Finish Schedule | n/a
WallColor-South | bill.east@us.army.mil | 2012-10-26T09:46:00 | Requirement | Space | 1B07 | DEVOE # 2W18-2 PRARIE BUFF | n/a | n/a | n/a | n/a | Clinic_076-078_Finish Schedule | n/a
WallColor-West | bill.east@us.army.mil | 2012-10-26T09:46:00 | Requirement | Space | 1B07 | DEVOE # 2W18-2 PRARIE BUFF | n/a | n/a | n/a | n/a | Clinic_076-078_Finish Schedule | n/a
WallMaterial-East | bill.east@us.army.mil | 2012-10-26T09:46:00 | Requirement | Space | 1B07 | GYPSUM WALLBOARD WITH LIQUID GLAZED COATING | n/a | n/a | n/a | n/a | Clinic_076-078_Finish Schedule | n/a
WallMaterial-North | bill.east@us.army.mil | 2012-10-26T09:46:00 | Requirement | Space | 1B07 | GYPSUM WALLBOARD WITH PAINT | n/a | n/a | n/a | n/a | Clinic_076-078_Finish Schedule | n/a
WallMaterial-South | bill.east@us.army.mil | 2012-10-26T09:46:00 | Requirement | Space | 1B07 | GYPSUM WALLBOARD WITH PAINT | n/a | n/a | n/a | n/a | Clinic_076-078_Finish Schedule | n/a
WallMaterial-West | bill.east@us.army.mil | 2012-10-26T09:46:00 | Requirement | Space | 1B07 | GYPSUM WALLBOARD WITH PAINT | n/a | n/a | n/a | n/a | Clinic_076-078_Finish Schedule | n/a
BaseColor | bill.east@us.army.mil | 2012-10-26T09:46:00 | Requirement | Space | 1B08 | ROPPE - 40 FAWN - 4" HIGH RUBBER COVE BASE | n/a | n/a | n/a | n/a | Clinic_076-078_Finish Schedule | n/a
BaseMaterial | bill.east@us.army.mil | 2012-10-26T09:46:00 | Requirement | Space | 1B08 | RUBBER BASE | n/a | n/a | n/a | n/a | Clinic_076-078_Finish Schedule | n/a
CeilingColor | bill.east@us.army.mil | 2012-10-26T09:46:00 | Requirement | Space | 1B08 | ARMSTRONG CEILING TILE - CIRRUS TEGULAR; COLOR: WHITE; SERIES #534 GRID-15/16" EXPOSED TEE GRID SYSTEM-WHITE; SIZE: 2'x2'x3/4" | n/a | n/a | n/a | n/a | Clinic_076-078_Finish Schedule | n/a
CeilingMaterial | bill.east@us.army.mil | 2012-10-26T09:46:00 | Requirement | Space | 1B08 | ACOUSTICAL CEILING TILE | n/a | n/a | n/a | n/a | Clinic_076-078_Finish Schedule | n/a
FloorColor | bill.east@us.army.mil | 2012-10-26T09:46:00 | Requirement | Space | 1B08 | VAMERICAN OLEAN #A-55 DOE SIZE: 2"x2" | n/a | n/a | n/a | n/a | Clinic_076-078_Finish Schedule | n/a
FloorMaterial | bill.east@us.army.mil | 2012-10-26T09:46:00 | Requirement | Space | 1B08 | VINYL COMPOSITION TILE | n/a | n/a | n/a | n/a | Clinic_076-078_Finish Schedule | n/a
WallColor-East | bill.east@us.army.mil | 2012-10-26T09:46:00 | Requirement | Space | 1B08 | DEVOE # 2W18-2 PRARIE BUFF | n/a | n/a | n/a | n/a | Clinic_076-078_Finish Schedule | n/a
WallColor-North | bill.east@us.army.mil | 2012-10-26T09:46:00 | Requirement | Space | 1B08 | DEVOE # 2W18-2 PRARIE BUFF | n/a | n/a | n/a | n/a | Clinic_076-078_Finish Schedule | n/a
WallColor-South | bill.east@us.army.mil | 2012-10-26T09:46:00 | Requirement | Space | 1B08 | DEVOE # 2W18-2 PRARIE BUFF | n/a | n/a | n/a | n/a | Clinic_076-078_Finish Schedule | n/a
WallColor-West | bill.east@us.army.mil | 2012-10-26T09:46:00 | Requirement | Space | 1B08 | DEVOE # 2W18-2 PRARIE BUFF | n/a | n/a | n/a | n/a | Clinic_076-078_Finish Schedule | n/a
WallMaterial-East | bill.east@us.army.mil | 2012-10-26T09:46:00 | Requirement | Space | 1B08 | GYPSUM WALLBOARD WITH LIQUID GLAZED COATING | n/a | n/a | n/a | n/a | Clinic_076-078_Finish Schedule | n/a
WallMaterial-North | bill.east@us.army.mil | 2012-10-26T09:46:00 | Requirement | Space | 1B08 | GYPSUM WALLBOARD WITH PAINT | n/a | n/a | n/a | n/a | Clinic_076-078_Finish Schedule | n/a
WallMaterial-South | bill.east@us.army.mil | 2012-10-26T09:46:00 | Requirement | Space | 1B08 | GYPSUM WALLBOARD WITH PAINT | n/a | n/a | n/a | n/a | Clinic_076-078_Finish Schedule | n/a
WallMaterial-West | bill.east@us.army.mil | 2012-10-26T09:46:00 | Requirement | Space | 1B08 | GYPSUM WALLBOARD WITH PAINT | n/a | n/a | n/a | n/a | Clinic_076-078_Finish Schedule | n/a
BaseColor | bill.east@us.army.mil | 2012-10-26T09:46:00 | Requirement | Space | 1B09 | ROPPE - 40 FAWN - 4" HIGH RUBBER COVE BASE | n/a | n/a | n/a | n/a | Clinic_076-078_Finish Schedule | n/a
BaseMaterial | bill.east@us.army.mil | 2012-10-26T09:46:00 | Requirement | Space | 1B09 | RUBBER BASE | n/a | n/a | n/a | n/a | Clinic_076-078_Finish Schedule | n/a
CeilingColor | bill.east@us.army.mil | 2012-10-26T09:46:00 | Requirement | Space | 1B09 | ARMSTRONG CEILING TILE - CIRRUS TEGULAR; COLOR: WHITE; SERIES #534 GRID-15/16" EXPOSED TEE GRID SYSTEM-WHITE; SIZE: 2'x2'x3/4" | n/a | n/a | n/a | n/a | Clinic_076-078_Finish Schedule | n/a
CeilingMaterial | bill.east@us.army.mil | 2012-10-26T09:46:00 | Requirement | Space | 1B09 | ACOUSTICAL CEILING TILE | n/a | n/a | n/a | n/a | Clinic_076-078_Finish Schedule | n/a
FloorColor | bill.east@us.army.mil | 2012-10-26T09:46:00 | Requirement | Space | 1B09 | VAMERICAN OLEAN #A-55 DOE SIZE: 2"x2" | n/a | n/a | n/a | n/a | Clinic_076-078_Finish Schedule | n/a
FloorMaterial | bill.east@us.army.mil | 2012-10-26T09:46:00 | Requirement | Space | 1B09 | VINYL COMPOSITION TILE | n/a | n/a | n/a | n/a | Clinic_076-078_Finish Schedule | n/a
WallColor-East | bill.east@us.army.mil | 2012-10-26T09:46:00 | Requirement | Space | 1B09 | DEVOE # 2W18-2 PRARIE BUFF | n/a | n/a | n/a | n/a | Clinic_076-078_Finish Schedule | n/a
WallColor-North | bill.east@us.army.mil | 2012-10-26T09:46:00 | Requirement | Space | 1B09 | DEVOE # 2W18-2 PRARIE BUFF | n/a | n/a | n/a | n/a | Clinic_076-078_Finish Schedule | n/a
WallColor-South | bill.east@us.army.mil | 2012-10-26T09:46:00 | Requirement | Space | 1B09 | DEVOE # 2W18-2 PRARIE BUFF | n/a | n/a | n/a | n/a | Clinic_076-078_Finish Schedule | n/a
WallColor-West | bill.east@us.army.mil | 2012-10-26T09:46:00 | Requirement | Space | 1B09 | DEVOE # 2W18-2 PRARIE BUFF | n/a | n/a | n/a | n/a | Clinic_076-078_Finish Schedule | n/a
WallMaterial-East | bill.east@us.army.mil | 2012-10-26T09:46:00 | Requirement | Space | 1B09 | GYPSUM WALLBOARD WITH LIQUID GLAZED COATING | n/a | n/a | n/a | n/a | Clinic_076-078_Finish Schedule | n/a
WallMaterial-North | bill.east@us.army.mil | 2012-10-26T09:46:00 | Requirement | Space | 1B09 | GYPSUM WALLBOARD WITH PAINT | n/a | n/a | n/a | n/a | Clinic_076-078_Finish Schedule | n/a
WallMaterial-South | bill.east@us.army.mil | 2012-10-26T09:46:00 | Requirement | Space | 1B09 | GYPSUM WALLBOARD WITH PAINT | n/a | n/a | n/a | n/a | Clinic_076-078_Finish Schedule | n/a
WallMaterial-West | bill.east@us.army.mil | 2012-10-26T09:46:00 | Requirement | Space | 1B09 | GYPSUM WALLBOARD WITH PAINT | n/a | n/a | n/a | n/a | Clinic_076-078_Finish Schedule | n/a
BaseColor | bill.east@us.army.mil | 2012-10-26T09:46:00 | Requirement | Space | 1B10 | ROPPE - 40 FAWN - 4" HIGH RUBBER COVE BASE | n/a | n/a | n/a | n/a | Clinic_076-078_Finish Schedule | n/a
BaseMaterial | bill.east@us.army.mil | 2012-10-26T09:46:00 | Requirement | Space | 1B10 | RUBBER BASE | n/a | n/a | n/a | n/a | Clinic_076-078_Finish Schedule | n/a
CeilingColor | bill.east@us.army.mil | 2012-10-26T09:46:00 | Requirement | Space | 1B10 | ARMSTRONG CEILING TILE - CIRRUS TEGULAR; COLOR: WHITE; SERIES #534 GRID-15/16" EXPOSED TEE GRID SYSTEM-WHITE; SIZE: 2'x2'x3/4" | n/a | n/a | n/a | n/a | Clinic_076-078_Finish Schedule | n/a
CeilingMaterial | bill.east@us.army.mil | 2012-10-26T09:46:00 | Requirement | Space | 1B10 | ACOUSTICAL CEILING TILE | n/a | n/a | n/a | n/a | Clinic_076-078_Finish Schedule | n/a
FloorColor | bill.east@us.army.mil | 2012-10-26T09:46:00 | Requirement | Space | 1B10 | VAMERICAN OLEAN #A-55 DOE SIZE: 2"x2",2 | n/a | n/a | n/a | n/a | Clinic_076-078_Finish Schedule | n/a
FloorMaterial | bill.east@us.army.mil | 2012-10-26T09:46:00 | Requirement | Space | 1B10 | VINYL COMPOSITION TILE | n/a | n/a | n/a | n/a | Clinic_076-078_Finish Schedule | n/a
WallColor-East | bill.east@us.army.mil | 2012-10-26T09:46:00 | Requirement | Space | 1B10 | DEVOE # 2W18-2 PRARIE BUFF | n/a | n/a | n/a | n/a | Clinic_076-078_Finish Schedule | n/a
WallColor-North | bill.east@us.army.mil | 2012-10-26T09:46:00 | Requirement | Space | 1B10 | DEVOE # 2W18-2 PRARIE BUFF | n/a | n/a | n/a | n/a | Clinic_076-078_Finish Schedule | n/a
WallColor-South | bill.east@us.army.mil | 2012-10-26T09:46:00 | Requirement | Space | 1B10 | DEVOE # 2C20-4 ROSEMARY GRAY | n/a | n/a | n/a | n/a | Clinic_076-078_Finish Schedule | n/a
WallColor-West | bill.east@us.army.mil | 2012-10-26T09:46:00 | Requirement | Space | 1B10 | DEVOE # 2W18-2 PRARIE BUFF | n/a | n/a | n/a | n/a | Clinic_076-078_Finish Schedule | n/a
WallMaterial-East | bill.east@us.army.mil | 2012-10-26T09:46:00 | Requirement | Space | 1B10 | GYPSUM WALLBOARD WITH LIQUID GLAZED COATING | n/a | n/a | n/a | n/a | Clinic_076-078_Finish Schedule | n/a
WallMaterial-North | bill.east@us.army.mil | 2012-10-26T09:46:00 | Requirement | Space | 1B10 | GYPSUM WALLBOARD WITH PAINT | n/a | n/a | n/a | n/a | Clinic_076-078_Finish Schedule | n/a
WallMaterial-South | bill.east@us.army.mil | 2012-10-26T09:46:00 | Requirement | Space | 1B10 | GYPSUM WALLBOARD WITH PAINT | n/a | n/a | n/a | n/a | Clinic_076-078_Finish Schedule | n/a
WallMaterial-West | bill.east@us.army.mil | 2012-10-26T09:46:00 | Requirement | Space | 1B10 | GYPSUM WALLBOARD WITH PAINT | n/a | n/a | n/a | n/a | Clinic_076-078_Finish Schedule | n/a
BaseColor | bill.east@us.army.mil | 2012-10-26T09:46:00 | Requirement | Space | 1B11 | DAL - TILE - #D-1452 CYPRESS - SIZE 4"X 4" | n/a | n/a | n/a | n/a | Clinic_076-078_Finish Schedule | n/a
BaseMaterial | bill.east@us.army.mil | 2012-10-26T09:46:00 | Requirement | Space | 1B11 | MAT GLAZED TILE | n/a | n/a | n/a | n/a | Clinic_076-078_Finish Schedule | n/a
CeilingColor | bill.east@us.army.mil | 2012-10-26T09:46:00 | Requirement | Space | 1B11 | ARMSTRONG CEILING TILE - FINE FISSURED DURATEX; COLOR: WHITE; SERIES #1870; GRID 15/16" EXPOSED TEE GRID SYSTEM-WHITE; SIZE: 2'x2' | n/a | n/a | n/a | n/a | Clinic_076-078_Finish Schedule | n/a
CeilingMaterial | bill.east@us.army.mil | 2012-10-26T09:46:00 | Requirement | Space | 1B11 | ACOUSTICAL CEILING TILE | n/a | n/a | n/a | n/a | Clinic_076-078_Finish Schedule | n/a
FloorColor | bill.east@us.army.mil | 2012-10-26T09:46:00 | Requirement | Space | 1B11 | AMERICAN OLEAN #A-55 DOE SIZE: 2"x2" | n/a | n/a | n/a | n/a | Clinic_076-078_Finish Schedule | n/a
FloorMaterial | bill.east@us.army.mil | 2012-10-26T09:46:00 | Requirement | Space | 1B11 | CERAMIC TILE | n/a | n/a | n/a | n/a | Clinic_076-078_Finish Schedule | n/a
WallColor-East | bill.east@us.army.mil | 2012-10-26T09:46:00 | Requirement | Space | 1B11 | DAL - TILE - #D-1452 CYPRESS - SIZE 4"X 4" | n/a | n/a | n/a | n/a | Clinic_076-078_Finish Schedule | n/a
WallColor-North | bill.east@us.army.mil | 2012-10-26T09:46:00 | Requirement | Space | 1B11 | DAL - TILE - #D-1452 CYPRESS - SIZE 4"X 4" | n/a | n/a | n/a | n/a | Clinic_076-078_Finish Schedule | n/a
WallColor-South | bill.east@us.army.mil | 2012-10-26T09:46:00 | Requirement | Space | 1B11 | DAL - TILE - #D-1452 CYPRESS - SIZE 4"X 4" | n/a | n/a | n/a | n/a | Clinic_076-078_Finish Schedule | n/a
WallColor-West | bill.east@us.army.mil | 2012-10-26T09:46:00 | Requirement | Space | 1B11 | DAL - TILE - #D-1452 CYPRESS - SIZE 4"X 4" | n/a | n/a | n/a | n/a | Clinic_076-078_Finish Schedule | n/a
WallMaterial-East | bill.east@us.army.mil | 2012-10-26T09:46:00 | Requirement | Space | 1B11 | GYPSUM WALLBOARD WITH LIQUID GLAZED COATING | n/a | n/a | n/a | n/a | Clinic_076-078_Finish Schedule | n/a
WallMaterial-North | bill.east@us.army.mil | 2012-10-26T09:46:00 | Requirement | Space | 1B11 | MAT GLAZED TILE | n/a | n/a | n/a | n/a | Clinic_076-078_Finish Schedule | n/a
WallMaterial-South | bill.east@us.army.mil | 2012-10-26T09:46:00 | Requirement | Space | 1B11 | MAT GLAZED TILE | n/a | n/a | n/a | n/a | Clinic_076-078_Finish Schedule | n/a
WallMaterial-West | bill.east@us.army.mil | 2012-10-26T09:46:00 | Requirement | Space | 1B11 | MAT GLAZED TILE | n/a | n/a | n/a | n/a | Clinic_076-078_Finish Schedule | n/a
BaseColor | bill.east@us.army.mil | 2012-10-26T09:46:00 | Requirement | Space | 1B12 | ROPPE - 40 FAWN - 4" HIGH RUBBER COVE BASE | n/a | n/a | n/a | n/a | Clinic_076-078_Finish Schedule | n/a
BaseMaterial | bill.east@us.army.mil | 2012-10-26T09:46:00 | Requirement | Space | 1B12 | RUBBER BASE | n/a | n/a | n/a | n/a | Clinic_076-078_Finish Schedule | n/a
CeilingColor | bill.east@us.army.mil | 2012-10-26T09:46:00 | Requirement | Space | 1B12 | ARMSTRONG CEILING TILE - CIRRUS TEGULAR; COLOR: WHITE; SERIES #534 GRID-15/16" EXPOSED TEE GRID SYSTEM-WHITE; SIZE: 2'x2'x3/4" | n/a | n/a | n/a | n/a | Clinic_076-078_Finish Schedule | n/a
CeilingMaterial | bill.east@us.army.mil | 2012-10-26T09:46:00 | Requirement | Space | 1B12 | ACOUSTICAL CEILING TILE | n/a | n/a | n/a | n/a | Clinic_076-078_Finish Schedule | n/a
FloorColor | bill.east@us.army.mil | 2012-10-26T09:46:00 | Requirement | Space | 1B12 | VAMERICAN OLEAN #A-55 DOE SIZE: 2"x2" | n/a | n/a | n/a | n/a | Clinic_076-078_Finish Schedule | n/a
FloorMaterial | bill.east@us.army.mil | 2012-10-26T09:46:00 | Requirement | Space | 1B12 | VINYL COMPOSITION TILE | n/a | n/a | n/a | n/a | Clinic_076-078_Finish Schedule | n/a
WallColor-East | bill.east@us.army.mil | 2012-10-26T09:46:00 | Requirement | Space | 1B12 | DEVOE # 2W18-2 PRARIE BUFF | n/a | n/a | n/a | n/a | Clinic_076-078_Finish Schedule | n/a
WallColor-North | bill.east@us.army.mil | 2012-10-26T09:46:00 | Requirement | Space | 1B12 | DEVOE # 2W18-2 PRARIE BUFF | n/a | n/a | n/a | n/a | Clinic_076-078_Finish Schedule | n/a
WallColor-South | bill.east@us.army.mil | 2012-10-26T09:46:00 | Requirement | Space | 1B12 | DEVOE # 2W18-2 PRARIE BUFF | n/a | n/a | n/a | n/a | Clinic_076-078_Finish Schedule | n/a
WallColor-West | bill.east@us.army.mil | 2012-10-26T09:46:00 | Requirement | Space | 1B12 | DEVOE # 2W18-2 PRARIE BUFF | n/a | n/a | n/a | n/a | Clinic_076-078_Finish Schedule | n/a
WallMaterial-East | bill.east@us.army.mil | 2012-10-26T09:46:00 | Requirement | Space | 1B12 | GYPSUM WALLBOARD WITH LIQUID GLAZED COATING | n/a | n/a | n/a | n/a | Clinic_076-078_Finish Schedule | n/a
WallMaterial-North | bill.east@us.army.mil | 2012-10-26T09:46:00 | Requirement | Space | 1B12 | GYPSUM WALLBOARD WITH PAINT | n/a | n/a | n/a | n/a | Clinic_076-078_Finish Schedule | n/a
WallMaterial-South | bill.east@us.army.mil | 2012-10-26T09:46:00 | Requirement | Space | 1B12 | GYPSUM WALLBOARD WITH PAINT | n/a | n/a | n/a | n/a | Clinic_076-078_Finish Schedule | n/a
WallMaterial-West | bill.east@us.army.mil | 2012-10-26T09:46:00 | Requirement | Space | 1B12 | GYPSUM WALLBOARD WITH PAINT | n/a | n/a | n/a | n/a | Clinic_076-078_Finish Schedule | n/a
BaseColor | bill.east@us.army.mil | 2012-10-26T09:46:00 | Requirement | Space | 1B13 | ROPPE - 40 FAWN - 4" HIGH RUBBER COVE BASE | n/a | n/a | n/a | n/a | Clinic_076-078_Finish Schedule | n/a
BaseMaterial | bill.east@us.army.mil | 2012-10-26T09:46:00 | Requirement | Space | 1B13 | RUBBER BASE | n/a | n/a | n/a | n/a | Clinic_076-078_Finish Schedule | n/a
CeilingColor | bill.east@us.army.mil | 2012-10-26T09:46:00 | Requirement | Space | 1B13 | ARMSTRONG CEILING TILE - CIRRUS TEGULAR; COLOR: WHITE; SERIES #534 GRID-15/16" EXPOSED TEE GRID SYSTEM-WHITE; SIZE: 2'x2'x3/4" | n/a | n/a | n/a | n/a | Clinic_076-078_Finish Schedule | n/a
CeilingMaterial | bill.east@us.army.mil | 2012-10-26T09:46:00 | Requirement | Space | 1B13 | ACOUSTICAL CEILING TILE | n/a | n/a | n/a | n/a | Clinic_076-078_Finish Schedule | n/a
FloorColor | bill.east@us.army.mil | 2012-10-26T09:46:00 | Requirement | Space | 1B13 | VAMERICAN OLEAN #A-55 DOE SIZE: 2"x2" | n/a | n/a | n/a | n/a | Clinic_076-078_Finish Schedule | n/a
FloorMaterial | bill.east@us.army.mil | 2012-10-26T09:46:00 | Requirement | Space | 1B13 | VINYL COMPOSITION TILE | n/a | n/a | n/a | n/a | Clinic_076-078_Finish Schedule | n/a
WallColor-East | bill.east@us.army.mil | 2012-10-26T09:46:00 | Requirement | Space | 1B13 | DEVOE # 2W18-2 PRARIE BUFF | n/a | n/a | n/a | n/a | Clinic_076-078_Finish Schedule | n/a
WallColor-North | bill.east@us.army.mil | 2012-10-26T09:46:00 | Requirement | Space | 1B13 | DEVOE # 2W18-2 PRARIE BUFF | n/a | n/a | n/a | n/a | Clinic_076-078_Finish Schedule | n/a
WallColor-South | bill.east@us.army.mil | 2012-10-26T09:46:00 | Requirement | Space | 1B13 | DEVOE # 2W18-2 PRARIE BUFF | n/a | n/a | n/a | n/a | Clinic_076-078_Finish Schedule | n/a
WallColor-West | bill.east@us.army.mil | 2012-10-26T09:46:00 | Requirement | Space | 1B13 | DEVOE # 2C20-4 ROSEMARY GRAY | n/a | n/a | n/a | n/a | Clinic_076-078_Finish Schedule | n/a
WallMaterial-East | bill.east@us.army.mil | 2012-10-26T09:46:00 | Requirement | Space | 1B13 | GYPSUM WALLBOARD WITH LIQUID GLAZED COATING | n/a | n/a | n/a | n/a | Clinic_076-078_Finish Schedule | n/a
WallMaterial-North | bill.east@us.army.mil | 2012-10-26T09:46:00 | Requirement | Space | 1B13 | GYPSUM WALLBOARD WITH PAINT | n/a | n/a | n/a | n/a | Clinic_076-078_Finish Schedule | n/a
WallMaterial-South | bill.east@us.army.mil | 2012-10-26T09:46:00 | Requirement | Space | 1B13 | GYPSUM WALLBOARD WITH PAINT | n/a | n/a | n/a | n/a | Clinic_076-078_Finish Schedule | n/a
WallMaterial-West | bill.east@us.army.mil | 2012-10-26T09:46:00 | Requirement | Space | 1B13 | GYPSUM WALLBOARD WITH PAINT | n/a | n/a | n/a | n/a | Clinic_076-078_Finish Schedule | n/a
BaseColor | bill.east@us.army.mil | 2012-10-26T09:46:00 | Requirement | Space | 1B14 | ROPPE - 40 FAWN - 4" HIGH RUBBER COVE BASE | n/a | n/a | n/a | n/a | Clinic_076-078_Finish Schedule | n/a
BaseMaterial | bill.east@us.army.mil | 2012-10-26T09:46:00 | Requirement | Space | 1B14 | RUBBER BASE | n/a | n/a | n/a | n/a | Clinic_076-078_Finish Schedule | n/a
CeilingColor | bill.east@us.army.mil | 2012-10-26T09:46:00 | Requirement | Space | 1B14 | ARMSTRONG CEILING TILE - CIRRUS TEGULAR; COLOR: WHITE; SERIES #534 GRID-15/16" EXPOSED TEE GRID SYSTEM-WHITE; SIZE: 2'x2'x3/4" | n/a | n/a | n/a | n/a | Clinic_076-078_Finish Schedule | n/a
CeilingMaterial | bill.east@us.army.mil | 2012-10-26T09:46:00 | Requirement | Space | 1B14 | ACOUSTICAL CEILING TILE | n/a | n/a | n/a | n/a | Clinic_076-078_Finish Schedule | n/a
FloorColor | bill.east@us.army.mil | 2012-10-26T09:46:00 | Requirement | Space | 1B14 | VAMERICAN OLEAN #A-55 DOE SIZE: 2"x2" | n/a | n/a | n/a | n/a | Clinic_076-078_Finish Schedule | n/a
FloorMaterial | bill.east@us.army.mil | 2012-10-26T09:46:00 | Requirement | Space | 1B14 | VINYL COMPOSITION TILE | n/a | n/a | n/a | n/a | Clinic_076-078_Finish Schedule | n/a
WallColor-East | bill.east@us.army.mil | 2012-10-26T09:46:00 | Requirement | Space | 1B14 | MATCH PT3 - Devoe # 2W19-4 CLAY PEBBLE | n/a | n/a | n/a | n/a | Clinic_076-078_Finish Schedule | n/a
WallColor-North | bill.east@us.army.mil | 2012-10-26T09:46:00 | Requirement | Space | 1B14 | MATCH PT3 - Devoe # 2W19-4 CLAY PEBBLE | n/a | n/a | n/a | n/a | Clinic_076-078_Finish Schedule | n/a
WallColor-South | bill.east@us.army.mil | 2012-10-26T09:46:00 | Requirement | Space | 1B14 | MATCH PT3 - Devoe # 2W19-4 CLAY PEBBLE | n/a | n/a | n/a | n/a | Clinic_076-078_Finish Schedule | n/a
WallColor-West | bill.east@us.army.mil | 2012-10-26T09:46:00 | Requirement | Space | 1B14 | MATCH PT3 - Devoe # 2W19-4 CLAY PEBBLE | n/a | n/a | n/a | n/a | Clinic_076-078_Finish Schedule | n/a
WallMaterial-East | bill.east@us.army.mil | 2012-10-26T09:46:00 | Requirement | Space | 1B14 | GYPSUM WALLBOARD WITH LIQUID GLAZED COATING | n/a | n/a | n/a | n/a | Clinic_076-078_Finish Schedule | n/a
WallMaterial-North | bill.east@us.army.mil | 2012-10-26T09:46:00 | Requirement | Space | 1B14 | GYPSUM WALLBOARD WITH LIQUID GLAZED COATING | n/a | n/a | n/a | n/a | Clinic_076-078_Finish Schedule | n/a
WallMaterial-South | bill.east@us.army.mil | 2012-10-26T09:46:00 | Requirement | Space | 1B14 | GYPSUM WALLBOARD WITH LIQUID GLAZED COATING | n/a | n/a | n/a | n/a | Clinic_076-078_Finish Schedule | n/a
WallMaterial-West | bill.east@us.army.mil | 2012-10-26T09:46:00 | Requirement | Space | 1B14 | GYPSUM WALLBOARD WITH LIQUID GLAZED COATING | n/a | n/a | n/a | n/a | Clinic_076-078_Finish Schedule | n/a
BaseColor | bill.east@us.army.mil | 2012-10-26T09:46:00 | Requirement | Space | 1B15 | ROPPE - 40 FAWN - 4" HIGH RUBBER COVE BASE | n/a | n/a | n/a | n/a | Clinic_076-078_Finish Schedule | n/a
BaseMaterial | bill.east@us.army.mil | 2012-10-26T09:46:00 | Requirement | Space | 1B15 | RUBBER BASE | n/a | n/a | n/a | n/a | Clinic_076-078_Finish Schedule | n/a
CeilingColor | bill.east@us.army.mil | 2012-10-26T09:46:00 | Requirement | Space | 1B15 | ARMSTRONG CEILING TILE - CIRRUS TEGULAR; COLOR: WHITE; SERIES #534 GRID-15/16" EXPOSED TEE GRID SYSTEM-WHITE; SIZE: 2'x2'x3/4" | n/a | n/a | n/a | n/a | Clinic_076-078_Finish Schedule | n/a
CeilingMaterial | bill.east@us.army.mil | 2012-10-26T09:46:00 | Requirement | Space | 1B15 | ACOUSTICAL CEILING TILE | n/a | n/a | n/a | n/a | Clinic_076-078_Finish Schedule | n/a
FloorColor | bill.east@us.army.mil | 2012-10-26T09:46:00 | Requirement | Space | 1B15 | VAMERICAN OLEAN #A-55 DOE SIZE: 2"x2" | n/a | n/a | n/a | n/a | Clinic_076-078_Finish Schedule | n/a
FloorMaterial | bill.east@us.army.mil | 2012-10-26T09:46:00 | Requirement | Space | 1B15 | VINYL COMPOSITION TILE | n/a | n/a | n/a | n/a | Clinic_076-078_Finish Schedule | n/a
WallColor-East | bill.east@us.army.mil | 2012-10-26T09:46:00 | Requirement | Space | 1B15 | DEVOE # 2W18-2 PRARIE BUFF | n/a | n/a | n/a | n/a | Clinic_076-078_Finish Schedule | n/a
WallColor-North | bill.east@us.army.mil | 2012-10-26T09:46:00 | Requirement | Space | 1B15 | DEVOE # 2W18-2 PRARIE BUFF | n/a | n/a | n/a | n/a | Clinic_076-078_Finish Schedule | n/a
WallColor-South | bill.east@us.army.mil | 2012-10-26T09:46:00 | Requirement | Space | 1B15 | DEVOE # 2W18-2 PRARIE BUFF | n/a | n/a | n/a | n/a | Clinic_076-078_Finish Schedule | n/a
WallColor-West | bill.east@us.army.mil | 2012-10-26T09:46:00 | Requirement | Space | 1B15 | DEVOE # 2W18-2 PRARIE BUFF | n/a | n/a | n/a | n/a | Clinic_076-078_Finish Schedule | n/a
WallMaterial-East | bill.east@us.army.mil | 2012-10-26T09:46:00 | Requirement | Space | 1B15 | GYPSUM WALLBOARD WITH LIQUID GLAZED COATING | n/a | n/a | n/a | n/a | Clinic_076-078_Finish Schedule | n/a
WallMaterial-North | bill.east@us.army.mil | 2012-10-26T09:46:00 | Requirement | Space | 1B15 | GYPSUM WALLBOARD WITH PAINT | n/a | n/a | n/a | n/a | Clinic_076-078_Finish Schedule | n/a
WallMaterial-South | bill.east@us.army.mil | 2012-10-26T09:46:00 | Requirement | Space | 1B15 | GYPSUM WALLBOARD WITH PAINT | n/a | n/a | n/a | n/a | Clinic_076-078_Finish Schedule | n/a
WallMaterial-West | bill.east@us.army.mil | 2012-10-26T09:46:00 | Requirement | Space | 1B15 | GYPSUM WALLBOARD WITH PAINT | n/a | n/a | n/a | n/a | Clinic_076-078_Finish Schedule | n/a
BaseColor | bill.east@us.army.mil | 2012-10-26T09:46:00 | Requirement | Space | 1B16 | ROPPE - 40 FAWN - 4" HIGH RUBBER COVE BASE | n/a | n/a | n/a | n/a | Clinic_076-078_Finish Schedule | n/a
BaseMaterial | bill.east@us.army.mil | 2012-10-26T09:46:00 | Requirement | Space | 1B16 | RUBBER BASE | n/a | n/a | n/a | n/a | Clinic_076-078_Finish Schedule | n/a
CeilingColor | bill.east@us.army.mil | 2012-10-26T09:46:00 | Requirement | Space | 1B16 | MATCH PT3 - Devoe # 2W19-4 CLAY PEBBLE | n/a | n/a | n/a | n/a | Clinic_076-078_Finish Schedule | n/a
CeilingMaterial | bill.east@us.army.mil | 2012-10-26T09:46:00 | Requirement | Space | 1B16 | GYPSUM WALLBOARD WITH LIQUID GLAZED COATING | n/a | n/a | n/a | n/a | Clinic_076-078_Finish Schedule | n/a
FloorColor | bill.east@us.army.mil | 2012-10-26T09:46:00 | Requirement | Space | 1B16 | VAMERICAN OLEAN #A-55 DOE SIZE: 2"x2" | n/a | n/a | n/a | n/a | Clinic_076-078_Finish Schedule | n/a
FloorMaterial | bill.east@us.army.mil | 2012-10-26T09:46:00 | Requirement | Space | 1B16 | VINYL COMPOSITION TILE | n/a | n/a | n/a | n/a | Clinic_076-078_Finish Schedule | n/a
WallColor-East | bill.east@us.army.mil | 2012-10-26T09:46:00 | Requirement | Space | 1B16 | MATCH PT3 - Devoe # 2W19-4 CLAY PEBBLE | n/a | n/a | n/a | n/a | Clinic_076-078_Finish Schedule | n/a
WallColor-North | bill.east@us.army.mil | 2012-10-26T09:46:00 | Requirement | Space | 1B16 | MATCH PT3 - Devoe # 2W19-4 CLAY PEBBLE | n/a | n/a | n/a | n/a | Clinic_076-078_Finish Schedule | n/a
WallColor-South | bill.east@us.army.mil | 2012-10-26T09:46:00 | Requirement | Space | 1B16 | MATCH PT3 - Devoe # 2W19-4 CLAY PEBBLE | n/a | n/a | n/a | n/a | Clinic_076-078_Finish Schedule | n/a
WallColor-West | bill.east@us.army.mil | 2012-10-26T09:46:00 | Requirement | Space | 1B16 | MATCH PT3 - Devoe # 2W19-4 CLAY PEBBLE | n/a | n/a | n/a | n/a | Clinic_076-078_Finish Schedule | n/a
WallMaterial-East | bill.east@us.army.mil | 2012-10-26T09:46:00 | Requirement | Space | 1B16 | GYPSUM WALLBOARD WITH LIQUID GLAZED COATING | n/a | n/a | n/a | n/a | Clinic_076-078_Finish Schedule | n/a
WallMaterial-North | bill.east@us.army.mil | 2012-10-26T09:46:00 | Requirement | Space | 1B16 | GYPSUM WALLBOARD WITH LIQUID GLAZED COATING | n/a | n/a | n/a | n/a | Clinic_076-078_Finish Schedule | n/a
WallMaterial-South | bill.east@us.army.mil | 2012-10-26T09:46:00 | Requirement | Space | 1B16 | GYPSUM WALLBOARD WITH LIQUID GLAZED COATING | n/a | n/a | n/a | n/a | Clinic_076-078_Finish Schedule | n/a
WallMaterial-West | bill.east@us.army.mil | 2012-10-26T09:46:00 | Requirement | Space | 1B16 | GYPSUM WALLBOARD WITH LIQUID GLAZED COATING | n/a | n/a | n/a | n/a | Clinic_076-078_Finish Schedule | n/a
BaseColor | bill.east@us.army.mil | 2012-10-26T09:46:00 | Requirement | Space | 1B17 | ROPPE - 40 FAWN - 4" HIGH RUBBER COVE BASE | n/a | n/a | n/a | n/a | Clinic_076-078_Finish Schedule | n/a
BaseMaterial | bill.east@us.army.mil | 2012-10-26T09:46:00 | Requirement | Space | 1B17 | RUBBER BASE | n/a | n/a | n/a | n/a | Clinic_076-078_Finish Schedule | n/a
CeilingColor | bill.east@us.army.mil | 2012-10-26T09:46:00 | Requirement | Space | 1B17 | ARMSTRONG CEILING TILE - CIRRUS TEGULAR; COLOR: WHITE; SERIES #534 GRID-15/16" EXPOSED TEE GRID SYSTEM-WHITE; SIZE: 2'x2'x3/4" | n/a | n/a | n/a | n/a | Clinic_076-078_Finish Schedule | n/a
CeilingMaterial | bill.east@us.army.mil | 2012-10-26T09:46:00 | Requirement | Space | 1B17 | ACOUSTICAL CEILING TILE | n/a | n/a | n/a | n/a | Clinic_076-078_Finish Schedule | n/a
FloorColor | bill.east@us.army.mil | 2012-10-26T09:46:00 | Requirement | Space | 1B17 | VAMERICAN OLEAN #A-55 DOE SIZE: 2"x2" | n/a | n/a | n/a | n/a | Clinic_076-078_Finish Schedule | n/a
FloorMaterial | bill.east@us.army.mil | 2012-10-26T09:46:00 | Requirement | Space | 1B17 | VINYL COMPOSITION TILE | n/a | n/a | n/a | n/a | Clinic_076-078_Finish Schedule | n/a
WallColor-East | bill.east@us.army.mil | 2012-10-26T09:46:00 | Requirement | Space | 1B17 | DEVOE # 2W18-2 PRARIE BUFF | n/a | n/a | n/a | n/a | Clinic_076-078_Finish Schedule | n/a
WallColor-North | bill.east@us.army.mil | 2012-10-26T09:46:00 | Requirement | Space | 1B17 | DEVOE # 2W18-2 PRARIE BUFF | n/a | n/a | n/a | n/a | Clinic_076-078_Finish Schedule | n/a
WallColor-South | bill.east@us.army.mil | 2012-10-26T09:46:00 | Requirement | Space | 1B17 | DEVOE # 2W18-2 PRARIE BUFF | n/a | n/a | n/a | n/a | Clinic_076-078_Finish Schedule | n/a
WallColor-West | bill.east@us.army.mil | 2012-10-26T09:46:00 | Requirement | Space | 1B17 | DEVOE # 2W18-2 PRARIE BUFF | n/a | n/a | n/a | n/a | Clinic_076-078_Finish Schedule | n/a
WallMaterial-East | bill.east@us.army.mil | 2012-10-26T09:46:00 | Requirement | Space | 1B17 | GYPSUM WALLBOARD WITH LIQUID GLAZED COATING | n/a | n/a | n/a | n/a | Clinic_076-078_Finish Schedule | n/a
WallMaterial-North | bill.east@us.army.mil | 2012-10-26T09:46:00 | Requirement | Space | 1B17 | GYPSUM WALLBOARD WITH PAINT | n/a | n/a | n/a | n/a | Clinic_076-078_Finish Schedule | n/a
WallMaterial-South | bill.east@us.army.mil | 2012-10-26T09:46:00 | Requirement | Space | 1B17 | GYPSUM WALLBOARD WITH PAINT | n/a | n/a | n/a | n/a | Clinic_076-078_Finish Schedule | n/a
WallMaterial-West | bill.east@us.army.mil | 2012-10-26T09:46:00 | Requirement | Space | 1B17 | GYPSUM WALLBOARD WITH PAINT | n/a | n/a | n/a | n/a | Clinic_076-078_Finish Schedule | n/a
BaseColor | bill.east@us.army.mil | 2012-10-26T09:46:00 | Requirement | Space | 1B19 | ROPPE - 40 FAWN - 4" HIGH RUBBER COVE BASE | n/a | n/a | n/a | n/a | Clinic_076-078_Finish Schedule | n/a
BaseMaterial | bill.east@us.army.mil | 2012-10-26T09:46:00 | Requirement | Space | 1B19 | RUBBER BASE | n/a | n/a | n/a | n/a | Clinic_076-078_Finish Schedule | n/a
CeilingColor | bill.east@us.army.mil | 2012-10-26T09:46:00 | Requirement | Space | 1B19 | ARMSTRONG CEILING TILE - CIRRUS TEGULAR; COLOR: WHITE; SERIES #534 GRID-15/16" EXPOSED TEE GRID SYSTEM-WHITE; SIZE: 2'x2'x3/4" | n/a | n/a | n/a | n/a | Clinic_076-078_Finish Schedule | n/a
CeilingMaterial | bill.east@us.army.mil | 2012-10-26T09:46:00 | Requirement | Space | 1B19 | ACOUSTICAL CEILING TILE | n/a | n/a | n/a | n/a | Clinic_076-078_Finish Schedule | n/a
FloorColor | bill.east@us.army.mil | 2012-10-26T09:46:00 | Requirement | Space | 1B19 | VAMERICAN OLEAN #A-55 DOE SIZE: 2"x2" | n/a | n/a | n/a | n/a | Clinic_076-078_Finish Schedule | n/a
FloorMaterial | bill.east@us.army.mil | 2012-10-26T09:46:00 | Requirement | Space | 1B19 | VINYL COMPOSITION TILE | n/a | n/a | n/a | n/a | Clinic_076-078_Finish Schedule | n/a
WallColor-East | bill.east@us.army.mil | 2012-10-26T09:46:00 | Requirement | Space | 1B19 | DEVOE # 2W18-2 PRARIE BUFF | n/a | n/a | n/a | n/a | Clinic_076-078_Finish Schedule | n/a
WallColor-North | bill.east@us.army.mil | 2012-10-26T09:46:00 | Requirement | Space | 1B19 | DEVOE # 2W18-2 PRARIE BUFF | n/a | n/a | n/a | n/a | Clinic_076-078_Finish Schedule | n/a
WallColor-South | bill.east@us.army.mil | 2012-10-26T09:46:00 | Requirement | Space | 1B19 | DEVOE # 2W18-2 PRARIE BUFF | n/a | n/a | n/a | n/a | Clinic_076-078_Finish Schedule | n/a
WallColor-West | bill.east@us.army.mil | 2012-10-26T09:46:00 | Requirement | Space | 1B19 | DEVOE # 2W18-2 PRARIE BUFF | n/a | n/a | n/a | n/a | Clinic_076-078_Finish Schedule | n/a
WallMaterial-East | bill.east@us.army.mil | 2012-10-26T09:46:00 | Requirement | Space | 1B19 | GYPSUM WALLBOARD WITH LIQUID GLAZED COATING | n/a | n/a | n/a | n/a | Clinic_076-078_Finish Schedule | n/a
WallMaterial-North | bill.east@us.army.mil | 2012-10-26T09:46:00 | Requirement | Space | 1B19 | GYPSUM WALLBOARD WITH PAINT | n/a | n/a | n/a | n/a | Clinic_076-078_Finish Schedule | n/a
WallMaterial-South | bill.east@us.army.mil | 2012-10-26T09:46:00 | Requirement | Space | 1B19 | GYPSUM WALLBOARD WITH PAINT | n/a | n/a | n/a | n/a | Clinic_076-078_Finish Schedule | n/a
WallMaterial-West | bill.east@us.army.mil | 2012-10-26T09:46:00 | Requirement | Space | 1B19 | GYPSUM WALLBOARD WITH PAINT | n/a | n/a | n/a | n/a | Clinic_076-078_Finish Schedule | n/a
BaseColor | bill.east@us.army.mil | 2012-10-26T09:46:00 | Requirement | Space | 1B21 | ROPPE - 40 FAWN - 4" HIGH RUBBER COVE BASE | n/a | n/a | n/a | n/a | Clinic_076-078_Finish Schedule | n/a
BaseMaterial | bill.east@us.army.mil | 2012-10-26T09:46:00 | Requirement | Space | 1B21 | RUBBER BASE | n/a | n/a | n/a | n/a | Clinic_076-078_Finish Schedule | n/a
CeilingColor | bill.east@us.army.mil | 2012-10-26T09:46:00 | Requirement | Space | 1B21 | UNFINISHED | n/a | n/a | n/a | n/a | Clinic_076-078_Finish Schedule | n/a
CeilingMaterial | bill.east@us.army.mil | 2012-10-26T09:46:00 | Requirement | Space | 1B21 | CONCRETE | n/a | n/a | n/a | n/a | Clinic_076-078_Finish Schedule | n/a
FloorColor | bill.east@us.army.mil | 2012-10-26T09:46:00 | Requirement | Space | 1B21 | VAMERICAN OLEAN #A-55 DOE SIZE: 2"x2" | n/a | n/a | n/a | n/a | Clinic_076-078_Finish Schedule | n/a
FloorMaterial | bill.east@us.army.mil | 2012-10-26T09:46:00 | Requirement | Space | 1B21 | VINYL COMPOSITION TILE | n/a | n/a | n/a | n/a | Clinic_076-078_Finish Schedule | n/a
WallColor-East | bill.east@us.army.mil | 2012-10-26T09:46:00 | Requirement | Space | 1B21 | DEVOE # 2W18-2 PRARIE BUFF | n/a | n/a | n/a | n/a | Clinic_076-078_Finish Schedule | n/a
WallColor-North | bill.east@us.army.mil | 2012-10-26T09:46:00 | Requirement | Space | 1B21 | DEVOE # 2W18-2 PRARIE BUFF | n/a | n/a | n/a | n/a | Clinic_076-078_Finish Schedule | n/a
WallColor-South | bill.east@us.army.mil | 2012-10-26T09:46:00 | Requirement | Space | 1B21 | DEVOE # 2W18-2 PRARIE BUFF | n/a | n/a | n/a | n/a | Clinic_076-078_Finish Schedule | n/a
WallColor-West | bill.east@us.army.mil | 2012-10-26T09:46:00 | Requirement | Space | 1B21 | DEVOE # 2W18-2 PRARIE BUFF | n/a | n/a | n/a | n/a | Clinic_076-078_Finish Schedule | n/a
WallMaterial-East | bill.east@us.army.mil | 2012-10-26T09:46:00 | Requirement | Space | 1B21 | GYPSUM WALLBOARD WITH LIQUID GLAZED COATING | n/a | n/a | n/a | n/a | Clinic_076-078_Finish Schedule | n/a
WallMaterial-North | bill.east@us.army.mil | 2012-10-26T09:46:00 | Requirement | Space | 1B21 | GYPSUM WALLBOARD WITH PAINT | n/a | n/a | n/a | n/a | Clinic_076-078_Finish Schedule | n/a
WallMaterial-South | bill.east@us.army.mil | 2012-10-26T09:46:00 | Requirement | Space | 1B21 | GYPSUM WALLBOARD WITH PAINT | n/a | n/a | n/a | n/a | Clinic_076-078_Finish Schedule | n/a
WallMaterial-West | bill.east@us.army.mil | 2012-10-26T09:46:00 | Requirement | Space | 1B21 | GYPSUM WALLBOARD WITH PAINT | n/a | n/a | n/a | n/a | Clinic_076-078_Finish Schedule | n/a
BaseColor | bill.east@us.army.mil | 2012-10-26T09:46:00 | Requirement | Space | 1B23 | n/a | n/a | n/a | n/a | n/a | Clinic_076-078_Finish Schedule | n/a
BaseMaterial | bill.east@us.army.mil | 2012-10-26T09:46:00 | Requirement | Space | 1B23 | n/a | n/a | n/a | n/a | n/a | Clinic_076-078_Finish Schedule | n/a
CeilingColor | bill.east@us.army.mil | 2012-10-26T09:46:00 | Requirement | Space | 1B23 | ARMSTRONG CEILING TILE - CIRRUS TEGULAR; COLOR: WHITE; SERIES #534 GRID-15/16" EXPOSED TEE GRID SYSTEM-WHITE; SIZE: 2'x2'x3/4" | n/a | n/a | n/a | n/a | Clinic_076-078_Finish Schedule | n/a
CeilingMaterial | bill.east@us.army.mil | 2012-10-26T09:46:00 | Requirement | Space | 1B23 | ACOUSTICAL CEILING TILE | n/a | n/a | n/a | n/a | Clinic_076-078_Finish Schedule | n/a
FloorColor | bill.east@us.army.mil | 2012-10-26T09:46:00 | Requirement | Space | 1B23 | UNFINISHED | n/a | n/a | n/a | n/a | Clinic_076-078_Finish Schedule | n/a
FloorMaterial | bill.east@us.army.mil | 2012-10-26T09:46:00 | Requirement | Space | 1B23 | CONCRETE | n/a | n/a | n/a | n/a | Clinic_076-078_Finish Schedule | n/a
WallColor-East | bill.east@us.army.mil | 2012-10-26T09:46:00 | Requirement | Space | 1B23 | UNFINISHED | n/a | n/a | n/a | n/a | Clinic_076-078_Finish Schedule | n/a
WallColor-North | bill.east@us.army.mil | 2012-10-26T09:46:00 | Requirement | Space | 1B23 | UNFINISHED | n/a | n/a | n/a | n/a | Clinic_076-078_Finish Schedule | n/a
WallColor-South | bill.east@us.army.mil | 2012-10-26T09:46:00 | Requirement | Space | 1B23 | UNFINISHED | n/a | n/a | n/a | n/a | Clinic_076-078_Finish Schedule | n/a
WallColor-West | bill.east@us.army.mil | 2012-10-26T09:46:00 | Requirement | Space | 1B23 | UNFINISHED | n/a | n/a | n/a | n/a | Clinic_076-078_Finish Schedule | n/a
WallMaterial-East | bill.east@us.army.mil | 2012-10-26T09:46:00 | Requirement | Space | 1B23 | GYPSUM WALLBOARD WITH LIQUID GLAZED COATING | n/a | n/a | n/a | n/a | Clinic_076-078_Finish Schedule | n/a
WallMaterial-North | bill.east@us.army.mil | 2012-10-26T09:46:00 | Requirement | Space | 1B23 | GYPSUM WALLBOARD WITH LIQUID GLAZED COATING | n/a | n/a | n/a | n/a | Clinic_076-078_Finish Schedule | n/a
WallMaterial-South | bill.east@us.army.mil | 2012-10-26T09:46:00 | Requirement | Space | 1B23 | GYPSUM WALLBOARD WITH LIQUID GLAZED COATING | n/a | n/a | n/a | n/a | Clinic_076-078_Finish Schedule | n/a
WallMaterial-West | bill.east@us.army.mil | 2012-10-26T09:46:00 | Requirement | Space | 1B23 | GYPSUM WALLBOARD WITH LIQUID GLAZED COATING | n/a | n/a | n/a | n/a | Clinic_076-078_Finish Schedule | n/a
BaseColor | bill.east@us.army.mil | 2012-10-26T09:46:00 | Requirement | Space | 1BC1 | ROPPE - 40 FAWN - 4" HIGH RUBBER COVE BASE | n/a | n/a | n/a | n/a | Clinic_076-078_Finish Schedule | n/a
BaseMaterial | bill.east@us.army.mil | 2012-10-26T09:46:00 | Requirement | Space | 1BC1 | RUBBER BASE | n/a | n/a | n/a | n/a | Clinic_076-078_Finish Schedule | n/a
CeilingColor | bill.east@us.army.mil | 2012-10-26T09:46:00 | Requirement | Space | 1BC1 | UNFINISHED | n/a | n/a | n/a | n/a | Clinic_076-078_Finish Schedule | n/a
CeilingMaterial | bill.east@us.army.mil | 2012-10-26T09:46:00 | Requirement | Space | 1BC1 | CONCRETE | n/a | n/a | n/a | n/a | Clinic_076-078_Finish Schedule | n/a
FloorColor | bill.east@us.army.mil | 2012-10-26T09:46:00 | Requirement | Space | 1BC1 | VAMERICAN OLEAN #A-55 DOE SIZE: 2"x2",2 | n/a | n/a | n/a | n/a | Clinic_076-078_Finish Schedule | n/a
FloorMaterial | bill.east@us.army.mil | 2012-10-26T09:46:00 | Requirement | Space | 1BC1 | VINYL COMPOSITION TILE | n/a | n/a | n/a | n/a | Clinic_076-078_Finish Schedule | n/a
WallColor-East | bill.east@us.army.mil | 2012-10-26T09:46:00 | Requirement | Space | 1BC1 | DEVOE # 2W18-2 PRARIE BUFF | n/a | n/a | n/a | n/a | Clinic_076-078_Finish Schedule | n/a
WallColor-North | bill.east@us.army.mil | 2012-10-26T09:46:00 | Requirement | Space | 1BC1 | DEVOE # 2W18-2 PRARIE BUFF | n/a | n/a | n/a | n/a | Clinic_076-078_Finish Schedule | n/a
WallColor-South | bill.east@us.army.mil | 2012-10-26T09:46:00 | Requirement | Space | 1BC1 | DEVOE # 2W18-2 PRARIE BUFF | n/a | n/a | n/a | n/a | Clinic_076-078_Finish Schedule | n/a
WallColor-West | bill.east@us.army.mil | 2012-10-26T09:46:00 | Requirement | Space | 1BC1 | DEVOE # 2W18-2 PRARIE BUFF | n/a | n/a | n/a | n/a | Clinic_076-078_Finish Schedule | n/a
WallMaterial-East | bill.east@us.army.mil | 2012-10-26T09:46:00 | Requirement | Space | 1BC1 | GYPSUM WALLBOARD WITH LIQUID GLAZED COATING | n/a | n/a | n/a | n/a | Clinic_076-078_Finish Schedule | n/a
WallMaterial-North | bill.east@us.army.mil | 2012-10-26T09:46:00 | Requirement | Space | 1BC1 | GYPSUM WALLBOARD WITH PAINT | n/a | n/a | n/a | n/a | Clinic_076-078_Finish Schedule | n/a
WallMaterial-South | bill.east@us.army.mil | 2012-10-26T09:46:00 | Requirement | Space | 1BC1 | GYPSUM WALLBOARD WITH PAINT | n/a | n/a | n/a | n/a | Clinic_076-078_Finish Schedule | n/a
WallMaterial-West | bill.east@us.army.mil | 2012-10-26T09:46:00 | Requirement | Space | 1BC1 | GYPSUM WALLBOARD WITH PAINT | n/a | n/a | n/a | n/a | Clinic_076-078_Finish Schedule | n/a
BaseColor | bill.east@us.army.mil | 2012-10-26T09:46:00 | Requirement | Space | 1BC2 | ROPPE - 40 FAWN - 4" HIGH RUBBER COVE BASE | n/a | n/a | n/a | n/a | Clinic_076-078_Finish Schedule | n/a
BaseMaterial | bill.east@us.army.mil | 2012-10-26T09:46:00 | Requirement | Space | 1BC2 | RUBBER BASE | n/a | n/a | n/a | n/a | Clinic_076-078_Finish Schedule | n/a
CeilingColor | bill.east@us.army.mil | 2012-10-26T09:46:00 | Requirement | Space | 1BC2 | ARMSTRONG CEILING TILE - CIRRUS TEGULAR; COLOR: WHITE; SERIES #534 GRID-15/16" EXPOSED TEE GRID SYSTEM-WHITE; SIZE: 2'x2'x3/4" | n/a | n/a | n/a | n/a | Clinic_076-078_Finish Schedule | n/a
CeilingMaterial | bill.east@us.army.mil | 2012-10-26T09:46:00 | Requirement | Space | 1BC2 | ACOUSTICAL CEILING TILE | n/a | n/a | n/a | n/a | Clinic_076-078_Finish Schedule | n/a
FloorColor | bill.east@us.army.mil | 2012-10-26T09:46:00 | Requirement | Space | 1BC2 | VAMERICAN OLEAN #A-55 DOE SIZE: 2"x2" | n/a | n/a | n/a | n/a | Clinic_076-078_Finish Schedule | n/a
FloorMaterial | bill.east@us.army.mil | 2012-10-26T09:46:00 | Requirement | Space | 1BC2 | VINYL COMPOSITION TILE | n/a | n/a | n/a | n/a | Clinic_076-078_Finish Schedule | n/a
WallColor-East | bill.east@us.army.mil | 2012-10-26T09:46:00 | Requirement | Space | 1BC2 | DEVOE # 2W18-2 PRARIE BUFF | n/a | n/a | n/a | n/a | Clinic_076-078_Finish Schedule | n/a
WallColor-North | bill.east@us.army.mil | 2012-10-26T09:46:00 | Requirement | Space | 1BC2 | DEVOE # 2W18-2 PRARIE BUFF | n/a | n/a | n/a | n/a | Clinic_076-078_Finish Schedule | n/a
WallColor-South | bill.east@us.army.mil | 2012-10-26T09:46:00 | Requirement | Space | 1BC2 | DEVOE # 2W18-2 PRARIE BUFF | n/a | n/a | n/a | n/a | Clinic_076-078_Finish Schedule | n/a
WallColor-West | bill.east@us.army.mil | 2012-10-26T09:46:00 | Requirement | Space | 1BC2 | DEVOE # 2W18-2 PRARIE BUFF | n/a | n/a | n/a | n/a | Clinic_076-078_Finish Schedule | n/a
WallMaterial-East | bill.east@us.army.mil | 2012-10-26T09:46:00 | Requirement | Space | 1BC2 | GYPSUM WALLBOARD WITH PAINT | n/a | n/a | n/a | n/a | Clinic_076-078_Finish Schedule | n/a
WallMaterial-North | bill.east@us.army.mil | 2012-10-26T09:46:00 | Requirement | Space | 1BC2 | GYPSUM WALLBOARD WITH PAINT | n/a | n/a | n/a | n/a | Clinic_076-078_Finish Schedule | n/a
WallMaterial-South | bill.east@us.army.mil | 2012-10-26T09:46:00 | Requirement | Space | 1BC2 | GYPSUM WALLBOARD WITH PAINT | n/a | n/a | n/a | n/a | Clinic_076-078_Finish Schedule | n/a
WallMaterial-West | bill.east@us.army.mil | 2012-10-26T09:46:00 | Requirement | Space | 1BC2 | GYPSUM WALLBOARD WITH PAINT | n/a | n/a | n/a | n/a | Clinic_076-078_Finish Schedule | n/a
BaseColor | bill.east@us.army.mil | 2012-10-26T09:46:00 | Requirement | Space | 1BC3 | ROPPE - 40 FAWN - 4" HIGH RUBBER COVE BASE | n/a | n/a | n/a | n/a | Clinic_076-078_Finish Schedule | n/a
BaseMaterial | bill.east@us.army.mil | 2012-10-26T09:46:00 | Requirement | Space | 1BC3 | RUBBER BASE | n/a | n/a | n/a | n/a | Clinic_076-078_Finish Schedule | n/a
CeilingColor | bill.east@us.army.mil | 2012-10-26T09:46:00 | Requirement | Space | 1BC3 | ARMSTRONG CEILING TILE - CIRRUS TEGULAR; COLOR: WHITE; SERIES #534 GRID-15/16" EXPOSED TEE GRID SYSTEM-WHITE; SIZE: 2'x2'x3/4" | n/a | n/a | n/a | n/a | Clinic_076-078_Finish Schedule | n/a
CeilingMaterial | bill.east@us.army.mil | 2012-10-26T09:46:00 | Requirement | Space | 1BC3 | ACOUSTICAL CEILING TILE | n/a | n/a | n/a | n/a | Clinic_076-078_Finish Schedule | n/a
FloorColor | bill.east@us.army.mil | 2012-10-26T09:46:00 | Requirement | Space | 1BC3 | VAMERICAN OLEAN #A-55 DOE SIZE: 2"x2",2 | n/a | n/a | n/a | n/a | Clinic_076-078_Finish Schedule | n/a
FloorMaterial | bill.east@us.army.mil | 2012-10-26T09:46:00 | Requirement | Space | 1BC3 | VINYL COMPOSITION TILE | n/a | n/a | n/a | n/a | Clinic_076-078_Finish Schedule | n/a
WallColor-East | bill.east@us.army.mil | 2012-10-26T09:46:00 | Requirement | Space | 1BC3 | DEVOE # 2W18-2 PRARIE BUFF | n/a | n/a | n/a | n/a | Clinic_076-078_Finish Schedule | n/a
WallColor-North | bill.east@us.army.mil | 2012-10-26T09:46:00 | Requirement | Space | 1BC3 | DEVOE # 2C20-4 ROSEMARY GRAY | n/a | n/a | n/a | n/a | Clinic_076-078_Finish Schedule | n/a
WallColor-South | bill.east@us.army.mil | 2012-10-26T09:46:00 | Requirement | Space | 1BC3 | DEVOE # 2W18-2 PRARIE BUFF | n/a | n/a | n/a | n/a | Clinic_076-078_Finish Schedule | n/a
WallColor-West | bill.east@us.army.mil | 2012-10-26T09:46:00 | Requirement | Space | 1BC3 | DEVOE # 2W18-2 PRARIE BUFF | n/a | n/a | n/a | n/a | Clinic_076-078_Finish Schedule | n/a
WallMaterial-East | bill.east@us.army.mil | 2012-10-26T09:46:00 | Requirement | Space | 1BC3 | GYPSUM WALLBOARD WITH LIQUID GLAZED COATING | n/a | n/a | n/a | n/a | Clinic_076-078_Finish Schedule | n/a
WallMaterial-North | bill.east@us.army.mil | 2012-10-26T09:46:00 | Requirement | Space | 1BC3 | GYPSUM WALLBOARD WITH PAINT | n/a | n/a | n/a | n/a | Clinic_076-078_Finish Schedule | n/a
WallMaterial-South | bill.east@us.army.mil | 2012-10-26T09:46:00 | Requirement | Space | 1BC3 | GYPSUM WALLBOARD WITH PAINT | n/a | n/a | n/a | n/a | Clinic_076-078_Finish Schedule | n/a
WallMaterial-West | bill.east@us.army.mil | 2012-10-26T09:46:00 | Requirement | Space | 1BC3 | GYPSUM WALLBOARD WITH PAINT | n/a | n/a | n/a | n/a | Clinic_076-078_Finish Schedule | n/a
BaseColor | bill.east@us.army.mil | 2012-10-26T09:46:00 | Requirement | Space | 1BC4 | ROPPE - 40 FAWN - 4" HIGH RUBBER COVE BASE | n/a | n/a | n/a | n/a | Clinic_076-078_Finish Schedule | n/a
BaseMaterial | bill.east@us.army.mil | 2012-10-26T09:46:00 | Requirement | Space | 1BC4 | RUBBER BASE | n/a | n/a | n/a | n/a | Clinic_076-078_Finish Schedule | n/a
CeilingColor | bill.east@us.army.mil | 2012-10-26T09:46:00 | Requirement | Space | 1BC4 | ARMSTRONG CEILING TILE - CIRRUS TEGULAR; COLOR: WHITE; SERIES #534 GRID-15/16" EXPOSED TEE GRID SYSTEM-WHITE; SIZE: 2'x2'x3/4" | n/a | n/a | n/a | n/a | Clinic_076-078_Finish Schedule | n/a
CeilingMaterial | bill.east@us.army.mil | 2012-10-26T09:46:00 | Requirement | Space | 1BC4 | ACOUSTICAL CEILING TILE | n/a | n/a | n/a | n/a | Clinic_076-078_Finish Schedule | n/a
FloorColor | bill.east@us.army.mil | 2012-10-26T09:46:00 | Requirement | Space | 1BC4 | VAMERICAN OLEAN #A-55 DOE SIZE: 2"x2",2 | n/a | n/a | n/a | n/a | Clinic_076-078_Finish Schedule | n/a
FloorMaterial | bill.east@us.army.mil | 2012-10-26T09:46:00 | Requirement | Space | 1BC4 | VINYL COMPOSITION TILE | n/a | n/a | n/a | n/a | Clinic_076-078_Finish Schedule | n/a
WallColor-East | bill.east@us.army.mil | 2012-10-26T09:46:00 | Requirement | Space | 1BC4 | DEVOE # 2C20-4 ROSEMARY GRAY | n/a | n/a | n/a | n/a | Clinic_076-078_Finish Schedule | n/a
WallColor-North | bill.east@us.army.mil | 2012-10-26T09:46:00 | Requirement | Space | 1BC4 | DEVOE # 2W18-2 PRARIE BUFF | n/a | n/a | n/a | n/a | Clinic_076-078_Finish Schedule | n/a
WallColor-South | bill.east@us.army.mil | 2012-10-26T09:46:00 | Requirement | Space | 1BC4 | DEVOE # 2W18-2 PRARIE BUFF | n/a | n/a | n/a | n/a | Clinic_076-078_Finish Schedule | n/a
WallColor-West | bill.east@us.army.mil | 2012-10-26T09:46:00 | Requirement | Space | 1BC4 | DEVOE # 2W18-2 PRARIE BUFF | n/a | n/a | n/a | n/a | Clinic_076-078_Finish Schedule | n/a
WallMaterial-East | bill.east@us.army.mil | 2012-10-26T09:46:00 | Requirement | Space | 1BC4 | GYPSUM WALLBOARD WITH LIQUID GLAZED COATING | n/a | n/a | n/a | n/a | Clinic_076-078_Finish Schedule | n/a
WallMaterial-North | bill.east@us.army.mil | 2012-10-26T09:46:00 | Requirement | Space | 1BC4 | GYPSUM WALLBOARD WITH PAINT | n/a | n/a | n/a | n/a | Clinic_076-078_Finish Schedule | n/a
WallMaterial-South | bill.east@us.army.mil | 2012-10-26T09:46:00 | Requirement | Space | 1BC4 | GYPSUM WALLBOARD WITH PAINT | n/a | n/a | n/a | n/a | Clinic_076-078_Finish Schedule | n/a
WallMaterial-West | bill.east@us.army.mil | 2012-10-26T09:46:00 | Requirement | Space | 1BC4 | GYPSUM WALLBOARD WITH PAINT | n/a | n/a | n/a | n/a | Clinic_076-078_Finish Schedule | n/a
BaseColor | bill.east@us.army.mil | 2012-10-26T09:46:00 | Requirement | Space | 1BS2 | ROPPE - 40 FAWN - 4" HIGH RUBBER COVE BASE | n/a | n/a | n/a | n/a | Clinic_076-078_Finish Schedule | n/a
BaseMaterial | bill.east@us.army.mil | 2012-10-26T09:46:00 | Requirement | Space | 1BS2 | RUBBER BASE | n/a | n/a | n/a | n/a | Clinic_076-078_Finish Schedule | n/a
CeilingColor | bill.east@us.army.mil | 2012-10-26T09:46:00 | Requirement | Space | 1BS2 | ARMSTRONG CEILING TILE - CIRRUS TEGULAR; COLOR: WHITE; SERIES #534 GRID-15/16" EXPOSED TEE GRID SYSTEM-WHITE; SIZE: 2'x2'x3/4" | n/a | n/a | n/a | n/a | Clinic_076-078_Finish Schedule | n/a
CeilingMaterial | bill.east@us.army.mil | 2012-10-26T09:46:00 | Requirement | Space | 1BS2 | ACOUSTICAL CEILING TILE | n/a | n/a | n/a | n/a | Clinic_076-078_Finish Schedule | n/a
FloorColor | bill.east@us.army.mil | 2012-10-26T09:46:00 | Requirement | Space | 1BS2 | VAMERICAN OLEAN #A-55 DOE SIZE: 2"x2" | n/a | n/a | n/a | n/a | Clinic_076-078_Finish Schedule | n/a
FloorMaterial | bill.east@us.army.mil | 2012-10-26T09:46:00 | Requirement | Space | 1BS2 | VINYL COMPOSITION TILE | n/a | n/a | n/a | n/a | Clinic_076-078_Finish Schedule | n/a
WallColor-East | bill.east@us.army.mil | 2012-10-26T09:46:00 | Requirement | Space | 1BS2 | DEVOE # 2W18-2 PRARIE BUFF | n/a | n/a | n/a | n/a | Clinic_076-078_Finish Schedule | n/a
WallColor-North | bill.east@us.army.mil | 2012-10-26T09:46:00 | Requirement | Space | 1BS2 | DEVOE # 2W18-2 PRARIE BUFF | n/a | n/a | n/a | n/a | Clinic_076-078_Finish Schedule | n/a
WallColor-South | bill.east@us.army.mil | 2012-10-26T09:46:00 | Requirement | Space | 1BS2 | DEVOE # 2C20-4 ROSEMARY GRAY | n/a | n/a | n/a | n/a | Clinic_076-078_Finish Schedule | n/a
WallColor-West | bill.east@us.army.mil | 2012-10-26T09:46:00 | Requirement | Space | 1BS2 | DEVOE # 2W18-2 PRARIE BUFF | n/a | n/a | n/a | n/a | Clinic_076-078_Finish Schedule | n/a
WallMaterial-East | bill.east@us.army.mil | 2012-10-26T09:46:00 | Requirement | Space | 1BS2 | GYPSUM WALLBOARD WITH LIQUID GLAZED COATING | n/a | n/a | n/a | n/a | Clinic_076-078_Finish Schedule | n/a
WallMaterial-North | bill.east@us.army.mil | 2012-10-26T09:46:00 | Requirement | Space | 1BS2 | GYPSUM WALLBOARD WITH PAINT | n/a | n/a | n/a | n/a | Clinic_076-078_Finish Schedule | n/a
WallMaterial-South | bill.east@us.army.mil | 2012-10-26T09:46:00 | Requirement | Space | 1BS2 | GYPSUM WALLBOARD WITH PAINT | n/a | n/a | n/a | n/a | Clinic_076-078_Finish Schedule | n/a
WallMaterial-West | bill.east@us.army.mil | 2012-10-26T09:46:00 | Requirement | Space | 1BS2 | GYPSUM WALLBOARD WITH PAINT | n/a | n/a | n/a | n/a | Clinic_076-078_Finish Schedule | n/a
BaseColor | bill.east@us.army.mil | 2012-10-26T09:46:00 | Requirement | Space | 1C01 | ROPPE - 40 FAWN - 4" HIGH RUBBER COVE BASE | n/a | n/a | n/a | n/a | Clinic_076-078_Finish Schedule | n/a
BaseMaterial | bill.east@us.army.mil | 2012-10-26T09:46:00 | Requirement | Space | 1C01 | RUBBER BASE | n/a | n/a | n/a | n/a | Clinic_076-078_Finish Schedule | n/a
CeilingColor | bill.east@us.army.mil | 2012-10-26T09:46:00 | Requirement | Space | 1C01 | ARMSTRONG CEILING TILE - CIRRUS TEGULAR; COLOR: WHITE; SERIES #534 GRID-15/16" EXPOSED TEE GRID SYSTEM-WHITE; SIZE: 2'x2'x3/4" | n/a | n/a | n/a | n/a | Clinic_076-078_Finish Schedule | n/a
CeilingMaterial | bill.east@us.army.mil | 2012-10-26T09:46:00 | Requirement | Space | 1C01 | ACOUSTICAL CEILING TILE | n/a | n/a | n/a | n/a | Clinic_076-078_Finish Schedule | n/a
FloorColor | bill.east@us.army.mil | 2012-10-26T09:46:00 | Requirement | Space | 1C01 | INTERFACE - CARIBBEAN #3063 SEA TURTLE | n/a | n/a | n/a | n/a | Clinic_076-078_Finish Schedule | n/a
FloorMaterial | bill.east@us.army.mil | 2012-10-26T09:46:00 | Requirement | Space | 1C01 | CARPET | n/a | n/a | n/a | n/a | Clinic_076-078_Finish Schedule | n/a
WallColor-East | bill.east@us.army.mil | 2012-10-26T09:46:00 | Requirement | Space | 1C01 | DEVOE # 2W18-2 PRARIE BUFF | n/a | n/a | n/a | n/a | Clinic_076-078_Finish Schedule | n/a
WallColor-North | bill.east@us.army.mil | 2012-10-26T09:46:00 | Requirement | Space | 1C01 | DEVOE # 2W18-2 PRARIE BUFF | n/a | n/a | n/a | n/a | Clinic_076-078_Finish Schedule | n/a
WallColor-South | bill.east@us.army.mil | 2012-10-26T09:46:00 | Requirement | Space | 1C01 | DEVOE # 2W18-2 PRARIE BUFF | n/a | n/a | n/a | n/a | Clinic_076-078_Finish Schedule | n/a
WallColor-West | bill.east@us.army.mil | 2012-10-26T09:46:00 | Requirement | Space | 1C01 | DEVOE # 2W18-2 PRARIE BUFF | n/a | n/a | n/a | n/a | Clinic_076-078_Finish Schedule | n/a
WallMaterial-East | bill.east@us.army.mil | 2012-10-26T09:46:00 | Requirement | Space | 1C01 | GYPSUM WALLBOARD WITH PAINT | n/a | n/a | n/a | n/a | Clinic_076-078_Finish Schedule | n/a
WallMaterial-North | bill.east@us.army.mil | 2012-10-26T09:46:00 | Requirement | Space | 1C01 | GYPSUM WALLBOARD WITH PAINT | n/a | n/a | n/a | n/a | Clinic_076-078_Finish Schedule | n/a
WallMaterial-South | bill.east@us.army.mil | 2012-10-26T09:46:00 | Requirement | Space | 1C01 | GYPSUM WALLBOARD WITH PAINT | n/a | n/a | n/a | n/a | Clinic_076-078_Finish Schedule | n/a
WallMaterial-West | bill.east@us.army.mil | 2012-10-26T09:46:00 | Requirement | Space | 1C01 | GYPSUM WALLBOARD WITH PAINT | n/a | n/a | n/a | n/a | Clinic_076-078_Finish Schedule | n/a
BaseColor | bill.east@us.army.mil | 2012-10-26T09:46:00 | Requirement | Space | 1C02 | ROPPE - 40 FAWN - 4" HIGH RUBBER COVE BASE | n/a | n/a | n/a | n/a | Clinic_076-078_Finish Schedule | n/a
BaseMaterial | bill.east@us.army.mil | 2012-10-26T09:46:00 | Requirement | Space | 1C02 | RUBBER BASE | n/a | n/a | n/a | n/a | Clinic_076-078_Finish Schedule | n/a
CeilingColor | bill.east@us.army.mil | 2012-10-26T09:46:00 | Requirement | Space | 1C02 | ARMSTRONG CEILING TILE - CIRRUS TEGULAR; COLOR: WHITE; SERIES #534 GRID-15/16" EXPOSED TEE GRID SYSTEM-WHITE; SIZE: 2'x2'x3/4" | n/a | n/a | n/a | n/a | Clinic_076-078_Finish Schedule | n/a
CeilingMaterial | bill.east@us.army.mil | 2012-10-26T09:46:00 | Requirement | Space | 1C02 | ACOUSTICAL CEILING TILE | n/a | n/a | n/a | n/a | Clinic_076-078_Finish Schedule | n/a
FloorColor | bill.east@us.army.mil | 2012-10-26T09:46:00 | Requirement | Space | 1C02 | INTERFACE - CARIBBEAN #3063 SEA TURTLE | n/a | n/a | n/a | n/a | Clinic_076-078_Finish Schedule | n/a
FloorMaterial | bill.east@us.army.mil | 2012-10-26T09:46:00 | Requirement | Space | 1C02 | CARPET | n/a | n/a | n/a | n/a | Clinic_076-078_Finish Schedule | n/a
WallColor-East | bill.east@us.army.mil | 2012-10-26T09:46:00 | Requirement | Space | 1C02 | DEVOE # 2W18-2 PRARIE BUFF | n/a | n/a | n/a | n/a | Clinic_076-078_Finish Schedule | n/a
WallColor-North | bill.east@us.army.mil | 2012-10-26T09:46:00 | Requirement | Space | 1C02 | DEVOE # 2W18-2 PRARIE BUFF | n/a | n/a | n/a | n/a | Clinic_076-078_Finish Schedule | n/a
WallColor-South | bill.east@us.army.mil | 2012-10-26T09:46:00 | Requirement | Space | 1C02 | DEVOE # 2C20-4 ROSEMARY GRAY | n/a | n/a | n/a | n/a | Clinic_076-078_Finish Schedule | n/a
WallColor-West | bill.east@us.army.mil | 2012-10-26T09:46:00 | Requirement | Space | 1C02 | DEVOE # 2W18-2 PRARIE BUFF | n/a | n/a | n/a | n/a | Clinic_076-078_Finish Schedule | n/a
WallMaterial-East | bill.east@us.army.mil | 2012-10-26T09:46:00 | Requirement | Space | 1C02 | GYPSUM WALLBOARD WITH LIQUID GLAZED COATING | n/a | n/a | n/a | n/a | Clinic_076-078_Finish Schedule | n/a
WallMaterial-North | bill.east@us.army.mil | 2012-10-26T09:46:00 | Requirement | Space | 1C02 | GYPSUM WALLBOARD WITH PAINT | n/a | n/a | n/a | n/a | Clinic_076-078_Finish Schedule | n/a
WallMaterial-South | bill.east@us.army.mil | 2012-10-26T09:46:00 | Requirement | Space | 1C02 | GYPSUM WALLBOARD WITH PAINT | n/a | n/a | n/a | n/a | Clinic_076-078_Finish Schedule | n/a
WallMaterial-West | bill.east@us.army.mil | 2012-10-26T09:46:00 | Requirement | Space | 1C02 | GYPSUM WALLBOARD WITH PAINT | n/a | n/a | n/a | n/a | Clinic_076-078_Finish Schedule | n/a
BaseColor | bill.east@us.army.mil | 2012-10-26T09:46:00 | Requirement | Space | 1C03 | ROPPE - 40 FAWN - 4" HIGH RUBBER COVE BASE | n/a | n/a | n/a | n/a | Clinic_076-078_Finish Schedule | n/a
BaseMaterial | bill.east@us.army.mil | 2012-10-26T09:46:00 | Requirement | Space | 1C03 | RUBBER BASE | n/a | n/a | n/a | n/a | Clinic_076-078_Finish Schedule | n/a
CeilingColor | bill.east@us.army.mil | 2012-10-26T09:46:00 | Requirement | Space | 1C03 | MATCH PT3 - Devoe # 2W19-4 CLAY PEBBLE | n/a | n/a | n/a | n/a | Clinic_076-078_Finish Schedule | n/a
CeilingMaterial | bill.east@us.army.mil | 2012-10-26T09:46:00 | Requirement | Space | 1C03 | GYPSUM WALLBOARD WITH LIQUID GLAZED COATING | n/a | n/a | n/a | n/a | Clinic_076-078_Finish Schedule | n/a
FloorColor | bill.east@us.army.mil | 2012-10-26T09:46:00 | Requirement | Space | 1C03 | VAMERICAN OLEAN #A-55 DOE SIZE: 2"x2" | n/a | n/a | n/a | n/a | Clinic_076-078_Finish Schedule | n/a
FloorMaterial | bill.east@us.army.mil | 2012-10-26T09:46:00 | Requirement | Space | 1C03 | VINYL COMPOSITION TILE | n/a | n/a | n/a | n/a | Clinic_076-078_Finish Schedule | n/a
WallColor-East | bill.east@us.army.mil | 2012-10-26T09:46:00 | Requirement | Space | 1C03 | MATCH PT3 - Devoe # 2W19-4 CLAY PEBBLE | n/a | n/a | n/a | n/a | Clinic_076-078_Finish Schedule | n/a
WallColor-North | bill.east@us.army.mil | 2012-10-26T09:46:00 | Requirement | Space | 1C03 | MATCH PT3 - Devoe # 2W19-4 CLAY PEBBLE | n/a | n/a | n/a | n/a | Clinic_076-078_Finish Schedule | n/a
WallColor-South | bill.east@us.army.mil | 2012-10-26T09:46:00 | Requirement | Space | 1C03 | MATCH PT3 - Devoe # 2W19-4 CLAY PEBBLE | n/a | n/a | n/a | n/a | Clinic_076-078_Finish Schedule | n/a
WallColor-West | bill.east@us.army.mil | 2012-10-26T09:46:00 | Requirement | Space | 1C03 | MATCH PT3 - Devoe # 2W19-4 CLAY PEBBLE | n/a | n/a | n/a | n/a | Clinic_076-078_Finish Schedule | n/a
WallMaterial-East | bill.east@us.army.mil | 2012-10-26T09:46:00 | Requirement | Space | 1C03 | GYPSUM WALLBOARD WITH LIQUID GLAZED COATING | n/a | n/a | n/a | n/a | Clinic_076-078_Finish Schedule | n/a
WallMaterial-North | bill.east@us.army.mil | 2012-10-26T09:46:00 | Requirement | Space | 1C03 | GYPSUM WALLBOARD WITH LIQUID GLAZED COATING | n/a | n/a | n/a | n/a | Clinic_076-078_Finish Schedule | n/a
WallMaterial-South | bill.east@us.army.mil | 2012-10-26T09:46:00 | Requirement | Space | 1C03 | GYPSUM WALLBOARD WITH LIQUID GLAZED COATING | n/a | n/a | n/a | n/a | Clinic_076-078_Finish Schedule | n/a
WallMaterial-West | bill.east@us.army.mil | 2012-10-26T09:46:00 | Requirement | Space | 1C03 | GYPSUM WALLBOARD WITH LIQUID GLAZED COATING | n/a | n/a | n/a | n/a | Clinic_076-078_Finish Schedule | n/a
BaseColor | bill.east@us.army.mil | 2012-10-26T09:46:00 | Requirement | Space | 1C04 | ROPPE - 40 FAWN - 4" HIGH RUBBER COVE BASE | n/a | n/a | n/a | n/a | Clinic_076-078_Finish Schedule | n/a
BaseMaterial | bill.east@us.army.mil | 2012-10-26T09:46:00 | Requirement | Space | 1C04 | RUBBER BASE | n/a | n/a | n/a | n/a | Clinic_076-078_Finish Schedule | n/a
CeilingColor | bill.east@us.army.mil | 2012-10-26T09:46:00 | Requirement | Space | 1C04 | ARMSTRONG CEILING TILE - CIRRUS TEGULAR; COLOR: WHITE; SERIES #534 GRID-15/16" EXPOSED TEE GRID SYSTEM-WHITE; SIZE: 2'x2'x3/4" | n/a | n/a | n/a | n/a | Clinic_076-078_Finish Schedule | n/a
CeilingMaterial | bill.east@us.army.mil | 2012-10-26T09:46:00 | Requirement | Space | 1C04 | ACOUSTICAL CEILING TILE | n/a | n/a | n/a | n/a | Clinic_076-078_Finish Schedule | n/a
FloorColor | bill.east@us.army.mil | 2012-10-26T09:46:00 | Requirement | Space | 1C04 | VAMERICAN OLEAN #A-55 DOE SIZE: 2"x2" | n/a | n/a | n/a | n/a | Clinic_076-078_Finish Schedule | n/a
FloorMaterial | bill.east@us.army.mil | 2012-10-26T09:46:00 | Requirement | Space | 1C04 | VINYL COMPOSITION TILE | n/a | n/a | n/a | n/a | Clinic_076-078_Finish Schedule | n/a
WallColor-East | bill.east@us.army.mil | 2012-10-26T09:46:00 | Requirement | Space | 1C04 | DEVOE # 2W18-2 PRARIE BUFF | n/a | n/a | n/a | n/a | Clinic_076-078_Finish Schedule | n/a
WallColor-North | bill.east@us.army.mil | 2012-10-26T09:46:00 | Requirement | Space | 1C04 | DEVOE # 2W18-2 PRARIE BUFF | n/a | n/a | n/a | n/a | Clinic_076-078_Finish Schedule | n/a
WallColor-South | bill.east@us.army.mil | 2012-10-26T09:46:00 | Requirement | Space | 1C04 | DEVOE # 2W18-2 PRARIE BUFF | n/a | n/a | n/a | n/a | Clinic_076-078_Finish Schedule | n/a
WallColor-West | bill.east@us.army.mil | 2012-10-26T09:46:00 | Requirement | Space | 1C04 | DEVOE # 2W18-2 PRARIE BUFF | n/a | n/a | n/a | n/a | Clinic_076-078_Finish Schedule | n/a
WallMaterial-East | bill.east@us.army.mil | 2012-10-26T09:46:00 | Requirement | Space | 1C04 | GYPSUM WALLBOARD WITH LIQUID GLAZED COATING | n/a | n/a | n/a | n/a | Clinic_076-078_Finish Schedule | n/a
WallMaterial-North | bill.east@us.army.mil | 2012-10-26T09:46:00 | Requirement | Space | 1C04 | GYPSUM WALLBOARD WITH PAINT | n/a | n/a | n/a | n/a | Clinic_076-078_Finish Schedule | n/a
WallMaterial-South | bill.east@us.army.mil | 2012-10-26T09:46:00 | Requirement | Space | 1C04 | GYPSUM WALLBOARD WITH PAINT | n/a | n/a | n/a | n/a | Clinic_076-078_Finish Schedule | n/a
WallMaterial-West | bill.east@us.army.mil | 2012-10-26T09:46:00 | Requirement | Space | 1C04 | GYPSUM WALLBOARD WITH PAINT | n/a | n/a | n/a | n/a | Clinic_076-078_Finish Schedule | n/a
BaseColor | bill.east@us.army.mil | 2012-10-26T09:46:00 | Requirement | Space | 1C05 | ROPPE - 40 FAWN - 4" HIGH RUBBER COVE BASE | n/a | n/a | n/a | n/a | Clinic_076-078_Finish Schedule | n/a
BaseMaterial | bill.east@us.army.mil | 2012-10-26T09:46:00 | Requirement | Space | 1C05 | RUBBER BASE | n/a | n/a | n/a | n/a | Clinic_076-078_Finish Schedule | n/a
CeilingColor | bill.east@us.army.mil | 2012-10-26T09:46:00 | Requirement | Space | 1C05 | ARMSTRONG CEILING TILE - CIRRUS TEGULAR; COLOR: WHITE; SERIES #534 GRID-15/16" EXPOSED TEE GRID SYSTEM-WHITE; SIZE: 2'x2'x3/4" | n/a | n/a | n/a | n/a | Clinic_076-078_Finish Schedule | n/a
CeilingMaterial | bill.east@us.army.mil | 2012-10-26T09:46:00 | Requirement | Space | 1C05 | ACOUSTICAL CEILING TILE | n/a | n/a | n/a | n/a | Clinic_076-078_Finish Schedule | n/a
FloorColor | bill.east@us.army.mil | 2012-10-26T09:46:00 | Requirement | Space | 1C05 | VAMERICAN OLEAN #A-55 DOE SIZE: 2"x2" | n/a | n/a | n/a | n/a | Clinic_076-078_Finish Schedule | n/a
FloorMaterial | bill.east@us.army.mil | 2012-10-26T09:46:00 | Requirement | Space | 1C05 | VINYL COMPOSITION TILE | n/a | n/a | n/a | n/a | Clinic_076-078_Finish Schedule | n/a
WallColor-East | bill.east@us.army.mil | 2012-10-26T09:46:00 | Requirement | Space | 1C05 | DEVOE # 2W18-2 PRARIE BUFF | n/a | n/a | n/a | n/a | Clinic_076-078_Finish Schedule | n/a
WallColor-North | bill.east@us.army.mil | 2012-10-26T09:46:00 | Requirement | Space | 1C05 | DEVOE # 2W18-2 PRARIE BUFF | n/a | n/a | n/a | n/a | Clinic_076-078_Finish Schedule | n/a
WallColor-South | bill.east@us.army.mil | 2012-10-26T09:46:00 | Requirement | Space | 1C05 | DEVOE # 2W18-2 PRARIE BUFF | n/a | n/a | n/a | n/a | Clinic_076-078_Finish Schedule | n/a
WallColor-West | bill.east@us.army.mil | 2012-10-26T09:46:00 | Requirement | Space | 1C05 | DEVOE # 2W18-2 PRARIE BUFF | n/a | n/a | n/a | n/a | Clinic_076-078_Finish Schedule | n/a
WallMaterial-East | bill.east@us.army.mil | 2012-10-26T09:46:00 | Requirement | Space | 1C05 | GYPSUM WALLBOARD WITH PAINT | n/a | n/a | n/a | n/a | Clinic_076-078_Finish Schedule | n/a
WallMaterial-North | bill.east@us.army.mil | 2012-10-26T09:46:00 | Requirement | Space | 1C05 | GYPSUM WALLBOARD WITH PAINT | n/a | n/a | n/a | n/a | Clinic_076-078_Finish Schedule | n/a
WallMaterial-South | bill.east@us.army.mil | 2012-10-26T09:46:00 | Requirement | Space | 1C05 | GYPSUM WALLBOARD WITH PAINT | n/a | n/a | n/a | n/a | Clinic_076-078_Finish Schedule | n/a
WallMaterial-West | bill.east@us.army.mil | 2012-10-26T09:46:00 | Requirement | Space | 1C05 | GYPSUM WALLBOARD WITH PAINT | n/a | n/a | n/a | n/a | Clinic_076-078_Finish Schedule | n/a
BaseColor | bill.east@us.army.mil | 2012-10-26T09:46:00 | Requirement | Space | 1C06 | ROPPE - 40 FAWN - 4" HIGH RUBBER COVE BASE | n/a | n/a | n/a | n/a | Clinic_076-078_Finish Schedule | n/a
BaseMaterial | bill.east@us.army.mil | 2012-10-26T09:46:00 | Requirement | Space | 1C06 | RUBBER BASE | n/a | n/a | n/a | n/a | Clinic_076-078_Finish Schedule | n/a
CeilingColor | bill.east@us.army.mil | 2012-10-26T09:46:00 | Requirement | Space | 1C06 | ARMSTRONG CEILING TILE - FINE FISSURED DURATEX; COLOR: WHITE; SERIES #1870; GRID 15/16" EXPOSED TEE GRID SYSTEM-WHITE; SIZE: 2'x2' | n/a | n/a | n/a | n/a | Clinic_076-078_Finish Schedule | n/a
CeilingMaterial | bill.east@us.army.mil | 2012-10-26T09:46:00 | Requirement | Space | 1C06 | ACOUSTICAL CEILING TILE | n/a | n/a | n/a | n/a | Clinic_076-078_Finish Schedule | n/a
FloorColor | bill.east@us.army.mil | 2012-10-26T09:46:00 | Requirement | Space | 1C06 | VAMERICAN OLEAN #A-55 DOE SIZE: 2"x2" | n/a | n/a | n/a | n/a | Clinic_076-078_Finish Schedule | n/a
FloorMaterial | bill.east@us.army.mil | 2012-10-26T09:46:00 | Requirement | Space | 1C06 | VINYL COMPOSITION TILE | n/a | n/a | n/a | n/a | Clinic_076-078_Finish Schedule | n/a
WallColor-East | bill.east@us.army.mil | 2012-10-26T09:46:00 | Requirement | Space | 1C06 | MATCH PT3 - Devoe # 2W19-4 CLAY PEBBLE | n/a | n/a | n/a | n/a | Clinic_076-078_Finish Schedule | n/a
WallColor-North | bill.east@us.army.mil | 2012-10-26T09:46:00 | Requirement | Space | 1C06 | MATCH PT3 - Devoe # 2W19-4 CLAY PEBBLE | n/a | n/a | n/a | n/a | Clinic_076-078_Finish Schedule | n/a
WallColor-South | bill.east@us.army.mil | 2012-10-26T09:46:00 | Requirement | Space | 1C06 | MATCH PT3 - Devoe # 2W19-4 CLAY PEBBLE | n/a | n/a | n/a | n/a | Clinic_076-078_Finish Schedule | n/a
WallColor-West | bill.east@us.army.mil | 2012-10-26T09:46:00 | Requirement | Space | 1C06 | MATCH PT3 - Devoe # 2W19-4 CLAY PEBBLE | n/a | n/a | n/a | n/a | Clinic_076-078_Finish Schedule | n/a
WallMaterial-East | bill.east@us.army.mil | 2012-10-26T09:46:00 | Requirement | Space | 1C06 | GYPSUM WALLBOARD WITH LIQUID GLAZED COATING | n/a | n/a | n/a | n/a | Clinic_076-078_Finish Schedule | n/a
WallMaterial-North | bill.east@us.army.mil | 2012-10-26T09:46:00 | Requirement | Space | 1C06 | GYPSUM WALLBOARD WITH LIQUID GLAZED COATING | n/a | n/a | n/a | n/a | Clinic_076-078_Finish Schedule | n/a
WallMaterial-South | bill.east@us.army.mil | 2012-10-26T09:46:00 | Requirement | Space | 1C06 | GYPSUM WALLBOARD WITH LIQUID GLAZED COATING | n/a | n/a | n/a | n/a | Clinic_076-078_Finish Schedule | n/a
WallMaterial-West | bill.east@us.army.mil | 2012-10-26T09:46:00 | Requirement | Space | 1C06 | GYPSUM WALLBOARD WITH LIQUID GLAZED COATING | n/a | n/a | n/a | n/a | Clinic_076-078_Finish Schedule | n/a
BaseColor | bill.east@us.army.mil | 2012-10-26T09:46:00 | Requirement | Space | 1C07 | ROPPE - 40 FAWN - 4" HIGH RUBBER COVE BASE | n/a | n/a | n/a | n/a | Clinic_076-078_Finish Schedule | n/a
BaseMaterial | bill.east@us.army.mil | 2012-10-26T09:46:00 | Requirement | Space | 1C07 | RUBBER BASE | n/a | n/a | n/a | n/a | Clinic_076-078_Finish Schedule | n/a
CeilingColor | bill.east@us.army.mil | 2012-10-26T09:46:00 | Requirement | Space | 1C07 | ARMSTRONG CEILING TILE - CIRRUS TEGULAR; COLOR: WHITE; SERIES #534 GRID-15/16" EXPOSED TEE GRID SYSTEM-WHITE; SIZE: 2'x2'x3/4" | n/a | n/a | n/a | n/a | Clinic_076-078_Finish Schedule | n/a
CeilingMaterial | bill.east@us.army.mil | 2012-10-26T09:46:00 | Requirement | Space | 1C07 | ACOUSTICAL CEILING TILE | n/a | n/a | n/a | n/a | Clinic_076-078_Finish Schedule | n/a
FloorColor | bill.east@us.army.mil | 2012-10-26T09:46:00 | Requirement | Space | 1C07 | VAMERICAN OLEAN #A-55 DOE SIZE: 2"x2",2 | n/a | n/a | n/a | n/a | Clinic_076-078_Finish Schedule | n/a
FloorMaterial | bill.east@us.army.mil | 2012-10-26T09:46:00 | Requirement | Space | 1C07 | VINYL COMPOSITION TILE | n/a | n/a | n/a | n/a | Clinic_076-078_Finish Schedule | n/a
WallColor-East | bill.east@us.army.mil | 2012-10-26T09:46:00 | Requirement | Space | 1C07 | DEVOE # 2W18-2 PRARIE BUFF | n/a | n/a | n/a | n/a | Clinic_076-078_Finish Schedule | n/a
WallColor-North | bill.east@us.army.mil | 2012-10-26T09:46:00 | Requirement | Space | 1C07 | DEVOE # 2W18-2 PRARIE BUFF | n/a | n/a | n/a | n/a | Clinic_076-078_Finish Schedule | n/a
WallColor-South | bill.east@us.army.mil | 2012-10-26T09:46:00 | Requirement | Space | 1C07 | DEVOE # 2W18-2 PRARIE BUFF | n/a | n/a | n/a | n/a | Clinic_076-078_Finish Schedule | n/a
WallColor-West | bill.east@us.army.mil | 2012-10-26T09:46:00 | Requirement | Space | 1C07 | DEVOE # 2W18-2 PRARIE BUFF | n/a | n/a | n/a | n/a | Clinic_076-078_Finish Schedule | n/a
WallMaterial-East | bill.east@us.army.mil | 2012-10-26T09:46:00 | Requirement | Space | 1C07 | GYPSUM WALLBOARD WITH PAINT | n/a | n/a | n/a | n/a | Clinic_076-078_Finish Schedule | n/a
WallMaterial-North | bill.east@us.army.mil | 2012-10-26T09:46:00 | Requirement | Space | 1C07 | GYPSUM WALLBOARD WITH PAINT | n/a | n/a | n/a | n/a | Clinic_076-078_Finish Schedule | n/a
WallMaterial-South | bill.east@us.army.mil | 2012-10-26T09:46:00 | Requirement | Space | 1C07 | GYPSUM WALLBOARD WITH PAINT | n/a | n/a | n/a | n/a | Clinic_076-078_Finish Schedule | n/a
WallMaterial-West | bill.east@us.army.mil | 2012-10-26T09:46:00 | Requirement | Space | 1C07 | GYPSUM WALLBOARD WITH PAINT | n/a | n/a | n/a | n/a | Clinic_076-078_Finish Schedule | n/a
BaseColor | bill.east@us.army.mil | 2012-10-26T09:46:00 | Requirement | Space | 1C08 | ROPPE - 40 FAWN - 4" HIGH RUBBER COVE BASE | n/a | n/a | n/a | n/a | Clinic_076-078_Finish Schedule | n/a
BaseMaterial | bill.east@us.army.mil | 2012-10-26T09:46:00 | Requirement | Space | 1C08 | RUBBER BASE | n/a | n/a | n/a | n/a | Clinic_076-078_Finish Schedule | n/a
CeilingColor | bill.east@us.army.mil | 2012-10-26T09:46:00 | Requirement | Space | 1C08 | ARMSTRONG CEILING TILE - CIRRUS TEGULAR; COLOR: WHITE; SERIES #534 GRID-15/16" EXPOSED TEE GRID SYSTEM-WHITE; SIZE: 2'x2'x3/4" | n/a | n/a | n/a | n/a | Clinic_076-078_Finish Schedule | n/a
CeilingMaterial | bill.east@us.army.mil | 2012-10-26T09:46:00 | Requirement | Space | 1C08 | ACOUSTICAL CEILING TILE | n/a | n/a | n/a | n/a | Clinic_076-078_Finish Schedule | n/a
FloorColor | bill.east@us.army.mil | 2012-10-26T09:46:00 | Requirement | Space | 1C08 | VAMERICAN OLEAN #A-55 DOE SIZE: 2"x2" | n/a | n/a | n/a | n/a | Clinic_076-078_Finish Schedule | n/a
FloorMaterial | bill.east@us.army.mil | 2012-10-26T09:46:00 | Requirement | Space | 1C08 | VINYL COMPOSITION TILE | n/a | n/a | n/a | n/a | Clinic_076-078_Finish Schedule | n/a
WallColor-East | bill.east@us.army.mil | 2012-10-26T09:46:00 | Requirement | Space | 1C08 | DEVOE # 2W18-2 PRARIE BUFF | n/a | n/a | n/a | n/a | Clinic_076-078_Finish Schedule | n/a
WallColor-North | bill.east@us.army.mil | 2012-10-26T09:46:00 | Requirement | Space | 1C08 | DEVOE # 2W18-2 PRARIE BUFF | n/a | n/a | n/a | n/a | Clinic_076-078_Finish Schedule | n/a
WallColor-South | bill.east@us.army.mil | 2012-10-26T09:46:00 | Requirement | Space | 1C08 | DEVOE # 2W18-2 PRARIE BUFF | n/a | n/a | n/a | n/a | Clinic_076-078_Finish Schedule | n/a
WallColor-West | bill.east@us.army.mil | 2012-10-26T09:46:00 | Requirement | Space | 1C08 | DEVOE # 2W18-2 PRARIE BUFF | n/a | n/a | n/a | n/a | Clinic_076-078_Finish Schedule | n/a
WallMaterial-East | bill.east@us.army.mil | 2012-10-26T09:46:00 | Requirement | Space | 1C08 | GYPSUM WALLBOARD WITH PAINT | n/a | n/a | n/a | n/a | Clinic_076-078_Finish Schedule | n/a
WallMaterial-North | bill.east@us.army.mil | 2012-10-26T09:46:00 | Requirement | Space | 1C08 | GYPSUM WALLBOARD WITH PAINT | n/a | n/a | n/a | n/a | Clinic_076-078_Finish Schedule | n/a
WallMaterial-South | bill.east@us.army.mil | 2012-10-26T09:46:00 | Requirement | Space | 1C08 | GYPSUM WALLBOARD WITH PAINT | n/a | n/a | n/a | n/a | Clinic_076-078_Finish Schedule | n/a
WallMaterial-West | bill.east@us.army.mil | 2012-10-26T09:46:00 | Requirement | Space | 1C08 | GYPSUM WALLBOARD WITH PAINT | n/a | n/a | n/a | n/a | Clinic_076-078_Finish Schedule | n/a
BaseColor | bill.east@us.army.mil | 2012-10-26T09:46:00 | Requirement | Space | 1C09 | ROPPE - 40 FAWN - 4" HIGH RUBBER COVE BASE | n/a | n/a | n/a | n/a | Clinic_076-078_Finish Schedule | n/a
BaseMaterial | bill.east@us.army.mil | 2012-10-26T09:46:00 | Requirement | Space | 1C09 | RUBBER BASE | n/a | n/a | n/a | n/a | Clinic_076-078_Finish Schedule | n/a
CeilingColor | bill.east@us.army.mil | 2012-10-26T09:46:00 | Requirement | Space | 1C09 | ARMSTRONG CEILING TILE - CIRRUS TEGULAR; COLOR: WHITE; SERIES #534 GRID-15/16" EXPOSED TEE GRID SYSTEM-WHITE; SIZE: 2'x2'x3/4" | n/a | n/a | n/a | n/a | Clinic_076-078_Finish Schedule | n/a
CeilingMaterial | bill.east@us.army.mil | 2012-10-26T09:46:00 | Requirement | Space | 1C09 | ACOUSTICAL CEILING TILE | n/a | n/a | n/a | n/a | Clinic_076-078_Finish Schedule | n/a
FloorColor | bill.east@us.army.mil | 2012-10-26T09:46:00 | Requirement | Space | 1C09 | VAMERICAN OLEAN #A-55 DOE SIZE: 2"x2" | n/a | n/a | n/a | n/a | Clinic_076-078_Finish Schedule | n/a
FloorMaterial | bill.east@us.army.mil | 2012-10-26T09:46:00 | Requirement | Space | 1C09 | VINYL COMPOSITION TILE | n/a | n/a | n/a | n/a | Clinic_076-078_Finish Schedule | n/a
WallColor-East | bill.east@us.army.mil | 2012-10-26T09:46:00 | Requirement | Space | 1C09 | DEVOE # 2W18-2 PRARIE BUFF | n/a | n/a | n/a | n/a | Clinic_076-078_Finish Schedule | n/a
WallColor-North | bill.east@us.army.mil | 2012-10-26T09:46:00 | Requirement | Space | 1C09 | DEVOE # 2W18-2 PRARIE BUFF | n/a | n/a | n/a | n/a | Clinic_076-078_Finish Schedule | n/a
WallColor-South | bill.east@us.army.mil | 2012-10-26T09:46:00 | Requirement | Space | 1C09 | DEVOE # 2W18-2 PRARIE BUFF | n/a | n/a | n/a | n/a | Clinic_076-078_Finish Schedule | n/a
WallColor-West | bill.east@us.army.mil | 2012-10-26T09:46:00 | Requirement | Space | 1C09 | DEVOE # 2W18-2 PRARIE BUFF | n/a | n/a | n/a | n/a | Clinic_076-078_Finish Schedule | n/a
WallMaterial-East | bill.east@us.army.mil | 2012-10-26T09:46:00 | Requirement | Space | 1C09 | GYPSUM WALLBOARD WITH PAINT | n/a | n/a | n/a | n/a | Clinic_076-078_Finish Schedule | n/a
WallMaterial-North | bill.east@us.army.mil | 2012-10-26T09:46:00 | Requirement | Space | 1C09 | GYPSUM WALLBOARD WITH PAINT | n/a | n/a | n/a | n/a | Clinic_076-078_Finish Schedule | n/a
WallMaterial-South | bill.east@us.army.mil | 2012-10-26T09:46:00 | Requirement | Space | 1C09 | GYPSUM WALLBOARD WITH PAINT | n/a | n/a | n/a | n/a | Clinic_076-078_Finish Schedule | n/a
WallMaterial-West | bill.east@us.army.mil | 2012-10-26T09:46:00 | Requirement | Space | 1C09 | GYPSUM WALLBOARD WITH PAINT | n/a | n/a | n/a | n/a | Clinic_076-078_Finish Schedule | n/a
BaseColor | bill.east@us.army.mil | 2012-10-26T09:46:00 | Requirement | Space | 1C10 | ROPPE - 40 FAWN - 4" HIGH RUBBER COVE BASE | n/a | n/a | n/a | n/a | Clinic_076-078_Finish Schedule | n/a
BaseMaterial | bill.east@us.army.mil | 2012-10-26T09:46:00 | Requirement | Space | 1C10 | RUBBER BASE | n/a | n/a | n/a | n/a | Clinic_076-078_Finish Schedule | n/a
CeilingColor | bill.east@us.army.mil | 2012-10-26T09:46:00 | Requirement | Space | 1C10 | ARMSTRONG CEILING TILE - CIRRUS TEGULAR; COLOR: WHITE; SERIES #534 GRID-15/16" EXPOSED TEE GRID SYSTEM-WHITE; SIZE: 2'x2'x3/4" | n/a | n/a | n/a | n/a | Clinic_076-078_Finish Schedule | n/a
CeilingMaterial | bill.east@us.army.mil | 2012-10-26T09:46:00 | Requirement | Space | 1C10 | ACOUSTICAL CEILING TILE | n/a | n/a | n/a | n/a | Clinic_076-078_Finish Schedule | n/a
FloorColor | bill.east@us.army.mil | 2012-10-26T09:46:00 | Requirement | Space | 1C10 | VAMERICAN OLEAN #A-55 DOE SIZE: 2"x2",2 | n/a | n/a | n/a | n/a | Clinic_076-078_Finish Schedule | n/a
FloorMaterial | bill.east@us.army.mil | 2012-10-26T09:46:00 | Requirement | Space | 1C10 | VINYL COMPOSITION TILE | n/a | n/a | n/a | n/a | Clinic_076-078_Finish Schedule | n/a
WallColor-East | bill.east@us.army.mil | 2012-10-26T09:46:00 | Requirement | Space | 1C10 | DEVOE # 2W18-2 PRARIE BUFF | n/a | n/a | n/a | n/a | Clinic_076-078_Finish Schedule | n/a
WallColor-North | bill.east@us.army.mil | 2012-10-26T09:46:00 | Requirement | Space | 1C10 | DEVOE # 2W18-2 PRARIE BUFF | n/a | n/a | n/a | n/a | Clinic_076-078_Finish Schedule | n/a
WallColor-South | bill.east@us.army.mil | 2012-10-26T09:46:00 | Requirement | Space | 1C10 | DEVOE # 2W18-2 PRARIE BUFF | n/a | n/a | n/a | n/a | Clinic_076-078_Finish Schedule | n/a
WallColor-West | bill.east@us.army.mil | 2012-10-26T09:46:00 | Requirement | Space | 1C10 | DEVOE # 2W18-2 PRARIE BUFF | n/a | n/a | n/a | n/a | Clinic_076-078_Finish Schedule | n/a
WallMaterial-East | bill.east@us.army.mil | 2012-10-26T09:46:00 | Requirement | Space | 1C10 | GYPSUM WALLBOARD WITH PAINT | n/a | n/a | n/a | n/a | Clinic_076-078_Finish Schedule | n/a
WallMaterial-North | bill.east@us.army.mil | 2012-10-26T09:46:00 | Requirement | Space | 1C10 | GYPSUM WALLBOARD WITH PAINT | n/a | n/a | n/a | n/a | Clinic_076-078_Finish Schedule | n/a
WallMaterial-South | bill.east@us.army.mil | 2012-10-26T09:46:00 | Requirement | Space | 1C10 | GYPSUM WALLBOARD WITH PAINT | n/a | n/a | n/a | n/a | Clinic_076-078_Finish Schedule | n/a
WallMaterial-West | bill.east@us.army.mil | 2012-10-26T09:46:00 | Requirement | Space | 1C10 | GYPSUM WALLBOARD WITH PAINT | n/a | n/a | n/a | n/a | Clinic_076-078_Finish Schedule | n/a
BaseColor | bill.east@us.army.mil | 2012-10-26T09:46:00 | Requirement | Space | 1C11 | ROPPE - 40 FAWN - 4" HIGH RUBBER COVE BASE | n/a | n/a | n/a | n/a | Clinic_076-078_Finish Schedule | n/a
BaseMaterial | bill.east@us.army.mil | 2012-10-26T09:46:00 | Requirement | Space | 1C11 | RUBBER BASE | n/a | n/a | n/a | n/a | Clinic_076-078_Finish Schedule | n/a
CeilingColor | bill.east@us.army.mil | 2012-10-26T09:46:00 | Requirement | Space | 1C11 | UNFINISHED | n/a | n/a | n/a | n/a | Clinic_076-078_Finish Schedule | n/a
CeilingMaterial | bill.east@us.army.mil | 2012-10-26T09:46:00 | Requirement | Space | 1C11 | CONCRETE | n/a | n/a | n/a | n/a | Clinic_076-078_Finish Schedule | n/a
FloorColor | bill.east@us.army.mil | 2012-10-26T09:46:00 | Requirement | Space | 1C11 | VAMERICAN OLEAN #A-55 DOE SIZE: 2"x2" | n/a | n/a | n/a | n/a | Clinic_076-078_Finish Schedule | n/a
FloorMaterial | bill.east@us.army.mil | 2012-10-26T09:46:00 | Requirement | Space | 1C11 | VINYL COMPOSITION TILE | n/a | n/a | n/a | n/a | Clinic_076-078_Finish Schedule | n/a
WallColor-East | bill.east@us.army.mil | 2012-10-26T09:46:00 | Requirement | Space | 1C11 | DEVOE # 2W18-2 PRARIE BUFF | n/a | n/a | n/a | n/a | Clinic_076-078_Finish Schedule | n/a
WallColor-North | bill.east@us.army.mil | 2012-10-26T09:46:00 | Requirement | Space | 1C11 | DEVOE # 2W18-2 PRARIE BUFF | n/a | n/a | n/a | n/a | Clinic_076-078_Finish Schedule | n/a
WallColor-South | bill.east@us.army.mil | 2012-10-26T09:46:00 | Requirement | Space | 1C11 | DEVOE # 2W18-2 PRARIE BUFF | n/a | n/a | n/a | n/a | Clinic_076-078_Finish Schedule | n/a
WallColor-West | bill.east@us.army.mil | 2012-10-26T09:46:00 | Requirement | Space | 1C11 | DEVOE # 2W18-2 PRARIE BUFF | n/a | n/a | n/a | n/a | Clinic_076-078_Finish Schedule | n/a
WallMaterial-East | bill.east@us.army.mil | 2012-10-26T09:46:00 | Requirement | Space | 1C11 | GYPSUM WALLBOARD WITH PAINT | n/a | n/a | n/a | n/a | Clinic_076-078_Finish Schedule | n/a
WallMaterial-North | bill.east@us.army.mil | 2012-10-26T09:46:00 | Requirement | Space | 1C11 | GYPSUM WALLBOARD WITH PAINT | n/a | n/a | n/a | n/a | Clinic_076-078_Finish Schedule | n/a
WallMaterial-South | bill.east@us.army.mil | 2012-10-26T09:46:00 | Requirement | Space | 1C11 | GYPSUM WALLBOARD WITH PAINT | n/a | n/a | n/a | n/a | Clinic_076-078_Finish Schedule | n/a
WallMaterial-West | bill.east@us.army.mil | 2012-10-26T09:46:00 | Requirement | Space | 1C11 | GYPSUM WALLBOARD WITH PAINT | n/a | n/a | n/a | n/a | Clinic_076-078_Finish Schedule | n/a
BaseColor | bill.east@us.army.mil | 2012-10-26T09:46:00 | Requirement | Space | 1C12 | DAL - TILE - #D-1452 CYPRESS - SIZE 4"X 4" | n/a | n/a | n/a | n/a | Clinic_076-078_Finish Schedule | n/a
BaseMaterial | bill.east@us.army.mil | 2012-10-26T09:46:00 | Requirement | Space | 1C12 | MAT GLAZED TILE | n/a | n/a | n/a | n/a | Clinic_076-078_Finish Schedule | n/a
CeilingColor | bill.east@us.army.mil | 2012-10-26T09:46:00 | Requirement | Space | 1C12 | ARMSTRONG CEILING TILE - FINE FISSURED DURATEX; COLOR: WHITE; SERIES #1870; GRID 15/16" EXPOSED TEE GRID SYSTEM-WHITE; SIZE: 2'x2' | n/a | n/a | n/a | n/a | Clinic_076-078_Finish Schedule | n/a
CeilingMaterial | bill.east@us.army.mil | 2012-10-26T09:46:00 | Requirement | Space | 1C12 | ACOUSTICAL CEILING TILE | n/a | n/a | n/a | n/a | Clinic_076-078_Finish Schedule | n/a
FloorColor | bill.east@us.army.mil | 2012-10-26T09:46:00 | Requirement | Space | 1C12 | AMERICAN OLEAN #A-55 DOE SIZE: 2"x2" | n/a | n/a | n/a | n/a | Clinic_076-078_Finish Schedule | n/a
FloorMaterial | bill.east@us.army.mil | 2012-10-26T09:46:00 | Requirement | Space | 1C12 | CERAMIC TILE | n/a | n/a | n/a | n/a | Clinic_076-078_Finish Schedule | n/a
WallColor-East | bill.east@us.army.mil | 2012-10-26T09:46:00 | Requirement | Space | 1C12 | DAL - TILE - #D-1452 CYPRESS - SIZE 4"X 4" | n/a | n/a | n/a | n/a | Clinic_076-078_Finish Schedule | n/a
WallColor-North | bill.east@us.army.mil | 2012-10-26T09:46:00 | Requirement | Space | 1C12 | DAL - TILE - #D-1452 CYPRESS - SIZE 4"X 4" | n/a | n/a | n/a | n/a | Clinic_076-078_Finish Schedule | n/a
WallColor-South | bill.east@us.army.mil | 2012-10-26T09:46:00 | Requirement | Space | 1C12 | DAL - TILE - #D-1452 CYPRESS - SIZE 4"X 4" | n/a | n/a | n/a | n/a | Clinic_076-078_Finish Schedule | n/a
WallColor-West | bill.east@us.army.mil | 2012-10-26T09:46:00 | Requirement | Space | 1C12 | DAL - TILE - #D-1452 CYPRESS - SIZE 4"X 4" | n/a | n/a | n/a | n/a | Clinic_076-078_Finish Schedule | n/a
WallMaterial-East | bill.east@us.army.mil | 2012-10-26T09:46:00 | Requirement | Space | 1C12 | MAT GLAZED TILE | n/a | n/a | n/a | n/a | Clinic_076-078_Finish Schedule | n/a
WallMaterial-North | bill.east@us.army.mil | 2012-10-26T09:46:00 | Requirement | Space | 1C12 | MAT GLAZED TILE | n/a | n/a | n/a | n/a | Clinic_076-078_Finish Schedule | n/a
WallMaterial-South | bill.east@us.army.mil | 2012-10-26T09:46:00 | Requirement | Space | 1C12 | MAT GLAZED TILE | n/a | n/a | n/a | n/a | Clinic_076-078_Finish Schedule | n/a
WallMaterial-West | bill.east@us.army.mil | 2012-10-26T09:46:00 | Requirement | Space | 1C12 | MAT GLAZED TILE | n/a | n/a | n/a | n/a | Clinic_076-078_Finish Schedule | n/a
BaseColor | bill.east@us.army.mil | 2012-10-26T09:46:00 | Requirement | Space | 1C13 | ROPPE - 40 FAWN - 4" HIGH RUBBER COVE BASE | n/a | n/a | n/a | n/a | Clinic_076-078_Finish Schedule | n/a
BaseMaterial | bill.east@us.army.mil | 2012-10-26T09:46:00 | Requirement | Space | 1C13 | RUBBER BASE | n/a | n/a | n/a | n/a | Clinic_076-078_Finish Schedule | n/a
CeilingColor | bill.east@us.army.mil | 2012-10-26T09:46:00 | Requirement | Space | 1C13 | UNFINISHED | n/a | n/a | n/a | n/a | Clinic_076-078_Finish Schedule | n/a
CeilingMaterial | bill.east@us.army.mil | 2012-10-26T09:46:00 | Requirement | Space | 1C13 | CONCRETE | n/a | n/a | n/a | n/a | Clinic_076-078_Finish Schedule | n/a
FloorColor | bill.east@us.army.mil | 2012-10-26T09:46:00 | Requirement | Space | 1C13 | VAMERICAN OLEAN #A-55 DOE SIZE: 2"x2" | n/a | n/a | n/a | n/a | Clinic_076-078_Finish Schedule | n/a
FloorMaterial | bill.east@us.army.mil | 2012-10-26T09:46:00 | Requirement | Space | 1C13 | VINYL COMPOSITION TILE | n/a | n/a | n/a | n/a | Clinic_076-078_Finish Schedule | n/a
WallColor-East | bill.east@us.army.mil | 2012-10-26T09:46:00 | Requirement | Space | 1C13 | DEVOE # 2W18-2 PRARIE BUFF | n/a | n/a | n/a | n/a | Clinic_076-078_Finish Schedule | n/a
WallColor-North | bill.east@us.army.mil | 2012-10-26T09:46:00 | Requirement | Space | 1C13 | DEVOE # 2W18-2 PRARIE BUFF | n/a | n/a | n/a | n/a | Clinic_076-078_Finish Schedule | n/a
WallColor-South | bill.east@us.army.mil | 2012-10-26T09:46:00 | Requirement | Space | 1C13 | DEVOE # 2W18-2 PRARIE BUFF | n/a | n/a | n/a | n/a | Clinic_076-078_Finish Schedule | n/a
WallColor-West | bill.east@us.army.mil | 2012-10-26T09:46:00 | Requirement | Space | 1C13 | DEVOE # 2W18-2 PRARIE BUFF | n/a | n/a | n/a | n/a | Clinic_076-078_Finish Schedule | n/a
WallMaterial-East | bill.east@us.army.mil | 2012-10-26T09:46:00 | Requirement | Space | 1C13 | GYPSUM WALLBOARD WITH PAINT | n/a | n/a | n/a | n/a | Clinic_076-078_Finish Schedule | n/a
WallMaterial-North | bill.east@us.army.mil | 2012-10-26T09:46:00 | Requirement | Space | 1C13 | GYPSUM WALLBOARD WITH PAINT | n/a | n/a | n/a | n/a | Clinic_076-078_Finish Schedule | n/a
WallMaterial-South | bill.east@us.army.mil | 2012-10-26T09:46:00 | Requirement | Space | 1C13 | GYPSUM WALLBOARD WITH PAINT | n/a | n/a | n/a | n/a | Clinic_076-078_Finish Schedule | n/a
WallMaterial-West | bill.east@us.army.mil | 2012-10-26T09:46:00 | Requirement | Space | 1C13 | GYPSUM WALLBOARD WITH PAINT | n/a | n/a | n/a | n/a | Clinic_076-078_Finish Schedule | n/a
BaseColor | bill.east@us.army.mil | 2012-10-26T09:46:00 | Requirement | Space | 1C14 | ROPPE - 40 FAWN - 4" HIGH RUBBER COVE BASE | n/a | n/a | n/a | n/a | Clinic_076-078_Finish Schedule | n/a
BaseMaterial | bill.east@us.army.mil | 2012-10-26T09:46:00 | Requirement | Space | 1C14 | RUBBER BASE | n/a | n/a | n/a | n/a | Clinic_076-078_Finish Schedule | n/a
CeilingColor | bill.east@us.army.mil | 2012-10-26T09:46:00 | Requirement | Space | 1C14 | ARMSTRONG CEILING TILE - CIRRUS TEGULAR; COLOR: WHITE; SERIES #534 GRID-15/16" EXPOSED TEE GRID SYSTEM-WHITE; SIZE: 2'x2'x3/4" | n/a | n/a | n/a | n/a | Clinic_076-078_Finish Schedule | n/a
CeilingMaterial | bill.east@us.army.mil | 2012-10-26T09:46:00 | Requirement | Space | 1C14 | ACOUSTICAL CEILING TILE | n/a | n/a | n/a | n/a | Clinic_076-078_Finish Schedule | n/a
FloorColor | bill.east@us.army.mil | 2012-10-26T09:46:00 | Requirement | Space | 1C14 | INTERFACE - CARIBBEAN #3063 SEA TURTLE | n/a | n/a | n/a | n/a | Clinic_076-078_Finish Schedule | n/a
FloorMaterial | bill.east@us.army.mil | 2012-10-26T09:46:00 | Requirement | Space | 1C14 | CARPET | n/a | n/a | n/a | n/a | Clinic_076-078_Finish Schedule | n/a
WallColor-East | bill.east@us.army.mil | 2012-10-26T09:46:00 | Requirement | Space | 1C14 | DEVOE # 2W18-2 PRARIE BUFF | n/a | n/a | n/a | n/a | Clinic_076-078_Finish Schedule | n/a
WallColor-North | bill.east@us.army.mil | 2012-10-26T09:46:00 | Requirement | Space | 1C14 | DEVOE # 2W18-2 PRARIE BUFF | n/a | n/a | n/a | n/a | Clinic_076-078_Finish Schedule | n/a
WallColor-South | bill.east@us.army.mil | 2012-10-26T09:46:00 | Requirement | Space | 1C14 | DEVOE # 2W18-2 PRARIE BUFF | n/a | n/a | n/a | n/a | Clinic_076-078_Finish Schedule | n/a
WallColor-West | bill.east@us.army.mil | 2012-10-26T09:46:00 | Requirement | Space | 1C14 | DEVOE # 2W18-2 PRARIE BUFF | n/a | n/a | n/a | n/a | Clinic_076-078_Finish Schedule | n/a
WallMaterial-East | bill.east@us.army.mil | 2012-10-26T09:46:00 | Requirement | Space | 1C14 | GYPSUM WALLBOARD WITH PAINT | n/a | n/a | n/a | n/a | Clinic_076-078_Finish Schedule | n/a
WallMaterial-North | bill.east@us.army.mil | 2012-10-26T09:46:00 | Requirement | Space | 1C14 | GYPSUM WALLBOARD WITH PAINT | n/a | n/a | n/a | n/a | Clinic_076-078_Finish Schedule | n/a
WallMaterial-South | bill.east@us.army.mil | 2012-10-26T09:46:00 | Requirement | Space | 1C14 | GYPSUM WALLBOARD WITH PAINT | n/a | n/a | n/a | n/a | Clinic_076-078_Finish Schedule | n/a
WallMaterial-West | bill.east@us.army.mil | 2012-10-26T09:46:00 | Requirement | Space | 1C14 | GYPSUM WALLBOARD WITH PAINT | n/a | n/a | n/a | n/a | Clinic_076-078_Finish Schedule | n/a
BaseColor | bill.east@us.army.mil | 2012-10-26T09:46:00 | Requirement | Space | 1C15 | ROPPE - 40 FAWN - 4" HIGH RUBBER COVE BASE | n/a | n/a | n/a | n/a | Clinic_076-078_Finish Schedule | n/a
BaseMaterial | bill.east@us.army.mil | 2012-10-26T09:46:00 | Requirement | Space | 1C15 | RUBBER BASE | n/a | n/a | n/a | n/a | Clinic_076-078_Finish Schedule | n/a
CeilingColor | bill.east@us.army.mil | 2012-10-26T09:46:00 | Requirement | Space | 1C15 | ARMSTRONG CEILING TILE - CIRRUS TEGULAR; COLOR: WHITE; SERIES #534 GRID-15/16" EXPOSED TEE GRID SYSTEM-WHITE; SIZE: 2'x2'x3/4" | n/a | n/a | n/a | n/a | Clinic_076-078_Finish Schedule | n/a
CeilingMaterial | bill.east@us.army.mil | 2012-10-26T09:46:00 | Requirement | Space | 1C15 | ACOUSTICAL CEILING TILE | n/a | n/a | n/a | n/a | Clinic_076-078_Finish Schedule | n/a
FloorColor | bill.east@us.army.mil | 2012-10-26T09:46:00 | Requirement | Space | 1C15 | INTERFACE - CARIBBEAN #3063 SEA TURTLE | n/a | n/a | n/a | n/a | Clinic_076-078_Finish Schedule | n/a
FloorMaterial | bill.east@us.army.mil | 2012-10-26T09:46:00 | Requirement | Space | 1C15 | CARPET | n/a | n/a | n/a | n/a | Clinic_076-078_Finish Schedule | n/a
WallColor-East | bill.east@us.army.mil | 2012-10-26T09:46:00 | Requirement | Space | 1C15 | DEVOE # 2W18-2 PRARIE BUFF | n/a | n/a | n/a | n/a | Clinic_076-078_Finish Schedule | n/a
WallColor-North | bill.east@us.army.mil | 2012-10-26T09:46:00 | Requirement | Space | 1C15 | DEVOE # 2W18-2 PRARIE BUFF | n/a | n/a | n/a | n/a | Clinic_076-078_Finish Schedule | n/a
WallColor-South | bill.east@us.army.mil | 2012-10-26T09:46:00 | Requirement | Space | 1C15 | DEVOE # 2W18-2 PRARIE BUFF | n/a | n/a | n/a | n/a | Clinic_076-078_Finish Schedule | n/a
WallColor-West | bill.east@us.army.mil | 2012-10-26T09:46:00 | Requirement | Space | 1C15 | DEVOE # 2W18-2 PRARIE BUFF | n/a | n/a | n/a | n/a | Clinic_076-078_Finish Schedule | n/a
WallMaterial-East | bill.east@us.army.mil | 2012-10-26T09:46:00 | Requirement | Space | 1C15 | GYPSUM WALLBOARD WITH PAINT | n/a | n/a | n/a | n/a | Clinic_076-078_Finish Schedule | n/a
WallMaterial-North | bill.east@us.army.mil | 2012-10-26T09:46:00 | Requirement | Space | 1C15 | GYPSUM WALLBOARD WITH PAINT | n/a | n/a | n/a | n/a | Clinic_076-078_Finish Schedule | n/a
WallMaterial-South | bill.east@us.army.mil | 2012-10-26T09:46:00 | Requirement | Space | 1C15 | GYPSUM WALLBOARD WITH PAINT | n/a | n/a | n/a | n/a | Clinic_076-078_Finish Schedule | n/a
WallMaterial-West | bill.east@us.army.mil | 2012-10-26T09:46:00 | Requirement | Space | 1C15 | GYPSUM WALLBOARD WITH PAINT | n/a | n/a | n/a | n/a | Clinic_076-078_Finish Schedule | n/a
BaseColor | bill.east@us.army.mil | 2012-10-26T09:46:00 | Requirement | Space | 1C16 | ROPPE - 40 FAWN - 4" HIGH RUBBER COVE BASE | n/a | n/a | n/a | n/a | Clinic_076-078_Finish Schedule | n/a
BaseMaterial | bill.east@us.army.mil | 2012-10-26T09:46:00 | Requirement | Space | 1C16 | RUBBER BASE | n/a | n/a | n/a | n/a | Clinic_076-078_Finish Schedule | n/a
CeilingColor | bill.east@us.army.mil | 2012-10-26T09:46:00 | Requirement | Space | 1C16 | ARMSTRONG CEILING TILE - CIRRUS TEGULAR; COLOR: WHITE; SERIES #534 GRID-15/16" EXPOSED TEE GRID SYSTEM-WHITE; SIZE: 2'x2'x3/4" | n/a | n/a | n/a | n/a | Clinic_076-078_Finish Schedule | n/a
CeilingMaterial | bill.east@us.army.mil | 2012-10-26T09:46:00 | Requirement | Space | 1C16 | ACOUSTICAL CEILING TILE | n/a | n/a | n/a | n/a | Clinic_076-078_Finish Schedule | n/a
FloorColor | bill.east@us.army.mil | 2012-10-26T09:46:00 | Requirement | Space | 1C16 | INTERFACE - CARIBBEAN #3063 SEA TURTLE | n/a | n/a | n/a | n/a | Clinic_076-078_Finish Schedule | n/a
FloorMaterial | bill.east@us.army.mil | 2012-10-26T09:46:00 | Requirement | Space | 1C16 | CARPET | n/a | n/a | n/a | n/a | Clinic_076-078_Finish Schedule | n/a
WallColor-East | bill.east@us.army.mil | 2012-10-26T09:46:00 | Requirement | Space | 1C16 | DEVOE # 2W18-2 PRARIE BUFF | n/a | n/a | n/a | n/a | Clinic_076-078_Finish Schedule | n/a
WallColor-North | bill.east@us.army.mil | 2012-10-26T09:46:00 | Requirement | Space | 1C16 | DEVOE # 2W18-2 PRARIE BUFF | n/a | n/a | n/a | n/a | Clinic_076-078_Finish Schedule | n/a
WallColor-South | bill.east@us.army.mil | 2012-10-26T09:46:00 | Requirement | Space | 1C16 | DEVOE # 2W18-2 PRARIE BUFF | n/a | n/a | n/a | n/a | Clinic_076-078_Finish Schedule | n/a
WallColor-West | bill.east@us.army.mil | 2012-10-26T09:46:00 | Requirement | Space | 1C16 | DEVOE # 2W18-2 PRARIE BUFF | n/a | n/a | n/a | n/a | Clinic_076-078_Finish Schedule | n/a
WallMaterial-East | bill.east@us.army.mil | 2012-10-26T09:46:00 | Requirement | Space | 1C16 | GYPSUM WALLBOARD WITH PAINT | n/a | n/a | n/a | n/a | Clinic_076-078_Finish Schedule | n/a
WallMaterial-North | bill.east@us.army.mil | 2012-10-26T09:46:00 | Requirement | Space | 1C16 | GYPSUM WALLBOARD WITH PAINT | n/a | n/a | n/a | n/a | Clinic_076-078_Finish Schedule | n/a
WallMaterial-South | bill.east@us.army.mil | 2012-10-26T09:46:00 | Requirement | Space | 1C16 | GYPSUM WALLBOARD WITH PAINT | n/a | n/a | n/a | n/a | Clinic_076-078_Finish Schedule | n/a
WallMaterial-West | bill.east@us.army.mil | 2012-10-26T09:46:00 | Requirement | Space | 1C16 | GYPSUM WALLBOARD WITH PAINT | n/a | n/a | n/a | n/a | Clinic_076-078_Finish Schedule | n/a
BaseColor | bill.east@us.army.mil | 2012-10-26T09:46:00 | Requirement | Space | 1C17 | ROPPE - 40 FAWN - 4" HIGH RUBBER COVE BASE | n/a | n/a | n/a | n/a | Clinic_076-078_Finish Schedule | n/a
BaseMaterial | bill.east@us.army.mil | 2012-10-26T09:46:00 | Requirement | Space | 1C17 | RUBBER BASE | n/a | n/a | n/a | n/a | Clinic_076-078_Finish Schedule | n/a
CeilingColor | bill.east@us.army.mil | 2012-10-26T09:46:00 | Requirement | Space | 1C17 | ARMSTRONG CEILING TILE - CIRRUS TEGULAR; COLOR: WHITE; SERIES #534 GRID-15/16" EXPOSED TEE GRID SYSTEM-WHITE; SIZE: 2'x2'x3/4" | n/a | n/a | n/a | n/a | Clinic_076-078_Finish Schedule | n/a
CeilingMaterial | bill.east@us.army.mil | 2012-10-26T09:46:00 | Requirement | Space | 1C17 | ACOUSTICAL CEILING TILE | n/a | n/a | n/a | n/a | Clinic_076-078_Finish Schedule | n/a
FloorColor | bill.east@us.army.mil | 2012-10-26T09:46:00 | Requirement | Space | 1C17 | INTERFACE - CARIBBEAN #3063 SEA TURTLE | n/a | n/a | n/a | n/a | Clinic_076-078_Finish Schedule | n/a
FloorMaterial | bill.east@us.army.mil | 2012-10-26T09:46:00 | Requirement | Space | 1C17 | CARPET | n/a | n/a | n/a | n/a | Clinic_076-078_Finish Schedule | n/a
WallColor-East | bill.east@us.army.mil | 2012-10-26T09:46:00 | Requirement | Space | 1C17 | DEVOE # 2W18-2 PRARIE BUFF | n/a | n/a | n/a | n/a | Clinic_076-078_Finish Schedule | n/a
WallColor-North | bill.east@us.army.mil | 2012-10-26T09:46:00 | Requirement | Space | 1C17 | DEVOE # 2W18-2 PRARIE BUFF | n/a | n/a | n/a | n/a | Clinic_076-078_Finish Schedule | n/a
WallColor-South | bill.east@us.army.mil | 2012-10-26T09:46:00 | Requirement | Space | 1C17 | DEVOE # 2W18-2 PRARIE BUFF | n/a | n/a | n/a | n/a | Clinic_076-078_Finish Schedule | n/a
WallColor-West | bill.east@us.army.mil | 2012-10-26T09:46:00 | Requirement | Space | 1C17 | DEVOE # 2W18-2 PRARIE BUFF | n/a | n/a | n/a | n/a | Clinic_076-078_Finish Schedule | n/a
WallMaterial-East | bill.east@us.army.mil | 2012-10-26T09:46:00 | Requirement | Space | 1C17 | GYPSUM WALLBOARD WITH PAINT | n/a | n/a | n/a | n/a | Clinic_076-078_Finish Schedule | n/a
WallMaterial-North | bill.east@us.army.mil | 2012-10-26T09:46:00 | Requirement | Space | 1C17 | GYPSUM WALLBOARD WITH PAINT | n/a | n/a | n/a | n/a | Clinic_076-078_Finish Schedule | n/a
WallMaterial-South | bill.east@us.army.mil | 2012-10-26T09:46:00 | Requirement | Space | 1C17 | GYPSUM WALLBOARD WITH PAINT | n/a | n/a | n/a | n/a | Clinic_076-078_Finish Schedule | n/a
WallMaterial-West | bill.east@us.army.mil | 2012-10-26T09:46:00 | Requirement | Space | 1C17 | GYPSUM WALLBOARD WITH PAINT | n/a | n/a | n/a | n/a | Clinic_076-078_Finish Schedule | n/a
BaseColor | bill.east@us.army.mil | 2012-10-26T09:46:00 | Requirement | Space | 1C18 | ROPPE - 40 FAWN - 4" HIGH RUBBER COVE BASE | n/a | n/a | n/a | n/a | Clinic_076-078_Finish Schedule | n/a
BaseMaterial | bill.east@us.army.mil | 2012-10-26T09:46:00 | Requirement | Space | 1C18 | RUBBER BASE | n/a | n/a | n/a | n/a | Clinic_076-078_Finish Schedule | n/a
CeilingColor | bill.east@us.army.mil | 2012-10-26T09:46:00 | Requirement | Space | 1C18 | ARMSTRONG CEILING TILE - CIRRUS TEGULAR; COLOR: WHITE; SERIES #534 GRID-15/16" EXPOSED TEE GRID SYSTEM-WHITE; SIZE: 2'x2'x3/4" | n/a | n/a | n/a | n/a | Clinic_076-078_Finish Schedule | n/a
CeilingMaterial | bill.east@us.army.mil | 2012-10-26T09:46:00 | Requirement | Space | 1C18 | ACOUSTICAL CEILING TILE | n/a | n/a | n/a | n/a | Clinic_076-078_Finish Schedule | n/a
FloorColor | bill.east@us.army.mil | 2012-10-26T09:46:00 | Requirement | Space | 1C18 | INTERFACE - CARIBBEAN #3063 SEA TURTLE | n/a | n/a | n/a | n/a | Clinic_076-078_Finish Schedule | n/a
FloorMaterial | bill.east@us.army.mil | 2012-10-26T09:46:00 | Requirement | Space | 1C18 | CARPET | n/a | n/a | n/a | n/a | Clinic_076-078_Finish Schedule | n/a
WallColor-East | bill.east@us.army.mil | 2012-10-26T09:46:00 | Requirement | Space | 1C18 | DEVOE # 2W18-2 PRARIE BUFF | n/a | n/a | n/a | n/a | Clinic_076-078_Finish Schedule | n/a
WallColor-North | bill.east@us.army.mil | 2012-10-26T09:46:00 | Requirement | Space | 1C18 | DEVOE # 2W18-2 PRARIE BUFF | n/a | n/a | n/a | n/a | Clinic_076-078_Finish Schedule | n/a
WallColor-South | bill.east@us.army.mil | 2012-10-26T09:46:00 | Requirement | Space | 1C18 | DEVOE # 2W18-2 PRARIE BUFF | n/a | n/a | n/a | n/a | Clinic_076-078_Finish Schedule | n/a
WallColor-West | bill.east@us.army.mil | 2012-10-26T09:46:00 | Requirement | Space | 1C18 | DEVOE # 2W18-2 PRARIE BUFF | n/a | n/a | n/a | n/a | Clinic_076-078_Finish Schedule | n/a
WallMaterial-East | bill.east@us.army.mil | 2012-10-26T09:46:00 | Requirement | Space | 1C18 | GYPSUM WALLBOARD WITH PAINT | n/a | n/a | n/a | n/a | Clinic_076-078_Finish Schedule | n/a
WallMaterial-North | bill.east@us.army.mil | 2012-10-26T09:46:00 | Requirement | Space | 1C18 | GYPSUM WALLBOARD WITH PAINT | n/a | n/a | n/a | n/a | Clinic_076-078_Finish Schedule | n/a
WallMaterial-South | bill.east@us.army.mil | 2012-10-26T09:46:00 | Requirement | Space | 1C18 | GYPSUM WALLBOARD WITH PAINT | n/a | n/a | n/a | n/a | Clinic_076-078_Finish Schedule | n/a
WallMaterial-West | bill.east@us.army.mil | 2012-10-26T09:46:00 | Requirement | Space | 1C18 | GYPSUM WALLBOARD WITH PAINT | n/a | n/a | n/a | n/a | Clinic_076-078_Finish Schedule | n/a
BaseColor | bill.east@us.army.mil | 2012-10-26T09:46:00 | Requirement | Space | 1C19 | ROPPE - 40 FAWN - 4" HIGH RUBBER COVE BASE | n/a | n/a | n/a | n/a | Clinic_076-078_Finish Schedule | n/a
BaseMaterial | bill.east@us.army.mil | 2012-10-26T09:46:00 | Requirement | Space | 1C19 | RUBBER BASE | n/a | n/a | n/a | n/a | Clinic_076-078_Finish Schedule | n/a
CeilingColor | bill.east@us.army.mil | 2012-10-26T09:46:00 | Requirement | Space | 1C19 | ARMSTRONG CEILING TILE - CIRRUS TEGULAR; COLOR: WHITE; SERIES #534 GRID-15/16" EXPOSED TEE GRID SYSTEM-WHITE; SIZE: 2'x2'x3/4" | n/a | n/a | n/a | n/a | Clinic_076-078_Finish Schedule | n/a
CeilingMaterial | bill.east@us.army.mil | 2012-10-26T09:46:00 | Requirement | Space | 1C19 | ACOUSTICAL CEILING TILE | n/a | n/a | n/a | n/a | Clinic_076-078_Finish Schedule | n/a
FloorColor | bill.east@us.army.mil | 2012-10-26T09:46:00 | Requirement | Space | 1C19 | VAMERICAN OLEAN #A-55 DOE SIZE: 2"x2" | n/a | n/a | n/a | n/a | Clinic_076-078_Finish Schedule | n/a
FloorMaterial | bill.east@us.army.mil | 2012-10-26T09:46:00 | Requirement | Space | 1C19 | VINYL COMPOSITION TILE | n/a | n/a | n/a | n/a | Clinic_076-078_Finish Schedule | n/a
WallColor-East | bill.east@us.army.mil | 2012-10-26T09:46:00 | Requirement | Space | 1C19 | DEVOE # 2W18-2 PRARIE BUFF | n/a | n/a | n/a | n/a | Clinic_076-078_Finish Schedule | n/a
WallColor-North | bill.east@us.army.mil | 2012-10-26T09:46:00 | Requirement | Space | 1C19 | DEVOE # 2W18-2 PRARIE BUFF | n/a | n/a | n/a | n/a | Clinic_076-078_Finish Schedule | n/a
WallColor-South | bill.east@us.army.mil | 2012-10-26T09:46:00 | Requirement | Space | 1C19 | DEVOE # 2W18-2 PRARIE BUFF | n/a | n/a | n/a | n/a | Clinic_076-078_Finish Schedule | n/a
WallColor-West | bill.east@us.army.mil | 2012-10-26T09:46:00 | Requirement | Space | 1C19 | DEVOE # 2W18-2 PRARIE BUFF | n/a | n/a | n/a | n/a | Clinic_076-078_Finish Schedule | n/a
WallMaterial-East | bill.east@us.army.mil | 2012-10-26T09:46:00 | Requirement | Space | 1C19 | GYPSUM WALLBOARD WITH PAINT | n/a | n/a | n/a | n/a | Clinic_076-078_Finish Schedule | n/a
WallMaterial-North | bill.east@us.army.mil | 2012-10-26T09:46:00 | Requirement | Space | 1C19 | GYPSUM WALLBOARD WITH PAINT | n/a | n/a | n/a | n/a | Clinic_076-078_Finish Schedule | n/a
WallMaterial-South | bill.east@us.army.mil | 2012-10-26T09:46:00 | Requirement | Space | 1C19 | GYPSUM WALLBOARD WITH PAINT | n/a | n/a | n/a | n/a | Clinic_076-078_Finish Schedule | n/a
WallMaterial-West | bill.east@us.army.mil | 2012-10-26T09:46:00 | Requirement | Space | 1C19 | GYPSUM WALLBOARD WITH PAINT | n/a | n/a | n/a | n/a | Clinic_076-078_Finish Schedule | n/a
BaseColor | bill.east@us.army.mil | 2012-10-26T09:46:00 | Requirement | Space | 1CC1 | ROPPE - 40 FAWN - 4" HIGH RUBBER COVE BASE | n/a | n/a | n/a | n/a | Clinic_076-078_Finish Schedule | n/a
BaseMaterial | bill.east@us.army.mil | 2012-10-26T09:46:00 | Requirement | Space | 1CC1 | RUBBER BASE | n/a | n/a | n/a | n/a | Clinic_076-078_Finish Schedule | n/a
CeilingColor | bill.east@us.army.mil | 2012-10-26T09:46:00 | Requirement | Space | 1CC1 | ARMSTRONG CEILING TILE - CIRRUS TEGULAR; COLOR: WHITE; SERIES #534 GRID-15/16" EXPOSED TEE GRID SYSTEM-WHITE; SIZE: 2'x2'x3/4" | n/a | n/a | n/a | n/a | Clinic_076-078_Finish Schedule | n/a
CeilingMaterial | bill.east@us.army.mil | 2012-10-26T09:46:00 | Requirement | Space | 1CC1 | ACOUSTICAL CEILING TILE | n/a | n/a | n/a | n/a | Clinic_076-078_Finish Schedule | n/a
FloorColor | bill.east@us.army.mil | 2012-10-26T09:46:00 | Requirement | Space | 1CC1 | INTERFACE - CARIBBEAN #3063 SEA TURTLE | n/a | n/a | n/a | n/a | Clinic_076-078_Finish Schedule | n/a
FloorMaterial | bill.east@us.army.mil | 2012-10-26T09:46:00 | Requirement | Space | 1CC1 | CARPET | n/a | n/a | n/a | n/a | Clinic_076-078_Finish Schedule | n/a
WallColor-East | bill.east@us.army.mil | 2012-10-26T09:46:00 | Requirement | Space | 1CC1 | DEVOE # 2W18-2 PRARIE BUFF | n/a | n/a | n/a | n/a | Clinic_076-078_Finish Schedule | n/a
WallColor-North | bill.east@us.army.mil | 2012-10-26T09:46:00 | Requirement | Space | 1CC1 | DEVOE # 2W18-2 PRARIE BUFF | n/a | n/a | n/a | n/a | Clinic_076-078_Finish Schedule | n/a
WallColor-South | bill.east@us.army.mil | 2012-10-26T09:46:00 | Requirement | Space | 1CC1 | DEVOE # 2W18-2 PRARIE BUFF | n/a | n/a | n/a | n/a | Clinic_076-078_Finish Schedule | n/a
WallColor-West | bill.east@us.army.mil | 2012-10-26T09:46:00 | Requirement | Space | 1CC1 | DEVOE # 2C20-4 ROSEMARY GRAY | n/a | n/a | n/a | n/a | Clinic_076-078_Finish Schedule | n/a
WallMaterial-East | bill.east@us.army.mil | 2012-10-26T09:46:00 | Requirement | Space | 1CC1 | GYPSUM WALLBOARD WITH PAINT | n/a | n/a | n/a | n/a | Clinic_076-078_Finish Schedule | n/a
WallMaterial-North | bill.east@us.army.mil | 2012-10-26T09:46:00 | Requirement | Space | 1CC1 | GYPSUM WALLBOARD WITH PAINT | n/a | n/a | n/a | n/a | Clinic_076-078_Finish Schedule | n/a
WallMaterial-South | bill.east@us.army.mil | 2012-10-26T09:46:00 | Requirement | Space | 1CC1 | GYPSUM WALLBOARD WITH PAINT | n/a | n/a | n/a | n/a | Clinic_076-078_Finish Schedule | n/a
WallMaterial-West | bill.east@us.army.mil | 2012-10-26T09:46:00 | Requirement | Space | 1CC1 | GYPSUM WALLBOARD WITH PAINT | n/a | n/a | n/a | n/a | Clinic_076-078_Finish Schedule | n/a
BaseColor | bill.east@us.army.mil | 2012-10-26T09:46:00 | Requirement | Space | 1CC2 | ROPPE - 40 FAWN - 4" HIGH RUBBER COVE BASE | n/a | n/a | n/a | n/a | Clinic_076-078_Finish Schedule | n/a
BaseMaterial | bill.east@us.army.mil | 2012-10-26T09:46:00 | Requirement | Space | 1CC2 | RUBBER BASE | n/a | n/a | n/a | n/a | Clinic_076-078_Finish Schedule | n/a
CeilingColor | bill.east@us.army.mil | 2012-10-26T09:46:00 | Requirement | Space | 1CC2 | ARMSTRONG CEILING TILE - CIRRUS TEGULAR; COLOR: WHITE; SERIES #534 GRID-15/16" EXPOSED TEE GRID SYSTEM-WHITE; SIZE: 2'x2'x3/4" | n/a | n/a | n/a | n/a | Clinic_076-078_Finish Schedule | n/a
CeilingMaterial | bill.east@us.army.mil | 2012-10-26T09:46:00 | Requirement | Space | 1CC2 | ACOUSTICAL CEILING TILE | n/a | n/a | n/a | n/a | Clinic_076-078_Finish Schedule | n/a
FloorColor | bill.east@us.army.mil | 2012-10-26T09:46:00 | Requirement | Space | 1CC2 | INTERFACE - CARIBBEAN #3063 SEA TURTLE | n/a | n/a | n/a | n/a | Clinic_076-078_Finish Schedule | n/a
FloorMaterial | bill.east@us.army.mil | 2012-10-26T09:46:00 | Requirement | Space | 1CC2 | CARPET | n/a | n/a | n/a | n/a | Clinic_076-078_Finish Schedule | n/a
WallColor-East | bill.east@us.army.mil | 2012-10-26T09:46:00 | Requirement | Space | 1CC2 | DEVOE # 2W18-2 PRARIE BUFF | n/a | n/a | n/a | n/a | Clinic_076-078_Finish Schedule | n/a
WallColor-North | bill.east@us.army.mil | 2012-10-26T09:46:00 | Requirement | Space | 1CC2 | DEVOE # 2W18-2 PRARIE BUFF | n/a | n/a | n/a | n/a | Clinic_076-078_Finish Schedule | n/a
WallColor-South | bill.east@us.army.mil | 2012-10-26T09:46:00 | Requirement | Space | 1CC2 | DEVOE # 2W18-2 PRARIE BUFF | n/a | n/a | n/a | n/a | Clinic_076-078_Finish Schedule | n/a
WallColor-West | bill.east@us.army.mil | 2012-10-26T09:46:00 | Requirement | Space | 1CC2 | DEVOE # 2W18-2 PRARIE BUFF | n/a | n/a | n/a | n/a | Clinic_076-078_Finish Schedule | n/a
WallMaterial-East | bill.east@us.army.mil | 2012-10-26T09:46:00 | Requirement | Space | 1CC2 | GYPSUM WALLBOARD WITH PAINT | n/a | n/a | n/a | n/a | Clinic_076-078_Finish Schedule | n/a
WallMaterial-North | bill.east@us.army.mil | 2012-10-26T09:46:00 | Requirement | Space | 1CC2 | GYPSUM WALLBOARD WITH PAINT | n/a | n/a | n/a | n/a | Clinic_076-078_Finish Schedule | n/a
WallMaterial-South | bill.east@us.army.mil | 2012-10-26T09:46:00 | Requirement | Space | 1CC2 | GYPSUM WALLBOARD WITH PAINT | n/a | n/a | n/a | n/a | Clinic_076-078_Finish Schedule | n/a
WallMaterial-West | bill.east@us.army.mil | 2012-10-26T09:46:00 | Requirement | Space | 1CC2 | GYPSUM WALLBOARD WITH PAINT | n/a | n/a | n/a | n/a | Clinic_076-078_Finish Schedule | n/a
BaseColor | bill.east@us.army.mil | 2012-10-26T09:46:00 | Requirement | Space | 1CC3 | ROPPE - 40 FAWN - 4" HIGH RUBBER COVE BASE | n/a | n/a | n/a | n/a | Clinic_076-078_Finish Schedule | n/a
BaseMaterial | bill.east@us.army.mil | 2012-10-26T09:46:00 | Requirement | Space | 1CC3 | RUBBER BASE | n/a | n/a | n/a | n/a | Clinic_076-078_Finish Schedule | n/a
CeilingColor | bill.east@us.army.mil | 2012-10-26T09:46:00 | Requirement | Space | 1CC3 | ARMSTRONG CEILING TILE - CIRRUS TEGULAR; COLOR: WHITE; SERIES #534 GRID-15/16" EXPOSED TEE GRID SYSTEM-WHITE; SIZE: 2'x2'x3/4" | n/a | n/a | n/a | n/a | Clinic_076-078_Finish Schedule | n/a
CeilingMaterial | bill.east@us.army.mil | 2012-10-26T09:46:00 | Requirement | Space | 1CC3 | ACOUSTICAL CEILING TILE | n/a | n/a | n/a | n/a | Clinic_076-078_Finish Schedule | n/a
FloorColor | bill.east@us.army.mil | 2012-10-26T09:46:00 | Requirement | Space | 1CC3 | INTERFACE - CARIBBEAN #3063 SEA TURTLE | n/a | n/a | n/a | n/a | Clinic_076-078_Finish Schedule | n/a
FloorMaterial | bill.east@us.army.mil | 2012-10-26T09:46:00 | Requirement | Space | 1CC3 | CARPET | n/a | n/a | n/a | n/a | Clinic_076-078_Finish Schedule | n/a
WallColor-East | bill.east@us.army.mil | 2012-10-26T09:46:00 | Requirement | Space | 1CC3 | DEVOE # 2W18-2 PRARIE BUFF | n/a | n/a | n/a | n/a | Clinic_076-078_Finish Schedule | n/a
WallColor-North | bill.east@us.army.mil | 2012-10-26T09:46:00 | Requirement | Space | 1CC3 | DEVOE # 2W18-2 PRARIE BUFF | n/a | n/a | n/a | n/a | Clinic_076-078_Finish Schedule | n/a
WallColor-South | bill.east@us.army.mil | 2012-10-26T09:46:00 | Requirement | Space | 1CC3 | DEVOE # 2W18-2 PRARIE BUFF | n/a | n/a | n/a | n/a | Clinic_076-078_Finish Schedule | n/a
WallColor-West | bill.east@us.army.mil | 2012-10-26T09:46:00 | Requirement | Space | 1CC3 | DEVOE # 2W18-2 PRARIE BUFF | n/a | n/a | n/a | n/a | Clinic_076-078_Finish Schedule | n/a
WallMaterial-East | bill.east@us.army.mil | 2012-10-26T09:46:00 | Requirement | Space | 1CC3 | GYPSUM WALLBOARD WITH PAINT | n/a | n/a | n/a | n/a | Clinic_076-078_Finish Schedule | n/a
WallMaterial-North | bill.east@us.army.mil | 2012-10-26T09:46:00 | Requirement | Space | 1CC3 | GYPSUM WALLBOARD WITH PAINT | n/a | n/a | n/a | n/a | Clinic_076-078_Finish Schedule | n/a
WallMaterial-South | bill.east@us.army.mil | 2012-10-26T09:46:00 | Requirement | Space | 1CC3 | GYPSUM WALLBOARD WITH PAINT | n/a | n/a | n/a | n/a | Clinic_076-078_Finish Schedule | n/a
WallMaterial-West | bill.east@us.army.mil | 2012-10-26T09:46:00 | Requirement | Space | 1CC3 | GYPSUM WALLBOARD WITH PAINT | n/a | n/a | n/a | n/a | Clinic_076-078_Finish Schedule | n/a
BaseColor | bill.east@us.army.mil | 2012-10-26T09:46:00 | Requirement | Space | 1CS3 | ROPPE - 40 FAWN - 4" HIGH RUBBER COVE BASE | n/a | n/a | n/a | n/a | Clinic_076-078_Finish Schedule | n/a
BaseMaterial | bill.east@us.army.mil | 2012-10-26T09:46:00 | Requirement | Space | 1CS3 | RUBBER BASE | n/a | n/a | n/a | n/a | Clinic_076-078_Finish Schedule | n/a
CeilingColor | bill.east@us.army.mil | 2012-10-26T09:46:00 | Requirement | Space | 1CS3 | UNFINISHED | n/a | n/a | n/a | n/a | Clinic_076-078_Finish Schedule | n/a
CeilingMaterial | bill.east@us.army.mil | 2012-10-26T09:46:00 | Requirement | Space | 1CS3 | CONCRETE | n/a | n/a | n/a | n/a | Clinic_076-078_Finish Schedule | n/a
FloorColor | bill.east@us.army.mil | 2012-10-26T09:46:00 | Requirement | Space | 1CS3 | VAMERICAN OLEAN #A-55 DOE SIZE: 2"x2" | n/a | n/a | n/a | n/a | Clinic_076-078_Finish Schedule | n/a
FloorMaterial | bill.east@us.army.mil | 2012-10-26T09:46:00 | Requirement | Space | 1CS3 | VINYL COMPOSITION TILE | n/a | n/a | n/a | n/a | Clinic_076-078_Finish Schedule | n/a
WallColor-East | bill.east@us.army.mil | 2012-10-26T09:46:00 | Requirement | Space | 1CS3 | DEVOE # 2C20-4 ROSEMARY GRAY | n/a | n/a | n/a | n/a | Clinic_076-078_Finish Schedule | n/a
WallColor-North | bill.east@us.army.mil | 2012-10-26T09:46:00 | Requirement | Space | 1CS3 | DEVOE # 2W18-2 PRARIE BUFF | n/a | n/a | n/a | n/a | Clinic_076-078_Finish Schedule | n/a
WallColor-South | bill.east@us.army.mil | 2012-10-26T09:46:00 | Requirement | Space | 1CS3 | DEVOE # 2W18-2 PRARIE BUFF | n/a | n/a | n/a | n/a | Clinic_076-078_Finish Schedule | n/a
WallColor-West | bill.east@us.army.mil | 2012-10-26T09:46:00 | Requirement | Space | 1CS3 | DEVOE # 2W18-2 PRARIE BUFF | n/a | n/a | n/a | n/a | Clinic_076-078_Finish Schedule | n/a
WallMaterial-East | bill.east@us.army.mil | 2012-10-26T09:46:00 | Requirement | Space | 1CS3 | GYPSUM WALLBOARD WITH PAINT | n/a | n/a | n/a | n/a | Clinic_076-078_Finish Schedule | n/a
WallMaterial-North | bill.east@us.army.mil | 2012-10-26T09:46:00 | Requirement | Space | 1CS3 | GYPSUM WALLBOARD WITH PAINT | n/a | n/a | n/a | n/a | Clinic_076-078_Finish Schedule | n/a
WallMaterial-South | bill.east@us.army.mil | 2012-10-26T09:46:00 | Requirement | Space | 1CS3 | GYPSUM WALLBOARD WITH PAINT | n/a | n/a | n/a | n/a | Clinic_076-078_Finish Schedule | n/a
WallMaterial-West | bill.east@us.army.mil | 2012-10-26T09:46:00 | Requirement | Space | 1CS3 | GYPSUM WALLBOARD WITH PAINT | n/a | n/a | n/a | n/a | Clinic_076-078_Finish Schedule | n/a
BaseColor | bill.east@us.army.mil | 2012-10-26T09:46:00 | Requirement | Space | 1D01 | ROPPE - 40 FAWN - 4" HIGH RUBBER COVE BASE | n/a | n/a | n/a | n/a | Clinic_076-078_Finish Schedule | n/a
BaseMaterial | bill.east@us.army.mil | 2012-10-26T09:46:00 | Requirement | Space | 1D01 | RUBBER BASE | n/a | n/a | n/a | n/a | Clinic_076-078_Finish Schedule | n/a
CeilingColor | bill.east@us.army.mil | 2012-10-26T09:46:00 | Requirement | Space | 1D01 | ARMSTRONG CEILING TILE - FINE FISSURED DURATEX; COLOR: WHITE; SERIES #1870; GRID 15/16" EXPOSED TEE GRID SYSTEM-WHITE; SIZE: 2'x2' | n/a | n/a | n/a | n/a | Clinic_076-078_Finish Schedule | n/a
CeilingMaterial | bill.east@us.army.mil | 2012-10-26T09:46:00 | Requirement | Space | 1D01 | ACOUSTICAL CEILING TILE | n/a | n/a | n/a | n/a | Clinic_076-078_Finish Schedule | n/a
FloorColor | bill.east@us.army.mil | 2012-10-26T09:46:00 | Requirement | Space | 1D01 | VAMERICAN OLEAN #A-55 DOE SIZE: 2"x2" | n/a | n/a | n/a | n/a | Clinic_076-078_Finish Schedule | n/a
FloorMaterial | bill.east@us.army.mil | 2012-10-26T09:46:00 | Requirement | Space | 1D01 | VINYL COMPOSITION TILE | n/a | n/a | n/a | n/a | Clinic_076-078_Finish Schedule | n/a
WallColor-East | bill.east@us.army.mil | 2012-10-26T09:46:00 | Requirement | Space | 1D01 | MATCH PT3 - Devoe # 2W19-4 CLAY PEBBLE | n/a | n/a | n/a | n/a | Clinic_076-078_Finish Schedule | n/a
WallColor-North | bill.east@us.army.mil | 2012-10-26T09:46:00 | Requirement | Space | 1D01 | MATCH PT3 - Devoe # 2W19-4 CLAY PEBBLE | n/a | n/a | n/a | n/a | Clinic_076-078_Finish Schedule | n/a
WallColor-South | bill.east@us.army.mil | 2012-10-26T09:46:00 | Requirement | Space | 1D01 | MATCH PT3 - Devoe # 2W19-4 CLAY PEBBLE | n/a | n/a | n/a | n/a | Clinic_076-078_Finish Schedule | n/a
WallColor-West | bill.east@us.army.mil | 2012-10-26T09:46:00 | Requirement | Space | 1D01 | MATCH PT3 - Devoe # 2W19-4 CLAY PEBBLE | n/a | n/a | n/a | n/a | Clinic_076-078_Finish Schedule | n/a
WallMaterial-East | bill.east@us.army.mil | 2012-10-26T09:46:00 | Requirement | Space | 1D01 | GYPSUM WALLBOARD WITH LIQUID GLAZED COATING | n/a | n/a | n/a | n/a | Clinic_076-078_Finish Schedule | n/a
WallMaterial-North | bill.east@us.army.mil | 2012-10-26T09:46:00 | Requirement | Space | 1D01 | GYPSUM WALLBOARD WITH LIQUID GLAZED COATING | n/a | n/a | n/a | n/a | Clinic_076-078_Finish Schedule | n/a
WallMaterial-South | bill.east@us.army.mil | 2012-10-26T09:46:00 | Requirement | Space | 1D01 | GYPSUM WALLBOARD WITH LIQUID GLAZED COATING | n/a | n/a | n/a | n/a | Clinic_076-078_Finish Schedule | n/a
WallMaterial-West | bill.east@us.army.mil | 2012-10-26T09:46:00 | Requirement | Space | 1D01 | GYPSUM WALLBOARD WITH LIQUID GLAZED COATING | n/a | n/a | n/a | n/a | Clinic_076-078_Finish Schedule | n/a
BaseColor | bill.east@us.army.mil | 2012-10-26T09:46:00 | Requirement | Space | 1D02 | ROPPE - 40 FAWN - 4" HIGH RUBBER COVE BASE | n/a | n/a | n/a | n/a | Clinic_076-078_Finish Schedule | n/a
BaseMaterial | bill.east@us.army.mil | 2012-10-26T09:46:00 | Requirement | Space | 1D02 | RUBBER BASE | n/a | n/a | n/a | n/a | Clinic_076-078_Finish Schedule | n/a
CeilingColor | bill.east@us.army.mil | 2012-10-26T09:46:00 | Requirement | Space | 1D02 | ARMSTRONG CEILING TILE - CIRRUS TEGULAR; COLOR: WHITE; SERIES #534 GRID-15/16" EXPOSED TEE GRID SYSTEM-WHITE; SIZE: 2'x2'x3/4" | n/a | n/a | n/a | n/a | Clinic_076-078_Finish Schedule | n/a
CeilingMaterial | bill.east@us.army.mil | 2012-10-26T09:46:00 | Requirement | Space | 1D02 | ACOUSTICAL CEILING TILE | n/a | n/a | n/a | n/a | Clinic_076-078_Finish Schedule | n/a
FloorColor | bill.east@us.army.mil | 2012-10-26T09:46:00 | Requirement | Space | 1D02 | VAMERICAN OLEAN #A-55 DOE SIZE: 2"x2",2 | n/a | n/a | n/a | n/a | Clinic_076-078_Finish Schedule | n/a
FloorMaterial | bill.east@us.army.mil | 2012-10-26T09:46:00 | Requirement | Space | 1D02 | VINYL COMPOSITION TILE | n/a | n/a | n/a | n/a | Clinic_076-078_Finish Schedule | n/a
WallColor-East | bill.east@us.army.mil | 2012-10-26T09:46:00 | Requirement | Space | 1D02 | DEVOE # 2W18-2 PRARIE BUFF | n/a | n/a | n/a | n/a | Clinic_076-078_Finish Schedule | n/a
WallColor-North | bill.east@us.army.mil | 2012-10-26T09:46:00 | Requirement | Space | 1D02 | DEVOE # 2W18-2 PRARIE BUFF | n/a | n/a | n/a | n/a | Clinic_076-078_Finish Schedule | n/a
WallColor-South | bill.east@us.army.mil | 2012-10-26T09:46:00 | Requirement | Space | 1D02 | DEVOE # 2W18-2 PRARIE BUFF | n/a | n/a | n/a | n/a | Clinic_076-078_Finish Schedule | n/a
WallColor-West | bill.east@us.army.mil | 2012-10-26T09:46:00 | Requirement | Space | 1D02 | DEVOE # 2W18-2 PRARIE BUFF | n/a | n/a | n/a | n/a | Clinic_076-078_Finish Schedule | n/a
WallMaterial-East | bill.east@us.army.mil | 2012-10-26T09:46:00 | Requirement | Space | 1D02 | GYPSUM WALLBOARD WITH PAINT | n/a | n/a | n/a | n/a | Clinic_076-078_Finish Schedule | n/a
WallMaterial-North | bill.east@us.army.mil | 2012-10-26T09:46:00 | Requirement | Space | 1D02 | GYPSUM WALLBOARD WITH PAINT | n/a | n/a | n/a | n/a | Clinic_076-078_Finish Schedule | n/a
WallMaterial-South | bill.east@us.army.mil | 2012-10-26T09:46:00 | Requirement | Space | 1D02 | GYPSUM WALLBOARD WITH PAINT | n/a | n/a | n/a | n/a | Clinic_076-078_Finish Schedule | n/a
WallMaterial-West | bill.east@us.army.mil | 2012-10-26T09:46:00 | Requirement | Space | 1D02 | GYPSUM WALLBOARD WITH PAINT | n/a | n/a | n/a | n/a | Clinic_076-078_Finish Schedule | n/a
BaseColor | bill.east@us.army.mil | 2012-10-26T09:46:00 | Requirement | Space | 1D03 | ROPPE - 40 FAWN - 4" HIGH RUBBER COVE BASE | n/a | n/a | n/a | n/a | Clinic_076-078_Finish Schedule | n/a
BaseMaterial | bill.east@us.army.mil | 2012-10-26T09:46:00 | Requirement | Space | 1D03 | RUBBER BASE | n/a | n/a | n/a | n/a | Clinic_076-078_Finish Schedule | n/a
CeilingColor | bill.east@us.army.mil | 2012-10-26T09:46:00 | Requirement | Space | 1D03 | ARMSTRONG CEILING TILE - CIRRUS TEGULAR; COLOR: WHITE; SERIES #534 GRID-15/16" EXPOSED TEE GRID SYSTEM-WHITE; SIZE: 2'x2'x3/4" | n/a | n/a | n/a | n/a | Clinic_076-078_Finish Schedule | n/a
CeilingMaterial | bill.east@us.army.mil | 2012-10-26T09:46:00 | Requirement | Space | 1D03 | ACOUSTICAL CEILING TILE | n/a | n/a | n/a | n/a | Clinic_076-078_Finish Schedule | n/a
FloorColor | bill.east@us.army.mil | 2012-10-26T09:46:00 | Requirement | Space | 1D03 | VAMERICAN OLEAN #A-55 DOE SIZE: 2"x2" | n/a | n/a | n/a | n/a | Clinic_076-078_Finish Schedule | n/a
FloorMaterial | bill.east@us.army.mil | 2012-10-26T09:46:00 | Requirement | Space | 1D03 | VINYL COMPOSITION TILE | n/a | n/a | n/a | n/a | Clinic_076-078_Finish Schedule | n/a
WallColor-East | bill.east@us.army.mil | 2012-10-26T09:46:00 | Requirement | Space | 1D03 | MATCH PT3 - Devoe # 2W19-4 CLAY PEBBLE | n/a | n/a | n/a | n/a | Clinic_076-078_Finish Schedule | n/a
WallColor-North | bill.east@us.army.mil | 2012-10-26T09:46:00 | Requirement | Space | 1D03 | MATCH PT3 - Devoe # 2W19-4 CLAY PEBBLE | n/a | n/a | n/a | n/a | Clinic_076-078_Finish Schedule | n/a
WallColor-South | bill.east@us.army.mil | 2012-10-26T09:46:00 | Requirement | Space | 1D03 | MATCH PT3 - Devoe # 2W19-4 CLAY PEBBLE | n/a | n/a | n/a | n/a | Clinic_076-078_Finish Schedule | n/a
WallColor-West | bill.east@us.army.mil | 2012-10-26T09:46:00 | Requirement | Space | 1D03 | MATCH PT3 - Devoe # 2W19-4 CLAY PEBBLE | n/a | n/a | n/a | n/a | Clinic_076-078_Finish Schedule | n/a
WallMaterial-East | bill.east@us.army.mil | 2012-10-26T09:46:00 | Requirement | Space | 1D03 | GYPSUM WALLBOARD WITH LIQUID GLAZED COATING | n/a | n/a | n/a | n/a | Clinic_076-078_Finish Schedule | n/a
WallMaterial-North | bill.east@us.army.mil | 2012-10-26T09:46:00 | Requirement | Space | 1D03 | GYPSUM WALLBOARD WITH LIQUID GLAZED COATING | n/a | n/a | n/a | n/a | Clinic_076-078_Finish Schedule | n/a
WallMaterial-South | bill.east@us.army.mil | 2012-10-26T09:46:00 | Requirement | Space | 1D03 | GYPSUM WALLBOARD WITH LIQUID GLAZED COATING | n/a | n/a | n/a | n/a | Clinic_076-078_Finish Schedule | n/a
WallMaterial-West | bill.east@us.army.mil | 2012-10-26T09:46:00 | Requirement | Space | 1D03 | GYPSUM WALLBOARD WITH LIQUID GLAZED COATING | n/a | n/a | n/a | n/a | Clinic_076-078_Finish Schedule | n/a
BaseColor | bill.east@us.army.mil | 2012-10-26T09:46:00 | Requirement | Space | 1D04 | DAL - TILE - #D-1452 CYPRESS - SIZE 4"X 4" | n/a | n/a | n/a | n/a | Clinic_076-078_Finish Schedule | n/a
BaseMaterial | bill.east@us.army.mil | 2012-10-26T09:46:00 | Requirement | Space | 1D04 | MAT GLAZED TILE | n/a | n/a | n/a | n/a | Clinic_076-078_Finish Schedule | n/a
CeilingColor | bill.east@us.army.mil | 2012-10-26T09:46:00 | Requirement | Space | 1D04 | ARMSTRONG CEILING TILE - FINE FISSURED DURATEX; COLOR: WHITE; SERIES #1870; GRID 15/16" EXPOSED TEE GRID SYSTEM-WHITE; SIZE: 2'x2' | n/a | n/a | n/a | n/a | Clinic_076-078_Finish Schedule | n/a
CeilingMaterial | bill.east@us.army.mil | 2012-10-26T09:46:00 | Requirement | Space | 1D04 | ACOUSTICAL CEILING TILE | n/a | n/a | n/a | n/a | Clinic_076-078_Finish Schedule | n/a
FloorColor | bill.east@us.army.mil | 2012-10-26T09:46:00 | Requirement | Space | 1D04 | AMERICAN OLEAN #A-55 DOE SIZE: 2"x2" | n/a | n/a | n/a | n/a | Clinic_076-078_Finish Schedule | n/a
FloorMaterial | bill.east@us.army.mil | 2012-10-26T09:46:00 | Requirement | Space | 1D04 | CERAMIC TILE | n/a | n/a | n/a | n/a | Clinic_076-078_Finish Schedule | n/a
WallColor-East | bill.east@us.army.mil | 2012-10-26T09:46:00 | Requirement | Space | 1D04 | DAL - TILE - #D-1452 CYPRESS - SIZE 4"X 4" | n/a | n/a | n/a | n/a | Clinic_076-078_Finish Schedule | n/a
WallColor-North | bill.east@us.army.mil | 2012-10-26T09:46:00 | Requirement | Space | 1D04 | DAL - TILE - #D-1452 CYPRESS - SIZE 4"X 4" | n/a | n/a | n/a | n/a | Clinic_076-078_Finish Schedule | n/a
WallColor-South | bill.east@us.army.mil | 2012-10-26T09:46:00 | Requirement | Space | 1D04 | DAL - TILE - #D-1452 CYPRESS - SIZE 4"X 4" | n/a | n/a | n/a | n/a | Clinic_076-078_Finish Schedule | n/a
WallColor-West | bill.east@us.army.mil | 2012-10-26T09:46:00 | Requirement | Space | 1D04 | DAL - TILE - #D-1452 CYPRESS - SIZE 4"X 4" | n/a | n/a | n/a | n/a | Clinic_076-078_Finish Schedule | n/a
WallMaterial-East | bill.east@us.army.mil | 2012-10-26T09:46:00 | Requirement | Space | 1D04 | MAT GLAZED TILE | n/a | n/a | n/a | n/a | Clinic_076-078_Finish Schedule | n/a
WallMaterial-North | bill.east@us.army.mil | 2012-10-26T09:46:00 | Requirement | Space | 1D04 | MAT GLAZED TILE | n/a | n/a | n/a | n/a | Clinic_076-078_Finish Schedule | n/a
WallMaterial-South | bill.east@us.army.mil | 2012-10-26T09:46:00 | Requirement | Space | 1D04 | MAT GLAZED TILE | n/a | n/a | n/a | n/a | Clinic_076-078_Finish Schedule | n/a
WallMaterial-West | bill.east@us.army.mil | 2012-10-26T09:46:00 | Requirement | Space | 1D04 | MAT GLAZED TILE | n/a | n/a | n/a | n/a | Clinic_076-078_Finish Schedule | n/a
BaseColor | bill.east@us.army.mil | 2012-10-26T09:46:00 | Requirement | Space | 1D05 | ARMSTRONG - MEDINTECH - #86439 DESERT GOLD | n/a | n/a | n/a | n/a | Clinic_076-078_Finish Schedule | n/a
BaseMaterial | bill.east@us.army.mil | 2012-10-26T09:46:00 | Requirement | Space | 1D05 | INTEGRAL VINYL BASE | n/a | n/a | n/a | n/a | Clinic_076-078_Finish Schedule | n/a
CeilingColor | bill.east@us.army.mil | 2012-10-26T09:46:00 | Requirement | Space | 1D05 | MATCH PT3 - Devoe # 2W19-4 CLAY PEBBLE | n/a | n/a | n/a | n/a | Clinic_076-078_Finish Schedule | n/a
CeilingMaterial | bill.east@us.army.mil | 2012-10-26T09:46:00 | Requirement | Space | 1D05 | GYPSUM WALLBOARD WITH LIQUID GLAZED COATING | n/a | n/a | n/a | n/a | Clinic_076-078_Finish Schedule | n/a
FloorColor | bill.east@us.army.mil | 2012-10-26T09:46:00 | Requirement | Space | 1D05 | ARMSTRONG - MEDIN TECH - #86439 DESERT GOLD | n/a | n/a | n/a | n/a | Clinic_076-078_Finish Schedule | n/a
FloorMaterial | bill.east@us.army.mil | 2012-10-26T09:46:00 | Requirement | Space | 1D05 | SHEET VINYL | n/a | n/a | n/a | n/a | Clinic_076-078_Finish Schedule | n/a
WallColor-East | bill.east@us.army.mil | 2012-10-26T09:46:00 | Requirement | Space | 1D05 | MATCH PT3 - Devoe # 2W19-4 CLAY PEBBLE | n/a | n/a | n/a | n/a | Clinic_076-078_Finish Schedule | n/a
WallColor-North | bill.east@us.army.mil | 2012-10-26T09:46:00 | Requirement | Space | 1D05 | DAL - TILE - #D-1452 CYPRESS - SIZE 4"X 4" | n/a | n/a | n/a | n/a | Clinic_076-078_Finish Schedule | n/a
WallColor-South | bill.east@us.army.mil | 2012-10-26T09:46:00 | Requirement | Space | 1D05 | DAL - TILE - #D-1452 CYPRESS - SIZE 4"X 4" | n/a | n/a | n/a | n/a | Clinic_076-078_Finish Schedule | n/a
WallColor-West | bill.east@us.army.mil | 2012-10-26T09:46:00 | Requirement | Space | 1D05 | MATCH PT3 - Devoe # 2W19-4 CLAY PEBBLE | n/a | n/a | n/a | n/a | Clinic_076-078_Finish Schedule | n/a
WallMaterial-East | bill.east@us.army.mil | 2012-10-26T09:46:00 | Requirement | Space | 1D05 | GYPSUM WALLBOARD WITH LIQUID GLAZED COATING | n/a | n/a | n/a | n/a | Clinic_076-078_Finish Schedule | n/a
WallMaterial-North | bill.east@us.army.mil | 2012-10-26T09:46:00 | Requirement | Space | 1D05 | GYPSUM WALLBOARD WITH LIQUID GLAZED COATING | n/a | n/a | n/a | n/a | Clinic_076-078_Finish Schedule | n/a
WallMaterial-South | bill.east@us.army.mil | 2012-10-26T09:46:00 | Requirement | Space | 1D05 | GYPSUM WALLBOARD WITH LIQUID GLAZED COATING | n/a | n/a | n/a | n/a | Clinic_076-078_Finish Schedule | n/a
WallMaterial-West | bill.east@us.army.mil | 2012-10-26T09:46:00 | Requirement | Space | 1D05 | GYPSUM WALLBOARD WITH LIQUID GLAZED COATING | n/a | n/a | n/a | n/a | Clinic_076-078_Finish Schedule | n/a
BaseColor | bill.east@us.army.mil | 2012-10-26T09:46:00 | Requirement | Space | 1D06 | ARMSTRONG - MEDINTECH - #86439 DESERT GOLD | n/a | n/a | n/a | n/a | Clinic_076-078_Finish Schedule | n/a
BaseMaterial | bill.east@us.army.mil | 2012-10-26T09:46:00 | Requirement | Space | 1D06 | INTEGRAL VINYL BASE | n/a | n/a | n/a | n/a | Clinic_076-078_Finish Schedule | n/a
CeilingColor | bill.east@us.army.mil | 2012-10-26T09:46:00 | Requirement | Space | 1D06 | ARMSTRONG CEILING TILE - FINE FISSURED DURATEX; COLOR: WHITE; SERIES #1870; GRID 15/16" EXPOSED TEE GRID SYSTEM-WHITE; SIZE: 2'x2' | n/a | n/a | n/a | n/a | Clinic_076-078_Finish Schedule | n/a
CeilingMaterial | bill.east@us.army.mil | 2012-10-26T09:46:00 | Requirement | Space | 1D06 | ACOUSTICAL CEILING TILE | n/a | n/a | n/a | n/a | Clinic_076-078_Finish Schedule | n/a
FloorColor | bill.east@us.army.mil | 2012-10-26T09:46:00 | Requirement | Space | 1D06 | ARMSTRONG - MEDIN TECH - #86439 DESERT GOLD | n/a | n/a | n/a | n/a | Clinic_076-078_Finish Schedule | n/a
FloorMaterial | bill.east@us.army.mil | 2012-10-26T09:46:00 | Requirement | Space | 1D06 | SHEET VINYL | n/a | n/a | n/a | n/a | Clinic_076-078_Finish Schedule | n/a
WallColor-East | bill.east@us.army.mil | 2012-10-26T09:46:00 | Requirement | Space | 1D06 | DEVOE # 2W18-2 PRARIE BUFF | n/a | n/a | n/a | n/a | Clinic_076-078_Finish Schedule | n/a
WallColor-North | bill.east@us.army.mil | 2012-10-26T09:46:00 | Requirement | Space | 1D06 | DEVOE # 2W18-2 PRARIE BUFF | n/a | n/a | n/a | n/a | Clinic_076-078_Finish Schedule | n/a
WallColor-South | bill.east@us.army.mil | 2012-10-26T09:46:00 | Requirement | Space | 1D06 | DEVOE # 2W18-2 PRARIE BUFF | n/a | n/a | n/a | n/a | Clinic_076-078_Finish Schedule | n/a
WallColor-West | bill.east@us.army.mil | 2012-10-26T09:46:00 | Requirement | Space | 1D06 | DEVOE # 2W18-2 PRARIE BUFF | n/a | n/a | n/a | n/a | Clinic_076-078_Finish Schedule | n/a
WallMaterial-East | bill.east@us.army.mil | 2012-10-26T09:46:00 | Requirement | Space | 1D06 | GYPSUM WALLBOARD WITH PAINT | n/a | n/a | n/a | n/a | Clinic_076-078_Finish Schedule | n/a
WallMaterial-North | bill.east@us.army.mil | 2012-10-26T09:46:00 | Requirement | Space | 1D06 | GYPSUM WALLBOARD WITH PAINT | n/a | n/a | n/a | n/a | Clinic_076-078_Finish Schedule | n/a
WallMaterial-South | bill.east@us.army.mil | 2012-10-26T09:46:00 | Requirement | Space | 1D06 | GYPSUM WALLBOARD WITH PAINT | n/a | n/a | n/a | n/a | Clinic_076-078_Finish Schedule | n/a
WallMaterial-West | bill.east@us.army.mil | 2012-10-26T09:46:00 | Requirement | Space | 1D06 | GYPSUM WALLBOARD WITH PAINT | n/a | n/a | n/a | n/a | Clinic_076-078_Finish Schedule | n/a
BaseColor | bill.east@us.army.mil | 2012-10-26T09:46:00 | Requirement | Space | 1D07 | ROPPE - 40 FAWN - 4" HIGH RUBBER COVE BASE | n/a | n/a | n/a | n/a | Clinic_076-078_Finish Schedule | n/a
BaseMaterial | bill.east@us.army.mil | 2012-10-26T09:46:00 | Requirement | Space | 1D07 | RUBBER BASE | n/a | n/a | n/a | n/a | Clinic_076-078_Finish Schedule | n/a
CeilingColor | bill.east@us.army.mil | 2012-10-26T09:46:00 | Requirement | Space | 1D07 | ARMSTRONG CEILING TILE - CIRRUS TEGULAR; COLOR: WHITE; SERIES #534 GRID-15/16" EXPOSED TEE GRID SYSTEM-WHITE; SIZE: 2'x2'x3/4" | n/a | n/a | n/a | n/a | Clinic_076-078_Finish Schedule | n/a
CeilingMaterial | bill.east@us.army.mil | 2012-10-26T09:46:00 | Requirement | Space | 1D07 | ACOUSTICAL CEILING TILE | n/a | n/a | n/a | n/a | Clinic_076-078_Finish Schedule | n/a
FloorColor | bill.east@us.army.mil | 2012-10-26T09:46:00 | Requirement | Space | 1D07 | VAMERICAN OLEAN #A-55 DOE SIZE: 2"x2",2 VAMERICAN OLEAN #A-55 DOE SIZE: 2"x2",2 | n/a | n/a | n/a | n/a | Clinic_076-078_Finish Schedule | n/a
FloorMaterial | bill.east@us.army.mil | 2012-10-26T09:46:00 | Requirement | Space | 1D07 | VINYL COMPOSITION TILE | n/a | n/a | n/a | n/a | Clinic_076-078_Finish Schedule | n/a
WallColor-East | bill.east@us.army.mil | 2012-10-26T09:46:00 | Requirement | Space | 1D07 | DEVOE # 2W18-2 PRARIE BUFF DEVOE # 2W18-2 PRARIE BUFF | n/a | n/a | n/a | n/a | Clinic_076-078_Finish Schedule | n/a
WallColor-North | bill.east@us.army.mil | 2012-10-26T09:46:00 | Requirement | Space | 1D07 | DEVOE # 2W18-2 PRARIE BUFF DEVOE # 2W18-2 PRARIE BUFF | n/a | n/a | n/a | n/a | Clinic_076-078_Finish Schedule | n/a
WallColor-South | bill.east@us.army.mil | 2012-10-26T09:46:00 | Requirement | Space | 1D07 | DEVOE # 2W18-2 PRARIE BUFF DEVOE # 2W18-2 PRARIE BUFF | n/a | n/a | n/a | n/a | Clinic_076-078_Finish Schedule | n/a
WallColor-West | bill.east@us.army.mil | 2012-10-26T09:46:00 | Requirement | Space | 1D07 | DEVOE # 2W18-2 PRARIE BUFF DEVOE # 2W18-2 PRARIE BUFF | n/a | n/a | n/a | n/a | Clinic_076-078_Finish Schedule | n/a
WallMaterial-East | bill.east@us.army.mil | 2012-10-26T09:46:00 | Requirement | Space | 1D07 | GYPSUM WALLBOARD WITH PAINT | n/a | n/a | n/a | n/a | Clinic_076-078_Finish Schedule | n/a
WallMaterial-North | bill.east@us.army.mil | 2012-10-26T09:46:00 | Requirement | Space | 1D07 | GYPSUM WALLBOARD WITH PAINT | n/a | n/a | n/a | n/a | Clinic_076-078_Finish Schedule | n/a
WallMaterial-South | bill.east@us.army.mil | 2012-10-26T09:46:00 | Requirement | Space | 1D07 | GYPSUM WALLBOARD WITH PAINT | n/a | n/a | n/a | n/a | Clinic_076-078_Finish Schedule | n/a
WallMaterial-West | bill.east@us.army.mil | 2012-10-26T09:46:00 | Requirement | Space | 1D07 | GYPSUM WALLBOARD WITH PAINT | n/a | n/a | n/a | n/a | Clinic_076-078_Finish Schedule | n/a
BaseColor | bill.east@us.army.mil | 2012-10-26T09:46:00 | Requirement | Space | 1D08 | ROPPE - 40 FAWN - 4" HIGH RUBBER COVE BASE | n/a | n/a | n/a | n/a | Clinic_076-078_Finish Schedule | n/a
BaseMaterial | bill.east@us.army.mil | 2012-10-26T09:46:00 | Requirement | Space | 1D08 | RUBBER BASE | n/a | n/a | n/a | n/a | Clinic_076-078_Finish Schedule | n/a
CeilingColor | bill.east@us.army.mil | 2012-10-26T09:46:00 | Requirement | Space | 1D08 | ARMSTRONG CEILING TILE - CIRRUS TEGULAR; COLOR: WHITE; SERIES #534 GRID-15/16" EXPOSED TEE GRID SYSTEM-WHITE; SIZE: 2'x2'x3/4" | n/a | n/a | n/a | n/a | Clinic_076-078_Finish Schedule | n/a
CeilingMaterial | bill.east@us.army.mil | 2012-10-26T09:46:00 | Requirement | Space | 1D08 | ACOUSTICAL CEILING TILE | n/a | n/a | n/a | n/a | Clinic_076-078_Finish Schedule | n/a
FloorColor | bill.east@us.army.mil | 2012-10-26T09:46:00 | Requirement | Space | 1D08 | VAMERICAN OLEAN #A-55 DOE SIZE: 2"x2",2 VAMERICAN OLEAN #A-55 DOE SIZE: 2"x2",2 | n/a | n/a | n/a | n/a | Clinic_076-078_Finish Schedule | n/a
FloorMaterial | bill.east@us.army.mil | 2012-10-26T09:46:00 | Requirement | Space | 1D08 | VINYL COMPOSITION TILE | n/a | n/a | n/a | n/a | Clinic_076-078_Finish Schedule | n/a
WallColor-East | bill.east@us.army.mil | 2012-10-26T09:46:00 | Requirement | Space | 1D08 | DEVOE # 2W18-2 PRARIE BUFF DEVOE # 2W18-2 PRARIE BUFF | n/a | n/a | n/a | n/a | Clinic_076-078_Finish Schedule | n/a
WallColor-North | bill.east@us.army.mil | 2012-10-26T09:46:00 | Requirement | Space | 1D08 | DEVOE # 2W18-2 PRARIE BUFF DEVOE # 2W18-2 PRARIE BUFF | n/a | n/a | n/a | n/a | Clinic_076-078_Finish Schedule | n/a
WallColor-South | bill.east@us.army.mil | 2012-10-26T09:46:00 | Requirement | Space | 1D08 | DEVOE # 2W18-2 PRARIE BUFF DEVOE # 2W18-2 PRARIE BUFF | n/a | n/a | n/a | n/a | Clinic_076-078_Finish Schedule | n/a
WallColor-West | bill.east@us.army.mil | 2012-10-26T09:46:00 | Requirement | Space | 1D08 | DEVOE # 2W18-2 PRARIE BUFF DEVOE # 2W18-2 PRARIE BUFF | n/a | n/a | n/a | n/a | Clinic_076-078_Finish Schedule | n/a
WallMaterial-East | bill.east@us.army.mil | 2012-10-26T09:46:00 | Requirement | Space | 1D08 | GYPSUM WALLBOARD WITH PAINT | n/a | n/a | n/a | n/a | Clinic_076-078_Finish Schedule | n/a
WallMaterial-North | bill.east@us.army.mil | 2012-10-26T09:46:00 | Requirement | Space | 1D08 | GYPSUM WALLBOARD WITH PAINT | n/a | n/a | n/a | n/a | Clinic_076-078_Finish Schedule | n/a
WallMaterial-South | bill.east@us.army.mil | 2012-10-26T09:46:00 | Requirement | Space | 1D08 | GYPSUM WALLBOARD WITH PAINT | n/a | n/a | n/a | n/a | Clinic_076-078_Finish Schedule | n/a
WallMaterial-West | bill.east@us.army.mil | 2012-10-26T09:46:00 | Requirement | Space | 1D08 | GYPSUM WALLBOARD WITH PAINT | n/a | n/a | n/a | n/a | Clinic_076-078_Finish Schedule | n/a
BaseColor | bill.east@us.army.mil | 2012-10-26T09:46:00 | Requirement | Space | 1D09 | ROPPE - 40 FAWN - 4" HIGH RUBBER COVE BASE | n/a | n/a | n/a | n/a | Clinic_076-078_Finish Schedule | n/a
BaseMaterial | bill.east@us.army.mil | 2012-10-26T09:46:00 | Requirement | Space | 1D09 | RUBBER BASE | n/a | n/a | n/a | n/a | Clinic_076-078_Finish Schedule | n/a
CeilingColor | bill.east@us.army.mil | 2012-10-26T09:46:00 | Requirement | Space | 1D09 | ARMSTRONG CEILING TILE - CIRRUS TEGULAR; COLOR: WHITE; SERIES #534 GRID-15/16" EXPOSED TEE GRID SYSTEM-WHITE; SIZE: 2'x2'x3/4" | n/a | n/a | n/a | n/a | Clinic_076-078_Finish Schedule | n/a
CeilingMaterial | bill.east@us.army.mil | 2012-10-26T09:46:00 | Requirement | Space | 1D09 | ACOUSTICAL CEILING TILE | n/a | n/a | n/a | n/a | Clinic_076-078_Finish Schedule | n/a
FloorColor | bill.east@us.army.mil | 2012-10-26T09:46:00 | Requirement | Space | 1D09 | VAMERICAN OLEAN #A-55 DOE SIZE: 2"x2",2 VAMERICAN OLEAN #A-55 DOE SIZE: 2"x2",2 | n/a | n/a | n/a | n/a | Clinic_076-078_Finish Schedule | n/a
FloorMaterial | bill.east@us.army.mil | 2012-10-26T09:46:00 | Requirement | Space | 1D09 | VINYL COMPOSITION TILE | n/a | n/a | n/a | n/a | Clinic_076-078_Finish Schedule | n/a
WallColor-East | bill.east@us.army.mil | 2012-10-26T09:46:00 | Requirement | Space | 1D09 | DEVOE # 2W18-2 PRARIE BUFF DEVOE # 2W18-2 PRARIE BUFF | n/a | n/a | n/a | n/a | Clinic_076-078_Finish Schedule | n/a
WallColor-North | bill.east@us.army.mil | 2012-10-26T09:46:00 | Requirement | Space | 1D09 | DEVOE # 2W18-2 PRARIE BUFF DEVOE # 2W18-2 PRARIE BUFF | n/a | n/a | n/a | n/a | Clinic_076-078_Finish Schedule | n/a
WallColor-South | bill.east@us.army.mil | 2012-10-26T09:46:00 | Requirement | Space | 1D09 | DEVOE # 2W18-2 PRARIE BUFF DEVOE # 2W18-2 PRARIE BUFF | n/a | n/a | n/a | n/a | Clinic_076-078_Finish Schedule | n/a
WallColor-West | bill.east@us.army.mil | 2012-10-26T09:46:00 | Requirement | Space | 1D09 | DEVOE # 2W18-2 PRARIE BUFF DEVOE # 2W18-2 PRARIE BUFF | n/a | n/a | n/a | n/a | Clinic_076-078_Finish Schedule | n/a
WallMaterial-East | bill.east@us.army.mil | 2012-10-26T09:46:00 | Requirement | Space | 1D09 | GYPSUM WALLBOARD WITH PAINT | n/a | n/a | n/a | n/a | Clinic_076-078_Finish Schedule | n/a
WallMaterial-North | bill.east@us.army.mil | 2012-10-26T09:46:00 | Requirement | Space | 1D09 | GYPSUM WALLBOARD WITH PAINT | n/a | n/a | n/a | n/a | Clinic_076-078_Finish Schedule | n/a
WallMaterial-South | bill.east@us.army.mil | 2012-10-26T09:46:00 | Requirement | Space | 1D09 | GYPSUM WALLBOARD WITH PAINT | n/a | n/a | n/a | n/a | Clinic_076-078_Finish Schedule | n/a
WallMaterial-West | bill.east@us.army.mil | 2012-10-26T09:46:00 | Requirement | Space | 1D09 | GYPSUM WALLBOARD WITH PAINT | n/a | n/a | n/a | n/a | Clinic_076-078_Finish Schedule | n/a
BaseColor | bill.east@us.army.mil | 2012-10-26T09:46:00 | Requirement | Space | 1D10 | ROPPE - 40 FAWN - 4" HIGH RUBBER COVE BASE | n/a | n/a | n/a | n/a | Clinic_076-078_Finish Schedule | n/a
BaseMaterial | bill.east@us.army.mil | 2012-10-26T09:46:00 | Requirement | Space | 1D10 | RUBBER BASE | n/a | n/a | n/a | n/a | Clinic_076-078_Finish Schedule | n/a
CeilingColor | bill.east@us.army.mil | 2012-10-26T09:46:00 | Requirement | Space | 1D10 | ARMSTRONG CEILING TILE - CIRRUS TEGULAR; COLOR: WHITE; SERIES #534 GRID-15/16" EXPOSED TEE GRID SYSTEM-WHITE; SIZE: 2'x2'x3/4" | n/a | n/a | n/a | n/a | Clinic_076-078_Finish Schedule | n/a
CeilingMaterial | bill.east@us.army.mil | 2012-10-26T09:46:00 | Requirement | Space | 1D10 | ACOUSTICAL CEILING TILE | n/a | n/a | n/a | n/a | Clinic_076-078_Finish Schedule | n/a
FloorColor | bill.east@us.army.mil | 2012-10-26T09:46:00 | Requirement | Space | 1D10 | VAMERICAN OLEAN #A-55 DOE SIZE: 2"x2",2 VAMERICAN OLEAN #A-55 DOE SIZE: 2"x2",2 | n/a | n/a | n/a | n/a | Clinic_076-078_Finish Schedule | n/a
FloorMaterial | bill.east@us.army.mil | 2012-10-26T09:46:00 | Requirement | Space | 1D10 | VINYL COMPOSITION TILE | n/a | n/a | n/a | n/a | Clinic_076-078_Finish Schedule | n/a
WallColor-East | bill.east@us.army.mil | 2012-10-26T09:46:00 | Requirement | Space | 1D10 | DEVOE # 2W18-2 PRARIE BUFF DEVOE # 2W18-2 PRARIE BUFF | n/a | n/a | n/a | n/a | Clinic_076-078_Finish Schedule | n/a
WallColor-North | bill.east@us.army.mil | 2012-10-26T09:46:00 | Requirement | Space | 1D10 | DEVOE # 2W18-2 PRARIE BUFF DEVOE # 2W18-2 PRARIE BUFF | n/a | n/a | n/a | n/a | Clinic_076-078_Finish Schedule | n/a
WallColor-South | bill.east@us.army.mil | 2012-10-26T09:46:00 | Requirement | Space | 1D10 | DEVOE # 2W18-2 PRARIE BUFF DEVOE # 2W18-2 PRARIE BUFF | n/a | n/a | n/a | n/a | Clinic_076-078_Finish Schedule | n/a
WallColor-West | bill.east@us.army.mil | 2012-10-26T09:46:00 | Requirement | Space | 1D10 | DEVOE # 2W18-2 PRARIE BUFF DEVOE # 2W18-2 PRARIE BUFF | n/a | n/a | n/a | n/a | Clinic_076-078_Finish Schedule | n/a
WallMaterial-East | bill.east@us.army.mil | 2012-10-26T09:46:00 | Requirement | Space | 1D10 | GYPSUM WALLBOARD WITH PAINT | n/a | n/a | n/a | n/a | Clinic_076-078_Finish Schedule | n/a
WallMaterial-North | bill.east@us.army.mil | 2012-10-26T09:46:00 | Requirement | Space | 1D10 | GYPSUM WALLBOARD WITH PAINT | n/a | n/a | n/a | n/a | Clinic_076-078_Finish Schedule | n/a
WallMaterial-South | bill.east@us.army.mil | 2012-10-26T09:46:00 | Requirement | Space | 1D10 | GYPSUM WALLBOARD WITH PAINT | n/a | n/a | n/a | n/a | Clinic_076-078_Finish Schedule | n/a
WallMaterial-West | bill.east@us.army.mil | 2012-10-26T09:46:00 | Requirement | Space | 1D10 | GYPSUM WALLBOARD WITH PAINT | n/a | n/a | n/a | n/a | Clinic_076-078_Finish Schedule | n/a
BaseColor | bill.east@us.army.mil | 2012-10-26T09:46:00 | Requirement | Space | 1D11 | ROPPE - 40 FAWN - 4" HIGH RUBBER COVE BASE | n/a | n/a | n/a | n/a | Clinic_076-078_Finish Schedule | n/a
BaseMaterial | bill.east@us.army.mil | 2012-10-26T09:46:00 | Requirement | Space | 1D11 | RUBBER BASE | n/a | n/a | n/a | n/a | Clinic_076-078_Finish Schedule | n/a
CeilingColor | bill.east@us.army.mil | 2012-10-26T09:46:00 | Requirement | Space | 1D11 | ARMSTRONG CEILING TILE - CIRRUS TEGULAR; COLOR: WHITE; SERIES #534 GRID-15/16" EXPOSED TEE GRID SYSTEM-WHITE; SIZE: 2'x2'x3/4" | n/a | n/a | n/a | n/a | Clinic_076-078_Finish Schedule | n/a
CeilingMaterial | bill.east@us.army.mil | 2012-10-26T09:46:00 | Requirement | Space | 1D11 | ACOUSTICAL CEILING TILE | n/a | n/a | n/a | n/a | Clinic_076-078_Finish Schedule | n/a
FloorColor | bill.east@us.army.mil | 2012-10-26T09:46:00 | Requirement | Space | 1D11 | VAMERICAN OLEAN #A-55 DOE SIZE: 2"x2",2 | n/a | n/a | n/a | n/a | Clinic_076-078_Finish Schedule | n/a
FloorMaterial | bill.east@us.army.mil | 2012-10-26T09:46:00 | Requirement | Space | 1D11 | VINYL COMPOSITION TILE | n/a | n/a | n/a | n/a | Clinic_076-078_Finish Schedule | n/a
WallColor-East | bill.east@us.army.mil | 2012-10-26T09:46:00 | Requirement | Space | 1D11 | DEVOE # 2W18-2 PRARIE BUFF | n/a | n/a | n/a | n/a | Clinic_076-078_Finish Schedule | n/a
WallColor-North | bill.east@us.army.mil | 2012-10-26T09:46:00 | Requirement | Space | 1D11 | DEVOE # 2W18-2 PRARIE BUFF | n/a | n/a | n/a | n/a | Clinic_076-078_Finish Schedule | n/a
WallColor-South | bill.east@us.army.mil | 2012-10-26T09:46:00 | Requirement | Space | 1D11 | DEVOE # 2W18-2 PRARIE BUFF | n/a | n/a | n/a | n/a | Clinic_076-078_Finish Schedule | n/a
WallColor-West | bill.east@us.army.mil | 2012-10-26T09:46:00 | Requirement | Space | 1D11 | DEVOE # 2W18-2 PRARIE BUFF | n/a | n/a | n/a | n/a | Clinic_076-078_Finish Schedule | n/a
WallMaterial-East | bill.east@us.army.mil | 2012-10-26T09:46:00 | Requirement | Space | 1D11 | GYPSUM WALLBOARD WITH PAINT | n/a | n/a | n/a | n/a | Clinic_076-078_Finish Schedule | n/a
WallMaterial-North | bill.east@us.army.mil | 2012-10-26T09:46:00 | Requirement | Space | 1D11 | GYPSUM WALLBOARD WITH PAINT | n/a | n/a | n/a | n/a | Clinic_076-078_Finish Schedule | n/a
WallMaterial-South | bill.east@us.army.mil | 2012-10-26T09:46:00 | Requirement | Space | 1D11 | GYPSUM WALLBOARD WITH PAINT | n/a | n/a | n/a | n/a | Clinic_076-078_Finish Schedule | n/a
WallMaterial-West | bill.east@us.army.mil | 2012-10-26T09:46:00 | Requirement | Space | 1D11 | GYPSUM WALLBOARD WITH PAINT | n/a | n/a | n/a | n/a | Clinic_076-078_Finish Schedule | n/a
BaseColor | bill.east@us.army.mil | 2012-10-26T09:46:00 | Requirement | Space | 1D12 | ARMSTRONG - MEDINTECH - #86439 DESERT GOLD | n/a | n/a | n/a | n/a | Clinic_076-078_Finish Schedule | n/a
BaseMaterial | bill.east@us.army.mil | 2012-10-26T09:46:00 | Requirement | Space | 1D12 | INTEGRAL VINYL BASE | n/a | n/a | n/a | n/a | Clinic_076-078_Finish Schedule | n/a
CeilingColor | bill.east@us.army.mil | 2012-10-26T09:46:00 | Requirement | Space | 1D12 | ARMSTRONG CEILING TILE - FINE FISSURED DURATEX; COLOR: WHITE; SERIES #1870; GRID 15/16" EXPOSED TEE GRID SYSTEM-WHITE; SIZE: 2'x2' | n/a | n/a | n/a | n/a | Clinic_076-078_Finish Schedule | n/a
CeilingMaterial | bill.east@us.army.mil | 2012-10-26T09:46:00 | Requirement | Space | 1D12 | ACOUSTICAL CEILING TILE | n/a | n/a | n/a | n/a | Clinic_076-078_Finish Schedule | n/a
FloorColor | bill.east@us.army.mil | 2012-10-26T09:46:00 | Requirement | Space | 1D12 | ARMSTRONG - MEDIN TECH - #86439 DESERT GOLD | n/a | n/a | n/a | n/a | Clinic_076-078_Finish Schedule | n/a
FloorMaterial | bill.east@us.army.mil | 2012-10-26T09:46:00 | Requirement | Space | 1D12 | SHEET VINYL | n/a | n/a | n/a | n/a | Clinic_076-078_Finish Schedule | n/a
WallColor-East | bill.east@us.army.mil | 2012-10-26T09:46:00 | Requirement | Space | 1D12 | MATCH PT3 - Devoe # 2W19-4 CLAY PEBBLE | n/a | n/a | n/a | n/a | Clinic_076-078_Finish Schedule | n/a
WallColor-North | bill.east@us.army.mil | 2012-10-26T09:46:00 | Requirement | Space | 1D12 | MATCH PT3 - Devoe # 2W19-4 CLAY PEBBLE | n/a | n/a | n/a | n/a | Clinic_076-078_Finish Schedule | n/a
WallColor-South | bill.east@us.army.mil | 2012-10-26T09:46:00 | Requirement | Space | 1D12 | MATCH PT3 - Devoe # 2W19-4 CLAY PEBBLE | n/a | n/a | n/a | n/a | Clinic_076-078_Finish Schedule | n/a
WallColor-West | bill.east@us.army.mil | 2012-10-26T09:46:00 | Requirement | Space | 1D12 | MATCH PT3 - Devoe # 2W19-4 CLAY PEBBLE | n/a | n/a | n/a | n/a | Clinic_076-078_Finish Schedule | n/a
WallMaterial-East | bill.east@us.army.mil | 2012-10-26T09:46:00 | Requirement | Space | 1D12 | GYPSUM WALLBOARD WITH LIQUID GLAZED COATING | n/a | n/a | n/a | n/a | Clinic_076-078_Finish Schedule | n/a
WallMaterial-North | bill.east@us.army.mil | 2012-10-26T09:46:00 | Requirement | Space | 1D12 | GYPSUM WALLBOARD WITH LIQUID GLAZED COATING | n/a | n/a | n/a | n/a | Clinic_076-078_Finish Schedule | n/a
WallMaterial-South | bill.east@us.army.mil | 2012-10-26T09:46:00 | Requirement | Space | 1D12 | GYPSUM WALLBOARD WITH LIQUID GLAZED COATING | n/a | n/a | n/a | n/a | Clinic_076-078_Finish Schedule | n/a
WallMaterial-West | bill.east@us.army.mil | 2012-10-26T09:46:00 | Requirement | Space | 1D12 | GYPSUM WALLBOARD WITH LIQUID GLAZED COATING | n/a | n/a | n/a | n/a | Clinic_076-078_Finish Schedule | n/a
BaseColor | bill.east@us.army.mil | 2012-10-26T09:46:00 | Requirement | Space | 1D13 | ROPPE - 40 FAWN - 4" HIGH RUBBER COVE BASE | n/a | n/a | n/a | n/a | Clinic_076-078_Finish Schedule | n/a
BaseMaterial | bill.east@us.army.mil | 2012-10-26T09:46:00 | Requirement | Space | 1D13 | RUBBER BASE | n/a | n/a | n/a | n/a | Clinic_076-078_Finish Schedule | n/a
CeilingColor | bill.east@us.army.mil | 2012-10-26T09:46:00 | Requirement | Space | 1D13 | ARMSTRONG CEILING TILE - CIRRUS TEGULAR; COLOR: WHITE; SERIES #534 GRID-15/16" EXPOSED TEE GRID SYSTEM-WHITE; SIZE: 2'x2'x3/4" | n/a | n/a | n/a | n/a | Clinic_076-078_Finish Schedule | n/a
CeilingMaterial | bill.east@us.army.mil | 2012-10-26T09:46:00 | Requirement | Space | 1D13 | ACOUSTICAL CEILING TILE | n/a | n/a | n/a | n/a | Clinic_076-078_Finish Schedule | n/a
FloorColor | bill.east@us.army.mil | 2012-10-26T09:46:00 | Requirement | Space | 1D13 | VAMERICAN OLEAN #A-55 DOE SIZE: 2"x2",2 | n/a | n/a | n/a | n/a | Clinic_076-078_Finish Schedule | n/a
FloorMaterial | bill.east@us.army.mil | 2012-10-26T09:46:00 | Requirement | Space | 1D13 | VINYL COMPOSITION TILE | n/a | n/a | n/a | n/a | Clinic_076-078_Finish Schedule | n/a
WallColor-East | bill.east@us.army.mil | 2012-10-26T09:46:00 | Requirement | Space | 1D13 | DEVOE # 2W18-2 PRARIE BUFF | n/a | n/a | n/a | n/a | Clinic_076-078_Finish Schedule | n/a
WallColor-North | bill.east@us.army.mil | 2012-10-26T09:46:00 | Requirement | Space | 1D13 | DEVOE # 2W18-2 PRARIE BUFF | n/a | n/a | n/a | n/a | Clinic_076-078_Finish Schedule | n/a
WallColor-South | bill.east@us.army.mil | 2012-10-26T09:46:00 | Requirement | Space | 1D13 | DEVOE # 2W18-2 PRARIE BUFF | n/a | n/a | n/a | n/a | Clinic_076-078_Finish Schedule | n/a
WallColor-West | bill.east@us.army.mil | 2012-10-26T09:46:00 | Requirement | Space | 1D13 | DEVOE # 2W18-2 PRARIE BUFF | n/a | n/a | n/a | n/a | Clinic_076-078_Finish Schedule | n/a
WallMaterial-East | bill.east@us.army.mil | 2012-10-26T09:46:00 | Requirement | Space | 1D13 | GYPSUM WALLBOARD WITH PAINT | n/a | n/a | n/a | n/a | Clinic_076-078_Finish Schedule | n/a
WallMaterial-North | bill.east@us.army.mil | 2012-10-26T09:46:00 | Requirement | Space | 1D13 | GYPSUM WALLBOARD WITH PAINT | n/a | n/a | n/a | n/a | Clinic_076-078_Finish Schedule | n/a
WallMaterial-South | bill.east@us.army.mil | 2012-10-26T09:46:00 | Requirement | Space | 1D13 | GYPSUM WALLBOARD WITH PAINT | n/a | n/a | n/a | n/a | Clinic_076-078_Finish Schedule | n/a
WallMaterial-West | bill.east@us.army.mil | 2012-10-26T09:46:00 | Requirement | Space | 1D13 | GYPSUM WALLBOARD WITH PAINT | n/a | n/a | n/a | n/a | Clinic_076-078_Finish Schedule | n/a
BaseColor | bill.east@us.army.mil | 2012-10-26T09:46:00 | Requirement | Space | 1D14 | ARMSTRONG - MEDINTECH - #86439 DESERT GOLD | n/a | n/a | n/a | n/a | Clinic_076-078_Finish Schedule | n/a
BaseMaterial | bill.east@us.army.mil | 2012-10-26T09:46:00 | Requirement | Space | 1D14 | INTEGRAL VINYL BASE | n/a | n/a | n/a | n/a | Clinic_076-078_Finish Schedule | n/a
CeilingColor | bill.east@us.army.mil | 2012-10-26T09:46:00 | Requirement | Space | 1D14 | ARMSTRONG CEILING TILE - FINE FISSURED DURATEX; COLOR: WHITE; SERIES #1870; GRID 15/16" EXPOSED TEE GRID SYSTEM-WHITE; SIZE: 2'x2' | n/a | n/a | n/a | n/a | Clinic_076-078_Finish Schedule | n/a
CeilingMaterial | bill.east@us.army.mil | 2012-10-26T09:46:00 | Requirement | Space | 1D14 | ACOUSTICAL CEILING TILE | n/a | n/a | n/a | n/a | Clinic_076-078_Finish Schedule | n/a
FloorColor | bill.east@us.army.mil | 2012-10-26T09:46:00 | Requirement | Space | 1D14 | ARMSTRONG - MEDIN TECH - #86439 DESERT GOLD | n/a | n/a | n/a | n/a | Clinic_076-078_Finish Schedule | n/a
FloorMaterial | bill.east@us.army.mil | 2012-10-26T09:46:00 | Requirement | Space | 1D14 | SHEET VINYL | n/a | n/a | n/a | n/a | Clinic_076-078_Finish Schedule | n/a
WallColor-East | bill.east@us.army.mil | 2012-10-26T09:46:00 | Requirement | Space | 1D14 | MATCH PT3 - Devoe # 2W19-4 CLAY PEBBLE | n/a | n/a | n/a | n/a | Clinic_076-078_Finish Schedule | n/a
WallColor-North | bill.east@us.army.mil | 2012-10-26T09:46:00 | Requirement | Space | 1D14 | MATCH PT3 - Devoe # 2W19-4 CLAY PEBBLE | n/a | n/a | n/a | n/a | Clinic_076-078_Finish Schedule | n/a
WallColor-South | bill.east@us.army.mil | 2012-10-26T09:46:00 | Requirement | Space | 1D14 | MATCH PT3 - Devoe # 2W19-4 CLAY PEBBLE | n/a | n/a | n/a | n/a | Clinic_076-078_Finish Schedule | n/a
WallColor-West | bill.east@us.army.mil | 2012-10-26T09:46:00 | Requirement | Space | 1D14 | MATCH PT3 - Devoe # 2W19-4 CLAY PEBBLE | n/a | n/a | n/a | n/a | Clinic_076-078_Finish Schedule | n/a
WallMaterial-East | bill.east@us.army.mil | 2012-10-26T09:46:00 | Requirement | Space | 1D14 | GYPSUM WALLBOARD WITH LIQUID GLAZED COATING | n/a | n/a | n/a | n/a | Clinic_076-078_Finish Schedule | n/a
WallMaterial-North | bill.east@us.army.mil | 2012-10-26T09:46:00 | Requirement | Space | 1D14 | GYPSUM WALLBOARD WITH LIQUID GLAZED COATING | n/a | n/a | n/a | n/a | Clinic_076-078_Finish Schedule | n/a
WallMaterial-South | bill.east@us.army.mil | 2012-10-26T09:46:00 | Requirement | Space | 1D14 | GYPSUM WALLBOARD WITH LIQUID GLAZED COATING | n/a | n/a | n/a | n/a | Clinic_076-078_Finish Schedule | n/a
WallMaterial-West | bill.east@us.army.mil | 2012-10-26T09:46:00 | Requirement | Space | 1D14 | GYPSUM WALLBOARD WITH LIQUID GLAZED COATING | n/a | n/a | n/a | n/a | Clinic_076-078_Finish Schedule | n/a
BaseColor | bill.east@us.army.mil | 2012-10-26T09:46:00 | Requirement | Space | 1D15 | ROPPE - 40 FAWN - 4" HIGH RUBBER COVE BASE | n/a | n/a | n/a | n/a | Clinic_076-078_Finish Schedule | n/a
BaseMaterial | bill.east@us.army.mil | 2012-10-26T09:46:00 | Requirement | Space | 1D15 | RUBBER BASE | n/a | n/a | n/a | n/a | Clinic_076-078_Finish Schedule | n/a
CeilingColor | bill.east@us.army.mil | 2012-10-26T09:46:00 | Requirement | Space | 1D15 | ARMSTRONG CEILING TILE - CIRRUS TEGULAR; COLOR: WHITE; SERIES #534 GRID-15/16" EXPOSED TEE GRID SYSTEM-WHITE; SIZE: 2'x2'x3/4" | n/a | n/a | n/a | n/a | Clinic_076-078_Finish Schedule | n/a
CeilingMaterial | bill.east@us.army.mil | 2012-10-26T09:46:00 | Requirement | Space | 1D15 | ACOUSTICAL CEILING TILE | n/a | n/a | n/a | n/a | Clinic_076-078_Finish Schedule | n/a
FloorColor | bill.east@us.army.mil | 2012-10-26T09:46:00 | Requirement | Space | 1D15 | VAMERICAN OLEAN #A-55 DOE SIZE: 2"x2",2 | n/a | n/a | n/a | n/a | Clinic_076-078_Finish Schedule | n/a
FloorMaterial | bill.east@us.army.mil | 2012-10-26T09:46:00 | Requirement | Space | 1D15 | VINYL COMPOSITION TILE | n/a | n/a | n/a | n/a | Clinic_076-078_Finish Schedule | n/a
WallColor-East | bill.east@us.army.mil | 2012-10-26T09:46:00 | Requirement | Space | 1D15 | DEVOE # 2W18-2 PRARIE BUFF | n/a | n/a | n/a | n/a | Clinic_076-078_Finish Schedule | n/a
WallColor-North | bill.east@us.army.mil | 2012-10-26T09:46:00 | Requirement | Space | 1D15 | DEVOE # 2W18-2 PRARIE BUFF | n/a | n/a | n/a | n/a | Clinic_076-078_Finish Schedule | n/a
WallColor-South | bill.east@us.army.mil | 2012-10-26T09:46:00 | Requirement | Space | 1D15 | DEVOE # 2W18-2 PRARIE BUFF | n/a | n/a | n/a | n/a | Clinic_076-078_Finish Schedule | n/a
WallColor-West | bill.east@us.army.mil | 2012-10-26T09:46:00 | Requirement | Space | 1D15 | DEVOE # 2W18-2 PRARIE BUFF | n/a | n/a | n/a | n/a | Clinic_076-078_Finish Schedule | n/a
WallMaterial-East | bill.east@us.army.mil | 2012-10-26T09:46:00 | Requirement | Space | 1D15 | GYPSUM WALLBOARD WITH PAINT | n/a | n/a | n/a | n/a | Clinic_076-078_Finish Schedule | n/a
WallMaterial-North | bill.east@us.army.mil | 2012-10-26T09:46:00 | Requirement | Space | 1D15 | GYPSUM WALLBOARD WITH PAINT | n/a | n/a | n/a | n/a | Clinic_076-078_Finish Schedule | n/a
WallMaterial-South | bill.east@us.army.mil | 2012-10-26T09:46:00 | Requirement | Space | 1D15 | GYPSUM WALLBOARD WITH PAINT | n/a | n/a | n/a | n/a | Clinic_076-078_Finish Schedule | n/a
WallMaterial-West | bill.east@us.army.mil | 2012-10-26T09:46:00 | Requirement | Space | 1D15 | GYPSUM WALLBOARD WITH PAINT | n/a | n/a | n/a | n/a | Clinic_076-078_Finish Schedule | n/a
BaseColor | bill.east@us.army.mil | 2012-10-26T09:46:00 | Requirement | Space | 1D16 | ROPPE - 40 FAWN - 4" HIGH RUBBER COVE BASE | n/a | n/a | n/a | n/a | Clinic_076-078_Finish Schedule | n/a
BaseMaterial | bill.east@us.army.mil | 2012-10-26T09:46:00 | Requirement | Space | 1D16 | RUBBER BASE | n/a | n/a | n/a | n/a | Clinic_076-078_Finish Schedule | n/a
CeilingColor | bill.east@us.army.mil | 2012-10-26T09:46:00 | Requirement | Space | 1D16 | ARMSTRONG CEILING TILE - CIRRUS TEGULAR; COLOR: WHITE; SERIES #534 GRID-15/16" EXPOSED TEE GRID SYSTEM-WHITE; SIZE: 2'x2'x3/4" | n/a | n/a | n/a | n/a | Clinic_076-078_Finish Schedule | n/a
CeilingMaterial | bill.east@us.army.mil | 2012-10-26T09:46:00 | Requirement | Space | 1D16 | ACOUSTICAL CEILING TILE | n/a | n/a | n/a | n/a | Clinic_076-078_Finish Schedule | n/a
FloorColor | bill.east@us.army.mil | 2012-10-26T09:46:00 | Requirement | Space | 1D16 | INTERFACE - CARIBBEAN #3063 SEA TURTLE | n/a | n/a | n/a | n/a | Clinic_076-078_Finish Schedule | n/a
FloorMaterial | bill.east@us.army.mil | 2012-10-26T09:46:00 | Requirement | Space | 1D16 | CARPET | n/a | n/a | n/a | n/a | Clinic_076-078_Finish Schedule | n/a
WallColor-East | bill.east@us.army.mil | 2012-10-26T09:46:00 | Requirement | Space | 1D16 | DEVOE # 2W18-2 PRARIE BUFF | n/a | n/a | n/a | n/a | Clinic_076-078_Finish Schedule | n/a
WallColor-North | bill.east@us.army.mil | 2012-10-26T09:46:00 | Requirement | Space | 1D16 | DEVOE # 2W18-2 PRARIE BUFF | n/a | n/a | n/a | n/a | Clinic_076-078_Finish Schedule | n/a
WallColor-South | bill.east@us.army.mil | 2012-10-26T09:46:00 | Requirement | Space | 1D16 | DEVOE # 2W18-2 PRARIE BUFF | n/a | n/a | n/a | n/a | Clinic_076-078_Finish Schedule | n/a
WallColor-West | bill.east@us.army.mil | 2012-10-26T09:46:00 | Requirement | Space | 1D16 | DEVOE # 2W18-2 PRARIE BUFF | n/a | n/a | n/a | n/a | Clinic_076-078_Finish Schedule | n/a
WallMaterial-East | bill.east@us.army.mil | 2012-10-26T09:46:00 | Requirement | Space | 1D16 | GYPSUM WALLBOARD WITH PAINT | n/a | n/a | n/a | n/a | Clinic_076-078_Finish Schedule | n/a
WallMaterial-North | bill.east@us.army.mil | 2012-10-26T09:46:00 | Requirement | Space | 1D16 | GYPSUM WALLBOARD WITH PAINT | n/a | n/a | n/a | n/a | Clinic_076-078_Finish Schedule | n/a
WallMaterial-South | bill.east@us.army.mil | 2012-10-26T09:46:00 | Requirement | Space | 1D16 | GYPSUM WALLBOARD WITH PAINT | n/a | n/a | n/a | n/a | Clinic_076-078_Finish Schedule | n/a
WallMaterial-West | bill.east@us.army.mil | 2012-10-26T09:46:00 | Requirement | Space | 1D16 | GYPSUM WALLBOARD WITH PAINT | n/a | n/a | n/a | n/a | Clinic_076-078_Finish Schedule | n/a
BaseColor | bill.east@us.army.mil | 2012-10-26T09:46:00 | Requirement | Space | 1D17 | ROPPE - 40 FAWN - 4" HIGH RUBBER COVE BASE | n/a | n/a | n/a | n/a | Clinic_076-078_Finish Schedule | n/a
BaseMaterial | bill.east@us.army.mil | 2012-10-26T09:46:00 | Requirement | Space | 1D17 | RUBBER BASE | n/a | n/a | n/a | n/a | Clinic_076-078_Finish Schedule | n/a
CeilingColor | bill.east@us.army.mil | 2012-10-26T09:46:00 | Requirement | Space | 1D17 | MATCH PT3 - Devoe # 2W19-4 CLAY PEBBLE | n/a | n/a | n/a | n/a | Clinic_076-078_Finish Schedule | n/a
CeilingMaterial | bill.east@us.army.mil | 2012-10-26T09:46:00 | Requirement | Space | 1D17 | GYPSUM WALLBOARD WITH LIQUID GLAZED COATING | n/a | n/a | n/a | n/a | Clinic_076-078_Finish Schedule | n/a
FloorColor | bill.east@us.army.mil | 2012-10-26T09:46:00 | Requirement | Space | 1D17 | VAMERICAN OLEAN #A-55 DOE SIZE: 2"x2" | n/a | n/a | n/a | n/a | Clinic_076-078_Finish Schedule | n/a
FloorMaterial | bill.east@us.army.mil | 2012-10-26T09:46:00 | Requirement | Space | 1D17 | VINYL COMPOSITION TILE | n/a | n/a | n/a | n/a | Clinic_076-078_Finish Schedule | n/a
WallColor-East | bill.east@us.army.mil | 2012-10-26T09:46:00 | Requirement | Space | 1D17 | MATCH PT3 - Devoe # 2W19-4 CLAY PEBBLE | n/a | n/a | n/a | n/a | Clinic_076-078_Finish Schedule | n/a
WallColor-North | bill.east@us.army.mil | 2012-10-26T09:46:00 | Requirement | Space | 1D17 | MATCH PT3 - Devoe # 2W19-4 CLAY PEBBLE | n/a | n/a | n/a | n/a | Clinic_076-078_Finish Schedule | n/a
WallColor-South | bill.east@us.army.mil | 2012-10-26T09:46:00 | Requirement | Space | 1D17 | MATCH PT3 - Devoe # 2W19-4 CLAY PEBBLE | n/a | n/a | n/a | n/a | Clinic_076-078_Finish Schedule | n/a
WallColor-West | bill.east@us.army.mil | 2012-10-26T09:46:00 | Requirement | Space | 1D17 | MATCH PT3 - Devoe # 2W19-4 CLAY PEBBLE | n/a | n/a | n/a | n/a | Clinic_076-078_Finish Schedule | n/a
WallMaterial-East | bill.east@us.army.mil | 2012-10-26T09:46:00 | Requirement | Space | 1D17 | GYPSUM WALLBOARD WITH LIQUID GLAZED COATING | n/a | n/a | n/a | n/a | Clinic_076-078_Finish Schedule | n/a
WallMaterial-North | bill.east@us.army.mil | 2012-10-26T09:46:00 | Requirement | Space | 1D17 | GYPSUM WALLBOARD WITH LIQUID GLAZED COATING | n/a | n/a | n/a | n/a | Clinic_076-078_Finish Schedule | n/a
WallMaterial-South | bill.east@us.army.mil | 2012-10-26T09:46:00 | Requirement | Space | 1D17 | GYPSUM WALLBOARD WITH LIQUID GLAZED COATING | n/a | n/a | n/a | n/a | Clinic_076-078_Finish Schedule | n/a
WallMaterial-West | bill.east@us.army.mil | 2012-10-26T09:46:00 | Requirement | Space | 1D17 | GYPSUM WALLBOARD WITH LIQUID GLAZED COATING | n/a | n/a | n/a | n/a | Clinic_076-078_Finish Schedule | n/a
BaseColor | bill.east@us.army.mil | 2012-10-26T09:46:00 | Requirement | Space | 1D18 | DAL - TILE - #D-1452 CYPRESS - SIZE 4"X 4" | n/a | n/a | n/a | n/a | Clinic_076-078_Finish Schedule | n/a
BaseMaterial | bill.east@us.army.mil | 2012-10-26T09:46:00 | Requirement | Space | 1D18 | MAT GLAZED TILE | n/a | n/a | n/a | n/a | Clinic_076-078_Finish Schedule | n/a
CeilingColor | bill.east@us.army.mil | 2012-10-26T09:46:00 | Requirement | Space | 1D18 | MATCH PT3 - Devoe # 2W19-4 CLAY PEBBLE | n/a | n/a | n/a | n/a | Clinic_076-078_Finish Schedule | n/a
CeilingMaterial | bill.east@us.army.mil | 2012-10-26T09:46:00 | Requirement | Space | 1D18 | GYPSUM WALLBOARD WITH LIQUID GLAZED COATING | n/a | n/a | n/a | n/a | Clinic_076-078_Finish Schedule | n/a
FloorColor | bill.east@us.army.mil | 2012-10-26T09:46:00 | Requirement | Space | 1D18 | INTERFACE - CARIBBEAN #3063 SEA TURTLE | n/a | n/a | n/a | n/a | Clinic_076-078_Finish Schedule | n/a
FloorMaterial | bill.east@us.army.mil | 2012-10-26T09:46:00 | Requirement | Space | 1D18 | CERAMIC TILE | n/a | n/a | n/a | n/a | Clinic_076-078_Finish Schedule | n/a
WallColor-East | bill.east@us.army.mil | 2012-10-26T09:46:00 | Requirement | Space | 1D18 | DAL - TILE - #D-1452 CYPRESS - SIZE 4"X 4" | n/a | n/a | n/a | n/a | Clinic_076-078_Finish Schedule | n/a
WallColor-North | bill.east@us.army.mil | 2012-10-26T09:46:00 | Requirement | Space | 1D18 | DAL - TILE - #D-1452 CYPRESS - SIZE 4"X 4" | n/a | n/a | n/a | n/a | Clinic_076-078_Finish Schedule | n/a
WallColor-South | bill.east@us.army.mil | 2012-10-26T09:46:00 | Requirement | Space | 1D18 | DAL - TILE - #D-1452 CYPRESS - SIZE 4"X 4" | n/a | n/a | n/a | n/a | Clinic_076-078_Finish Schedule | n/a
WallColor-West | bill.east@us.army.mil | 2012-10-26T09:46:00 | Requirement | Space | 1D18 | DAL - TILE - #D-1452 CYPRESS - SIZE 4"X 4" | n/a | n/a | n/a | n/a | Clinic_076-078_Finish Schedule | n/a
WallMaterial-East | bill.east@us.army.mil | 2012-10-26T09:46:00 | Requirement | Space | 1D18 | MAT GLAZED TILE | n/a | n/a | n/a | n/a | Clinic_076-078_Finish Schedule | n/a
WallMaterial-North | bill.east@us.army.mil | 2012-10-26T09:46:00 | Requirement | Space | 1D18 | MAT GLAZED TILE | n/a | n/a | n/a | n/a | Clinic_076-078_Finish Schedule | n/a
WallMaterial-South | bill.east@us.army.mil | 2012-10-26T09:46:00 | Requirement | Space | 1D18 | MAT GLAZED TILE | n/a | n/a | n/a | n/a | Clinic_076-078_Finish Schedule | n/a
WallMaterial-West | bill.east@us.army.mil | 2012-10-26T09:46:00 | Requirement | Space | 1D18 | MAT GLAZED TILE | n/a | n/a | n/a | n/a | Clinic_076-078_Finish Schedule | n/a
BaseColor | bill.east@us.army.mil | 2012-10-26T09:46:00 | Requirement | Space | 1D19 | ROPPE - 40 FAWN - 4" HIGH RUBBER COVE BASE | n/a | n/a | n/a | n/a | Clinic_076-078_Finish Schedule | n/a
BaseMaterial | bill.east@us.army.mil | 2012-10-26T09:46:00 | Requirement | Space | 1D19 | RUBBER BASE | n/a | n/a | n/a | n/a | Clinic_076-078_Finish Schedule | n/a
CeilingColor | bill.east@us.army.mil | 2012-10-26T09:46:00 | Requirement | Space | 1D19 | ARMSTRONG CEILING TILE - CIRRUS TEGULAR; COLOR: WHITE; SERIES #534 GRID-15/16" EXPOSED TEE GRID SYSTEM-WHITE; SIZE: 2'x2'x3/4" | n/a | n/a | n/a | n/a | Clinic_076-078_Finish Schedule | n/a
CeilingMaterial | bill.east@us.army.mil | 2012-10-26T09:46:00 | Requirement | Space | 1D19 | ACOUSTICAL CEILING TILE | n/a | n/a | n/a | n/a | Clinic_076-078_Finish Schedule | n/a
FloorColor | bill.east@us.army.mil | 2012-10-26T09:46:00 | Requirement | Space | 1D19 | INTERFACE - CARIBBEAN #3063 SEA TURTLE | n/a | n/a | n/a | n/a | Clinic_076-078_Finish Schedule | n/a
FloorMaterial | bill.east@us.army.mil | 2012-10-26T09:46:00 | Requirement | Space | 1D19 | CARPET | n/a | n/a | n/a | n/a | Clinic_076-078_Finish Schedule | n/a
WallColor-East | bill.east@us.army.mil | 2012-10-26T09:46:00 | Requirement | Space | 1D19 | DEVOE # 2W18-2 PRARIE BUFF | n/a | n/a | n/a | n/a | Clinic_076-078_Finish Schedule | n/a
WallColor-North | bill.east@us.army.mil | 2012-10-26T09:46:00 | Requirement | Space | 1D19 | DEVOE # 2W18-2 PRARIE BUFF | n/a | n/a | n/a | n/a | Clinic_076-078_Finish Schedule | n/a
WallColor-South | bill.east@us.army.mil | 2012-10-26T09:46:00 | Requirement | Space | 1D19 | DEVOE # 2W18-2 PRARIE BUFF | n/a | n/a | n/a | n/a | Clinic_076-078_Finish Schedule | n/a
WallColor-West | bill.east@us.army.mil | 2012-10-26T09:46:00 | Requirement | Space | 1D19 | DEVOE # 2W18-2 PRARIE BUFF | n/a | n/a | n/a | n/a | Clinic_076-078_Finish Schedule | n/a
WallMaterial-East | bill.east@us.army.mil | 2012-10-26T09:46:00 | Requirement | Space | 1D19 | GYPSUM WALLBOARD WITH PAINT | n/a | n/a | n/a | n/a | Clinic_076-078_Finish Schedule | n/a
WallMaterial-North | bill.east@us.army.mil | 2012-10-26T09:46:00 | Requirement | Space | 1D19 | GYPSUM WALLBOARD WITH PAINT | n/a | n/a | n/a | n/a | Clinic_076-078_Finish Schedule | n/a
WallMaterial-South | bill.east@us.army.mil | 2012-10-26T09:46:00 | Requirement | Space | 1D19 | GYPSUM WALLBOARD WITH PAINT | n/a | n/a | n/a | n/a | Clinic_076-078_Finish Schedule | n/a
WallMaterial-West | bill.east@us.army.mil | 2012-10-26T09:46:00 | Requirement | Space | 1D19 | GYPSUM WALLBOARD WITH PAINT | n/a | n/a | n/a | n/a | Clinic_076-078_Finish Schedule | n/a
BaseColor | bill.east@us.army.mil | 2012-10-26T09:46:00 | Requirement | Space | 1D20 | ROPPE - 40 FAWN - 4" HIGH RUBBER COVE BASE | n/a | n/a | n/a | n/a | Clinic_076-078_Finish Schedule | n/a
BaseMaterial | bill.east@us.army.mil | 2012-10-26T09:46:00 | Requirement | Space | 1D20 | RUBBER BASE | n/a | n/a | n/a | n/a | Clinic_076-078_Finish Schedule | n/a
CeilingColor | bill.east@us.army.mil | 2012-10-26T09:46:00 | Requirement | Space | 1D20 | ARMSTRONG CEILING TILE - CIRRUS TEGULAR; COLOR: WHITE; SERIES #534 GRID-15/16" EXPOSED TEE GRID SYSTEM-WHITE; SIZE: 2'x2'x3/4" | n/a | n/a | n/a | n/a | Clinic_076-078_Finish Schedule | n/a
CeilingMaterial | bill.east@us.army.mil | 2012-10-26T09:46:00 | Requirement | Space | 1D20 | ACOUSTICAL CEILING TILE | n/a | n/a | n/a | n/a | Clinic_076-078_Finish Schedule | n/a
FloorColor | bill.east@us.army.mil | 2012-10-26T09:46:00 | Requirement | Space | 1D20 | INTERFACE - CARIBBEAN #3063 SEA TURTLE | n/a | n/a | n/a | n/a | Clinic_076-078_Finish Schedule | n/a
FloorMaterial | bill.east@us.army.mil | 2012-10-26T09:46:00 | Requirement | Space | 1D20 | CARPET | n/a | n/a | n/a | n/a | Clinic_076-078_Finish Schedule | n/a
WallColor-East | bill.east@us.army.mil | 2012-10-26T09:46:00 | Requirement | Space | 1D20 | DEVOE # 2W18-2 PRARIE BUFF | n/a | n/a | n/a | n/a | Clinic_076-078_Finish Schedule | n/a
WallColor-North | bill.east@us.army.mil | 2012-10-26T09:46:00 | Requirement | Space | 1D20 | DEVOE # 2W18-2 PRARIE BUFF | n/a | n/a | n/a | n/a | Clinic_076-078_Finish Schedule | n/a
WallColor-South | bill.east@us.army.mil | 2012-10-26T09:46:00 | Requirement | Space | 1D20 | DEVOE # 2W18-2 PRARIE BUFF | n/a | n/a | n/a | n/a | Clinic_076-078_Finish Schedule | n/a
WallColor-West | bill.east@us.army.mil | 2012-10-26T09:46:00 | Requirement | Space | 1D20 | DEVOE # 2W18-2 PRARIE BUFF | n/a | n/a | n/a | n/a | Clinic_076-078_Finish Schedule | n/a
WallMaterial-East | bill.east@us.army.mil | 2012-10-26T09:46:00 | Requirement | Space | 1D20 | GYPSUM WALLBOARD WITH PAINT | n/a | n/a | n/a | n/a | Clinic_076-078_Finish Schedule | n/a
WallMaterial-North | bill.east@us.army.mil | 2012-10-26T09:46:00 | Requirement | Space | 1D20 | GYPSUM WALLBOARD WITH PAINT | n/a | n/a | n/a | n/a | Clinic_076-078_Finish Schedule | n/a
WallMaterial-South | bill.east@us.army.mil | 2012-10-26T09:46:00 | Requirement | Space | 1D20 | GYPSUM WALLBOARD WITH PAINT | n/a | n/a | n/a | n/a | Clinic_076-078_Finish Schedule | n/a
WallMaterial-West | bill.east@us.army.mil | 2012-10-26T09:46:00 | Requirement | Space | 1D20 | GYPSUM WALLBOARD WITH PAINT | n/a | n/a | n/a | n/a | Clinic_076-078_Finish Schedule | n/a
BaseColor | bill.east@us.army.mil | 2012-10-26T09:46:00 | Requirement | Space | 1D21 | ROPPE - 40 FAWN - 4" HIGH RUBBER COVE BASE | n/a | n/a | n/a | n/a | Clinic_076-078_Finish Schedule | n/a
BaseMaterial | bill.east@us.army.mil | 2012-10-26T09:46:00 | Requirement | Space | 1D21 | RUBBER BASE | n/a | n/a | n/a | n/a | Clinic_076-078_Finish Schedule | n/a
CeilingColor | bill.east@us.army.mil | 2012-10-26T09:46:00 | Requirement | Space | 1D21 | ARMSTRONG CEILING TILE - CIRRUS TEGULAR; COLOR: WHITE; SERIES #534 GRID-15/16" EXPOSED TEE GRID SYSTEM-WHITE; SIZE: 2'x2'x3/4" | n/a | n/a | n/a | n/a | Clinic_076-078_Finish Schedule | n/a
CeilingMaterial | bill.east@us.army.mil | 2012-10-26T09:46:00 | Requirement | Space | 1D21 | ACOUSTICAL CEILING TILE | n/a | n/a | n/a | n/a | Clinic_076-078_Finish Schedule | n/a
FloorColor | bill.east@us.army.mil | 2012-10-26T09:46:00 | Requirement | Space | 1D21 | INTERFACE - CARIBBEAN #3063 SEA TURTLE | n/a | n/a | n/a | n/a | Clinic_076-078_Finish Schedule | n/a
FloorMaterial | bill.east@us.army.mil | 2012-10-26T09:46:00 | Requirement | Space | 1D21 | CARPET | n/a | n/a | n/a | n/a | Clinic_076-078_Finish Schedule | n/a
WallColor-East | bill.east@us.army.mil | 2012-10-26T09:46:00 | Requirement | Space | 1D21 | DEVOE # 2W18-2 PRARIE BUFF | n/a | n/a | n/a | n/a | Clinic_076-078_Finish Schedule | n/a
WallColor-North | bill.east@us.army.mil | 2012-10-26T09:46:00 | Requirement | Space | 1D21 | DEVOE # 2W18-2 PRARIE BUFF | n/a | n/a | n/a | n/a | Clinic_076-078_Finish Schedule | n/a
WallColor-South | bill.east@us.army.mil | 2012-10-26T09:46:00 | Requirement | Space | 1D21 | DEVOE # 2W18-2 PRARIE BUFF | n/a | n/a | n/a | n/a | Clinic_076-078_Finish Schedule | n/a
WallColor-West | bill.east@us.army.mil | 2012-10-26T09:46:00 | Requirement | Space | 1D21 | DEVOE # 2W18-2 PRARIE BUFF | n/a | n/a | n/a | n/a | Clinic_076-078_Finish Schedule | n/a
WallMaterial-East | bill.east@us.army.mil | 2012-10-26T09:46:00 | Requirement | Space | 1D21 | GYPSUM WALLBOARD WITH PAINT | n/a | n/a | n/a | n/a | Clinic_076-078_Finish Schedule | n/a
WallMaterial-North | bill.east@us.army.mil | 2012-10-26T09:46:00 | Requirement | Space | 1D21 | GYPSUM WALLBOARD WITH PAINT | n/a | n/a | n/a | n/a | Clinic_076-078_Finish Schedule | n/a
WallMaterial-South | bill.east@us.army.mil | 2012-10-26T09:46:00 | Requirement | Space | 1D21 | GYPSUM WALLBOARD WITH PAINT | n/a | n/a | n/a | n/a | Clinic_076-078_Finish Schedule | n/a
WallMaterial-West | bill.east@us.army.mil | 2012-10-26T09:46:00 | Requirement | Space | 1D21 | GYPSUM WALLBOARD WITH PAINT | n/a | n/a | n/a | n/a | Clinic_076-078_Finish Schedule | n/a
BaseColor | bill.east@us.army.mil | 2012-10-26T09:46:00 | Requirement | Space | 1D22 | ROPPE - 40 FAWN - 4" HIGH RUBBER COVE BASE | n/a | n/a | n/a | n/a | Clinic_076-078_Finish Schedule | n/a
BaseMaterial | bill.east@us.army.mil | 2012-10-26T09:46:00 | Requirement | Space | 1D22 | RUBBER BASE | n/a | n/a | n/a | n/a | Clinic_076-078_Finish Schedule | n/a
CeilingColor | bill.east@us.army.mil | 2012-10-26T09:46:00 | Requirement | Space | 1D22 | ARMSTRONG CEILING TILE - CIRRUS TEGULAR; COLOR: WHITE; SERIES #534 GRID-15/16" EXPOSED TEE GRID SYSTEM-WHITE; SIZE: 2'x2'x3/4" | n/a | n/a | n/a | n/a | Clinic_076-078_Finish Schedule | n/a
CeilingMaterial | bill.east@us.army.mil | 2012-10-26T09:46:00 | Requirement | Space | 1D22 | ACOUSTICAL CEILING TILE | n/a | n/a | n/a | n/a | Clinic_076-078_Finish Schedule | n/a
FloorColor | bill.east@us.army.mil | 2012-10-26T09:46:00 | Requirement | Space | 1D22 | INTERFACE - CARIBBEAN #3063 SEA TURTLE | n/a | n/a | n/a | n/a | Clinic_076-078_Finish Schedule | n/a
FloorMaterial | bill.east@us.army.mil | 2012-10-26T09:46:00 | Requirement | Space | 1D22 | CARPET | n/a | n/a | n/a | n/a | Clinic_076-078_Finish Schedule | n/a
WallColor-East | bill.east@us.army.mil | 2012-10-26T09:46:00 | Requirement | Space | 1D22 | DEVOE # 2W18-2 PRARIE BUFF | n/a | n/a | n/a | n/a | Clinic_076-078_Finish Schedule | n/a
WallColor-North | bill.east@us.army.mil | 2012-10-26T09:46:00 | Requirement | Space | 1D22 | DEVOE # 2W18-2 PRARIE BUFF | n/a | n/a | n/a | n/a | Clinic_076-078_Finish Schedule | n/a
WallColor-South | bill.east@us.army.mil | 2012-10-26T09:46:00 | Requirement | Space | 1D22 | DEVOE # 2W18-2 PRARIE BUFF | n/a | n/a | n/a | n/a | Clinic_076-078_Finish Schedule | n/a
WallColor-West | bill.east@us.army.mil | 2012-10-26T09:46:00 | Requirement | Space | 1D22 | DEVOE # 2W18-2 PRARIE BUFF | n/a | n/a | n/a | n/a | Clinic_076-078_Finish Schedule | n/a
WallMaterial-East | bill.east@us.army.mil | 2012-10-26T09:46:00 | Requirement | Space | 1D22 | GYPSUM WALLBOARD WITH PAINT | n/a | n/a | n/a | n/a | Clinic_076-078_Finish Schedule | n/a
WallMaterial-North | bill.east@us.army.mil | 2012-10-26T09:46:00 | Requirement | Space | 1D22 | GYPSUM WALLBOARD WITH PAINT | n/a | n/a | n/a | n/a | Clinic_076-078_Finish Schedule | n/a
WallMaterial-South | bill.east@us.army.mil | 2012-10-26T09:46:00 | Requirement | Space | 1D22 | GYPSUM WALLBOARD WITH PAINT | n/a | n/a | n/a | n/a | Clinic_076-078_Finish Schedule | n/a
WallMaterial-West | bill.east@us.army.mil | 2012-10-26T09:46:00 | Requirement | Space | 1D22 | GYPSUM WALLBOARD WITH PAINT | n/a | n/a | n/a | n/a | Clinic_076-078_Finish Schedule | n/a
BaseColor | bill.east@us.army.mil | 2012-10-26T09:46:00 | Requirement | Space | 1D23 | ROPPE - 40 FAWN - 4" HIGH RUBBER COVE BASE | n/a | n/a | n/a | n/a | Clinic_076-078_Finish Schedule | n/a
BaseMaterial | bill.east@us.army.mil | 2012-10-26T09:46:00 | Requirement | Space | 1D23 | RUBBER BASE | n/a | n/a | n/a | n/a | Clinic_076-078_Finish Schedule | n/a
CeilingColor | bill.east@us.army.mil | 2012-10-26T09:46:00 | Requirement | Space | 1D23 | ARMSTRONG CEILING TILE - CIRRUS TEGULAR; COLOR: WHITE; SERIES #534 GRID-15/16" EXPOSED TEE GRID SYSTEM-WHITE; SIZE: 2'x2'x3/4" | n/a | n/a | n/a | n/a | Clinic_076-078_Finish Schedule | n/a
CeilingMaterial | bill.east@us.army.mil | 2012-10-26T09:46:00 | Requirement | Space | 1D23 | ACOUSTICAL CEILING TILE | n/a | n/a | n/a | n/a | Clinic_076-078_Finish Schedule | n/a
FloorColor | bill.east@us.army.mil | 2012-10-26T09:46:00 | Requirement | Space | 1D23 | INTERFACE - CARIBBEAN #3063 SEA TURTLE | n/a | n/a | n/a | n/a | Clinic_076-078_Finish Schedule | n/a
FloorMaterial | bill.east@us.army.mil | 2012-10-26T09:46:00 | Requirement | Space | 1D23 | CARPET | n/a | n/a | n/a | n/a | Clinic_076-078_Finish Schedule | n/a
WallColor-East | bill.east@us.army.mil | 2012-10-26T09:46:00 | Requirement | Space | 1D23 | DEVOE # 2W18-2 PRARIE BUFF | n/a | n/a | n/a | n/a | Clinic_076-078_Finish Schedule | n/a
WallColor-North | bill.east@us.army.mil | 2012-10-26T09:46:00 | Requirement | Space | 1D23 | DEVOE # 2W18-2 PRARIE BUFF | n/a | n/a | n/a | n/a | Clinic_076-078_Finish Schedule | n/a
WallColor-South | bill.east@us.army.mil | 2012-10-26T09:46:00 | Requirement | Space | 1D23 | DEVOE # 2W18-2 PRARIE BUFF | n/a | n/a | n/a | n/a | Clinic_076-078_Finish Schedule | n/a
WallColor-West | bill.east@us.army.mil | 2012-10-26T09:46:00 | Requirement | Space | 1D23 | DEVOE # 2W18-2 PRARIE BUFF | n/a | n/a | n/a | n/a | Clinic_076-078_Finish Schedule | n/a
WallMaterial-East | bill.east@us.army.mil | 2012-10-26T09:46:00 | Requirement | Space | 1D23 | GYPSUM WALLBOARD WITH PAINT | n/a | n/a | n/a | n/a | Clinic_076-078_Finish Schedule | n/a
WallMaterial-North | bill.east@us.army.mil | 2012-10-26T09:46:00 | Requirement | Space | 1D23 | GYPSUM WALLBOARD WITH PAINT | n/a | n/a | n/a | n/a | Clinic_076-078_Finish Schedule | n/a
WallMaterial-South | bill.east@us.army.mil | 2012-10-26T09:46:00 | Requirement | Space | 1D23 | GYPSUM WALLBOARD WITH PAINT | n/a | n/a | n/a | n/a | Clinic_076-078_Finish Schedule | n/a
WallMaterial-West | bill.east@us.army.mil | 2012-10-26T09:46:00 | Requirement | Space | 1D23 | GYPSUM WALLBOARD WITH PAINT | n/a | n/a | n/a | n/a | Clinic_076-078_Finish Schedule | n/a
BaseColor | bill.east@us.army.mil | 2012-10-26T09:46:00 | Requirement | Space | 1D24 | ROPPE - 40 FAWN - 4" HIGH RUBBER COVE BASE | n/a | n/a | n/a | n/a | Clinic_076-078_Finish Schedule | n/a
BaseMaterial | bill.east@us.army.mil | 2012-10-26T09:46:00 | Requirement | Space | 1D24 | RUBBER BASE | n/a | n/a | n/a | n/a | Clinic_076-078_Finish Schedule | n/a
CeilingColor | bill.east@us.army.mil | 2012-10-26T09:46:00 | Requirement | Space | 1D24 | ARMSTRONG CEILING TILE - CIRRUS TEGULAR; COLOR: WHITE; SERIES #534 GRID-15/16" EXPOSED TEE GRID SYSTEM-WHITE; SIZE: 2'x2'x3/4" | n/a | n/a | n/a | n/a | Clinic_076-078_Finish Schedule | n/a
CeilingMaterial | bill.east@us.army.mil | 2012-10-26T09:46:00 | Requirement | Space | 1D24 | ACOUSTICAL CEILING TILE | n/a | n/a | n/a | n/a | Clinic_076-078_Finish Schedule | n/a
FloorColor | bill.east@us.army.mil | 2012-10-26T09:46:00 | Requirement | Space | 1D24 | INTERFACE - CARIBBEAN #3063 SEA TURTLE | n/a | n/a | n/a | n/a | Clinic_076-078_Finish Schedule | n/a
FloorMaterial | bill.east@us.army.mil | 2012-10-26T09:46:00 | Requirement | Space | 1D24 | CARPET | n/a | n/a | n/a | n/a | Clinic_076-078_Finish Schedule | n/a
WallColor-East | bill.east@us.army.mil | 2012-10-26T09:46:00 | Requirement | Space | 1D24 | DEVOE # 2W18-2 PRARIE BUFF | n/a | n/a | n/a | n/a | Clinic_076-078_Finish Schedule | n/a
WallColor-North | bill.east@us.army.mil | 2012-10-26T09:46:00 | Requirement | Space | 1D24 | DEVOE # 2W18-2 PRARIE BUFF | n/a | n/a | n/a | n/a | Clinic_076-078_Finish Schedule | n/a
WallColor-South | bill.east@us.army.mil | 2012-10-26T09:46:00 | Requirement | Space | 1D24 | DEVOE # 2W18-2 PRARIE BUFF | n/a | n/a | n/a | n/a | Clinic_076-078_Finish Schedule | n/a
WallColor-West | bill.east@us.army.mil | 2012-10-26T09:46:00 | Requirement | Space | 1D24 | DEVOE # 2W18-2 PRARIE BUFF | n/a | n/a | n/a | n/a | Clinic_076-078_Finish Schedule | n/a
WallMaterial-East | bill.east@us.army.mil | 2012-10-26T09:46:00 | Requirement | Space | 1D24 | GYPSUM WALLBOARD WITH PAINT | n/a | n/a | n/a | n/a | Clinic_076-078_Finish Schedule | n/a
WallMaterial-North | bill.east@us.army.mil | 2012-10-26T09:46:00 | Requirement | Space | 1D24 | GYPSUM WALLBOARD WITH PAINT | n/a | n/a | n/a | n/a | Clinic_076-078_Finish Schedule | n/a
WallMaterial-South | bill.east@us.army.mil | 2012-10-26T09:46:00 | Requirement | Space | 1D24 | GYPSUM WALLBOARD WITH PAINT | n/a | n/a | n/a | n/a | Clinic_076-078_Finish Schedule | n/a
WallMaterial-West | bill.east@us.army.mil | 2012-10-26T09:46:00 | Requirement | Space | 1D24 | GYPSUM WALLBOARD WITH PAINT | n/a | n/a | n/a | n/a | Clinic_076-078_Finish Schedule | n/a
BaseColor | bill.east@us.army.mil | 2012-10-26T09:46:00 | Requirement | Space | 1D25 | ROPPE - 40 FAWN - 4" HIGH RUBBER COVE BASE | n/a | n/a | n/a | n/a | Clinic_076-078_Finish Schedule | n/a
BaseMaterial | bill.east@us.army.mil | 2012-10-26T09:46:00 | Requirement | Space | 1D25 | RUBBER BASE | n/a | n/a | n/a | n/a | Clinic_076-078_Finish Schedule | n/a
CeilingColor | bill.east@us.army.mil | 2012-10-26T09:46:00 | Requirement | Space | 1D25 | ARMSTRONG CEILING TILE - CIRRUS TEGULAR; COLOR: WHITE; SERIES #534 GRID-15/16" EXPOSED TEE GRID SYSTEM-WHITE; SIZE: 2'x2'x3/4" | n/a | n/a | n/a | n/a | Clinic_076-078_Finish Schedule | n/a
CeilingMaterial | bill.east@us.army.mil | 2012-10-26T09:46:00 | Requirement | Space | 1D25 | ACOUSTICAL CEILING TILE | n/a | n/a | n/a | n/a | Clinic_076-078_Finish Schedule | n/a
FloorColor | bill.east@us.army.mil | 2012-10-26T09:46:00 | Requirement | Space | 1D25 | INTERFACE - CARIBBEAN #3063 SEA TURTLE | n/a | n/a | n/a | n/a | Clinic_076-078_Finish Schedule | n/a
FloorMaterial | bill.east@us.army.mil | 2012-10-26T09:46:00 | Requirement | Space | 1D25 | CARPET | n/a | n/a | n/a | n/a | Clinic_076-078_Finish Schedule | n/a
WallColor-East | bill.east@us.army.mil | 2012-10-26T09:46:00 | Requirement | Space | 1D25 | DEVOE # 2W18-2 PRARIE BUFF | n/a | n/a | n/a | n/a | Clinic_076-078_Finish Schedule | n/a
WallColor-North | bill.east@us.army.mil | 2012-10-26T09:46:00 | Requirement | Space | 1D25 | DEVOE # 2W18-2 PRARIE BUFF | n/a | n/a | n/a | n/a | Clinic_076-078_Finish Schedule | n/a
WallColor-South | bill.east@us.army.mil | 2012-10-26T09:46:00 | Requirement | Space | 1D25 | DEVOE # 2W18-2 PRARIE BUFF | n/a | n/a | n/a | n/a | Clinic_076-078_Finish Schedule | n/a
WallColor-West | bill.east@us.army.mil | 2012-10-26T09:46:00 | Requirement | Space | 1D25 | DEVOE # 2W18-2 PRARIE BUFF | n/a | n/a | n/a | n/a | Clinic_076-078_Finish Schedule | n/a
WallMaterial-East | bill.east@us.army.mil | 2012-10-26T09:46:00 | Requirement | Space | 1D25 | GYPSUM WALLBOARD WITH PAINT | n/a | n/a | n/a | n/a | Clinic_076-078_Finish Schedule | n/a
WallMaterial-North | bill.east@us.army.mil | 2012-10-26T09:46:00 | Requirement | Space | 1D25 | GYPSUM WALLBOARD WITH PAINT | n/a | n/a | n/a | n/a | Clinic_076-078_Finish Schedule | n/a
WallMaterial-South | bill.east@us.army.mil | 2012-10-26T09:46:00 | Requirement | Space | 1D25 | GYPSUM WALLBOARD WITH PAINT | n/a | n/a | n/a | n/a | Clinic_076-078_Finish Schedule | n/a
WallMaterial-West | bill.east@us.army.mil | 2012-10-26T09:46:00 | Requirement | Space | 1D25 | GYPSUM WALLBOARD WITH PAINT | n/a | n/a | n/a | n/a | Clinic_076-078_Finish Schedule | n/a
BaseColor | bill.east@us.army.mil | 2012-10-26T09:46:00 | Requirement | Space | 1D26 | DAL - TILE - #D-1452 CYPRESS - SIZE 4"X 4" | n/a | n/a | n/a | n/a | Clinic_076-078_Finish Schedule | n/a
BaseMaterial | bill.east@us.army.mil | 2012-10-26T09:46:00 | Requirement | Space | 1D26 | MAT GLAZED TILE | n/a | n/a | n/a | n/a | Clinic_076-078_Finish Schedule | n/a
CeilingColor | bill.east@us.army.mil | 2012-10-26T09:46:00 | Requirement | Space | 1D26 | ARMSTRONG CEILING TILE - FINE FISSURED DURATEX; COLOR: WHITE; SERIES #1870; GRID 15/16" EXPOSED TEE GRID SYSTEM-WHITE; SIZE: 2'x2' | n/a | n/a | n/a | n/a | Clinic_076-078_Finish Schedule | n/a
CeilingMaterial | bill.east@us.army.mil | 2012-10-26T09:46:00 | Requirement | Space | 1D26 | ACOUSTICAL CEILING TILE | n/a | n/a | n/a | n/a | Clinic_076-078_Finish Schedule | n/a
FloorColor | bill.east@us.army.mil | 2012-10-26T09:46:00 | Requirement | Space | 1D26 | INTERFACE - CARIBBEAN #3063 SEA TURTLE | n/a | n/a | n/a | n/a | Clinic_076-078_Finish Schedule | n/a
FloorMaterial | bill.east@us.army.mil | 2012-10-26T09:46:00 | Requirement | Space | 1D26 | CERAMIC TILE | n/a | n/a | n/a | n/a | Clinic_076-078_Finish Schedule | n/a
WallColor-East | bill.east@us.army.mil | 2012-10-26T09:46:00 | Requirement | Space | 1D26 | DAL - TILE - #D-1452 CYPRESS - SIZE 4"X 4" | n/a | n/a | n/a | n/a | Clinic_076-078_Finish Schedule | n/a
WallColor-North | bill.east@us.army.mil | 2012-10-26T09:46:00 | Requirement | Space | 1D26 | DAL - TILE - #D-1452 CYPRESS - SIZE 4"X 4" | n/a | n/a | n/a | n/a | Clinic_076-078_Finish Schedule | n/a
WallColor-South | bill.east@us.army.mil | 2012-10-26T09:46:00 | Requirement | Space | 1D26 | DAL - TILE - #D-1452 CYPRESS - SIZE 4"X 4" | n/a | n/a | n/a | n/a | Clinic_076-078_Finish Schedule | n/a
WallColor-West | bill.east@us.army.mil | 2012-10-26T09:46:00 | Requirement | Space | 1D26 | DAL - TILE - #D-1452 CYPRESS - SIZE 4"X 4" | n/a | n/a | n/a | n/a | Clinic_076-078_Finish Schedule | n/a
WallMaterial-East | bill.east@us.army.mil | 2012-10-26T09:46:00 | Requirement | Space | 1D26 | MAT GLAZED TILE | n/a | n/a | n/a | n/a | Clinic_076-078_Finish Schedule | n/a
WallMaterial-North | bill.east@us.army.mil | 2012-10-26T09:46:00 | Requirement | Space | 1D26 | MAT GLAZED TILE | n/a | n/a | n/a | n/a | Clinic_076-078_Finish Schedule | n/a
WallMaterial-South | bill.east@us.army.mil | 2012-10-26T09:46:00 | Requirement | Space | 1D26 | MAT GLAZED TILE | n/a | n/a | n/a | n/a | Clinic_076-078_Finish Schedule | n/a
WallMaterial-West | bill.east@us.army.mil | 2012-10-26T09:46:00 | Requirement | Space | 1D26 | MAT GLAZED TILE | n/a | n/a | n/a | n/a | Clinic_076-078_Finish Schedule | n/a
BaseColor | bill.east@us.army.mil | 2012-10-26T09:46:00 | Requirement | Space | 1D27 | ROPPE - 40 FAWN - 4" HIGH RUBBER COVE BASE | n/a | n/a | n/a | n/a | Clinic_076-078_Finish Schedule | n/a
BaseMaterial | bill.east@us.army.mil | 2012-10-26T09:46:00 | Requirement | Space | 1D27 | RUBBER BASE | n/a | n/a | n/a | n/a | Clinic_076-078_Finish Schedule | n/a
CeilingColor | bill.east@us.army.mil | 2012-10-26T09:46:00 | Requirement | Space | 1D27 | ARMSTRONG CEILING TILE - CIRRUS TEGULAR; COLOR: WHITE; SERIES #534 GRID-15/16" EXPOSED TEE GRID SYSTEM-WHITE; SIZE: 2'x2'x3/4" | n/a | n/a | n/a | n/a | Clinic_076-078_Finish Schedule | n/a
CeilingMaterial | bill.east@us.army.mil | 2012-10-26T09:46:00 | Requirement | Space | 1D27 | ACOUSTICAL CEILING TILE | n/a | n/a | n/a | n/a | Clinic_076-078_Finish Schedule | n/a
FloorColor | bill.east@us.army.mil | 2012-10-26T09:46:00 | Requirement | Space | 1D27 | INTERFACE - CARIBBEAN #3063 SEA TURTLE | n/a | n/a | n/a | n/a | Clinic_076-078_Finish Schedule | n/a
FloorMaterial | bill.east@us.army.mil | 2012-10-26T09:46:00 | Requirement | Space | 1D27 | CARPET | n/a | n/a | n/a | n/a | Clinic_076-078_Finish Schedule | n/a
WallColor-East | bill.east@us.army.mil | 2012-10-26T09:46:00 | Requirement | Space | 1D27 | DEVOE # 2W18-2 PRARIE BUFF | n/a | n/a | n/a | n/a | Clinic_076-078_Finish Schedule | n/a
WallColor-North | bill.east@us.army.mil | 2012-10-26T09:46:00 | Requirement | Space | 1D27 | DEVOE # 2W18-2 PRARIE BUFF | n/a | n/a | n/a | n/a | Clinic_076-078_Finish Schedule | n/a
WallColor-South | bill.east@us.army.mil | 2012-10-26T09:46:00 | Requirement | Space | 1D27 | DEVOE # 2W18-2 PRARIE BUFF | n/a | n/a | n/a | n/a | Clinic_076-078_Finish Schedule | n/a
WallColor-West | bill.east@us.army.mil | 2012-10-26T09:46:00 | Requirement | Space | 1D27 | DEVOE # 2W18-2 PRARIE BUFF | n/a | n/a | n/a | n/a | Clinic_076-078_Finish Schedule | n/a
WallMaterial-East | bill.east@us.army.mil | 2012-10-26T09:46:00 | Requirement | Space | 1D27 | GYPSUM WALLBOARD WITH PAINT | n/a | n/a | n/a | n/a | Clinic_076-078_Finish Schedule | n/a
WallMaterial-North | bill.east@us.army.mil | 2012-10-26T09:46:00 | Requirement | Space | 1D27 | GYPSUM WALLBOARD WITH PAINT | n/a | n/a | n/a | n/a | Clinic_076-078_Finish Schedule | n/a
WallMaterial-South | bill.east@us.army.mil | 2012-10-26T09:46:00 | Requirement | Space | 1D27 | GYPSUM WALLBOARD WITH PAINT | n/a | n/a | n/a | n/a | Clinic_076-078_Finish Schedule | n/a
WallMaterial-West | bill.east@us.army.mil | 2012-10-26T09:46:00 | Requirement | Space | 1D27 | GYPSUM WALLBOARD WITH PAINT | n/a | n/a | n/a | n/a | Clinic_076-078_Finish Schedule | n/a
BaseColor | bill.east@us.army.mil | 2012-10-26T09:46:00 | Requirement | Space | 1D28 | ROPPE - 40 FAWN - 4" HIGH RUBBER COVE BASE | n/a | n/a | n/a | n/a | Clinic_076-078_Finish Schedule | n/a
BaseMaterial | bill.east@us.army.mil | 2012-10-26T09:46:00 | Requirement | Space | 1D28 | RUBBER BASE | n/a | n/a | n/a | n/a | Clinic_076-078_Finish Schedule | n/a
CeilingColor | bill.east@us.army.mil | 2012-10-26T09:46:00 | Requirement | Space | 1D28 | ARMSTRONG CEILING TILE - CIRRUS TEGULAR; COLOR: WHITE; SERIES #534 GRID-15/16" EXPOSED TEE GRID SYSTEM-WHITE; SIZE: 2'x2'x3/4" | n/a | n/a | n/a | n/a | Clinic_076-078_Finish Schedule | n/a
CeilingMaterial | bill.east@us.army.mil | 2012-10-26T09:46:00 | Requirement | Space | 1D28 | ACOUSTICAL CEILING TILE | n/a | n/a | n/a | n/a | Clinic_076-078_Finish Schedule | n/a
FloorColor | bill.east@us.army.mil | 2012-10-26T09:46:00 | Requirement | Space | 1D28 | VAMERICAN OLEAN #A-55 DOE SIZE: 2"x2",2 | n/a | n/a | n/a | n/a | Clinic_076-078_Finish Schedule | n/a
FloorMaterial | bill.east@us.army.mil | 2012-10-26T09:46:00 | Requirement | Space | 1D28 | VINYL COMPOSITION TILE | n/a | n/a | n/a | n/a | Clinic_076-078_Finish Schedule | n/a
WallColor-East | bill.east@us.army.mil | 2012-10-26T09:46:00 | Requirement | Space | 1D28 | DEVOE # 2W18-2 PRARIE BUFF | n/a | n/a | n/a | n/a | Clinic_076-078_Finish Schedule | n/a
WallColor-North | bill.east@us.army.mil | 2012-10-26T09:46:00 | Requirement | Space | 1D28 | DEVOE # 2W18-2 PRARIE BUFF | n/a | n/a | n/a | n/a | Clinic_076-078_Finish Schedule | n/a
WallColor-South | bill.east@us.army.mil | 2012-10-26T09:46:00 | Requirement | Space | 1D28 | DEVOE # 2W18-2 PRARIE BUFF | n/a | n/a | n/a | n/a | Clinic_076-078_Finish Schedule | n/a
WallColor-West | bill.east@us.army.mil | 2012-10-26T09:46:00 | Requirement | Space | 1D28 | DEVOE # 2W18-2 PRARIE BUFF | n/a | n/a | n/a | n/a | Clinic_076-078_Finish Schedule | n/a
WallMaterial-East | bill.east@us.army.mil | 2012-10-26T09:46:00 | Requirement | Space | 1D28 | GYPSUM WALLBOARD WITH PAINT | n/a | n/a | n/a | n/a | Clinic_076-078_Finish Schedule | n/a
WallMaterial-North | bill.east@us.army.mil | 2012-10-26T09:46:00 | Requirement | Space | 1D28 | GYPSUM WALLBOARD WITH PAINT | n/a | n/a | n/a | n/a | Clinic_076-078_Finish Schedule | n/a
WallMaterial-South | bill.east@us.army.mil | 2012-10-26T09:46:00 | Requirement | Space | 1D28 | GYPSUM WALLBOARD WITH PAINT | n/a | n/a | n/a | n/a | Clinic_076-078_Finish Schedule | n/a
WallMaterial-West | bill.east@us.army.mil | 2012-10-26T09:46:00 | Requirement | Space | 1D28 | GYPSUM WALLBOARD WITH PAINT | n/a | n/a | n/a | n/a | Clinic_076-078_Finish Schedule | n/a
BaseColor | bill.east@us.army.mil | 2012-10-26T09:46:00 | Requirement | Space | 1D30 | ROPPE - 40 FAWN - 4" HIGH RUBBER COVE BASE | n/a | n/a | n/a | n/a | Clinic_076-078_Finish Schedule | n/a
BaseMaterial | bill.east@us.army.mil | 2012-10-26T09:46:00 | Requirement | Space | 1D30 | RUBBER BASE | n/a | n/a | n/a | n/a | Clinic_076-078_Finish Schedule | n/a
CeilingColor | bill.east@us.army.mil | 2012-10-26T09:46:00 | Requirement | Space | 1D30 | ARMSTRONG CEILING TILE - CIRRUS TEGULAR; COLOR: WHITE; SERIES #534 GRID-15/16" EXPOSED TEE GRID SYSTEM-WHITE; SIZE: 2'x2'x3/4" | n/a | n/a | n/a | n/a | Clinic_076-078_Finish Schedule | n/a
CeilingMaterial | bill.east@us.army.mil | 2012-10-26T09:46:00 | Requirement | Space | 1D30 | ACOUSTICAL CEILING TILE | n/a | n/a | n/a | n/a | Clinic_076-078_Finish Schedule | n/a
FloorColor | bill.east@us.army.mil | 2012-10-26T09:46:00 | Requirement | Space | 1D30 | VAMERICAN OLEAN #A-55 DOE SIZE: 2"x2" | n/a | n/a | n/a | n/a | Clinic_076-078_Finish Schedule | n/a
FloorMaterial | bill.east@us.army.mil | 2012-10-26T09:46:00 | Requirement | Space | 1D30 | VINYL COMPOSITION TILE | n/a | n/a | n/a | n/a | Clinic_076-078_Finish Schedule | n/a
WallColor-East | bill.east@us.army.mil | 2012-10-26T09:46:00 | Requirement | Space | 1D30 | DEVOE # 2W18-2 PRARIE BUFF | n/a | n/a | n/a | n/a | Clinic_076-078_Finish Schedule | n/a
WallColor-North | bill.east@us.army.mil | 2012-10-26T09:46:00 | Requirement | Space | 1D30 | DEVOE # 2W18-2 PRARIE BUFF | n/a | n/a | n/a | n/a | Clinic_076-078_Finish Schedule | n/a
WallColor-South | bill.east@us.army.mil | 2012-10-26T09:46:00 | Requirement | Space | 1D30 | DEVOE # 2W18-2 PRARIE BUFF | n/a | n/a | n/a | n/a | Clinic_076-078_Finish Schedule | n/a
WallColor-West | bill.east@us.army.mil | 2012-10-26T09:46:00 | Requirement | Space | 1D30 | DEVOE # 2W18-2 PRARIE BUFF | n/a | n/a | n/a | n/a | Clinic_076-078_Finish Schedule | n/a
WallMaterial-East | bill.east@us.army.mil | 2012-10-26T09:46:00 | Requirement | Space | 1D30 | GYPSUM WALLBOARD WITH PAINT | n/a | n/a | n/a | n/a | Clinic_076-078_Finish Schedule | n/a
WallMaterial-North | bill.east@us.army.mil | 2012-10-26T09:46:00 | Requirement | Space | 1D30 | GYPSUM WALLBOARD WITH PAINT | n/a | n/a | n/a | n/a | Clinic_076-078_Finish Schedule | n/a
WallMaterial-South | bill.east@us.army.mil | 2012-10-26T09:46:00 | Requirement | Space | 1D30 | GYPSUM WALLBOARD WITH PAINT | n/a | n/a | n/a | n/a | Clinic_076-078_Finish Schedule | n/a
WallMaterial-West | bill.east@us.army.mil | 2012-10-26T09:46:00 | Requirement | Space | 1D30 | GYPSUM WALLBOARD WITH PAINT | n/a | n/a | n/a | n/a | Clinic_076-078_Finish Schedule | n/a
BaseColor | bill.east@us.army.mil | 2012-10-26T09:46:00 | Requirement | Space | 1D31 | ROPPE - 40 FAWN - 4" HIGH RUBBER COVE BASE | n/a | n/a | n/a | n/a | Clinic_076-078_Finish Schedule | n/a
BaseMaterial | bill.east@us.army.mil | 2012-10-26T09:46:00 | Requirement | Space | 1D31 | RUBBER BASE | n/a | n/a | n/a | n/a | Clinic_076-078_Finish Schedule | n/a
CeilingColor | bill.east@us.army.mil | 2012-10-26T09:46:00 | Requirement | Space | 1D31 | ARMSTRONG CEILING TILE - CIRRUS TEGULAR; COLOR: WHITE; SERIES #534 GRID-15/16" EXPOSED TEE GRID SYSTEM-WHITE; SIZE: 2'x2'x3/4" | n/a | n/a | n/a | n/a | Clinic_076-078_Finish Schedule | n/a
CeilingMaterial | bill.east@us.army.mil | 2012-10-26T09:46:00 | Requirement | Space | 1D31 | ACOUSTICAL CEILING TILE | n/a | n/a | n/a | n/a | Clinic_076-078_Finish Schedule | n/a
FloorColor | bill.east@us.army.mil | 2012-10-26T09:46:00 | Requirement | Space | 1D31 | VAMERICAN OLEAN #A-55 DOE SIZE: 2"x2",2 | n/a | n/a | n/a | n/a | Clinic_076-078_Finish Schedule | n/a
FloorMaterial | bill.east@us.army.mil | 2012-10-26T09:46:00 | Requirement | Space | 1D31 | VINYL COMPOSITION TILE | n/a | n/a | n/a | n/a | Clinic_076-078_Finish Schedule | n/a
WallColor-East | bill.east@us.army.mil | 2012-10-26T09:46:00 | Requirement | Space | 1D31 | DEVOE # 2W18-2 PRARIE BUFF | n/a | n/a | n/a | n/a | Clinic_076-078_Finish Schedule | n/a
WallColor-North | bill.east@us.army.mil | 2012-10-26T09:46:00 | Requirement | Space | 1D31 | DEVOE # 2W18-2 PRARIE BUFF | n/a | n/a | n/a | n/a | Clinic_076-078_Finish Schedule | n/a
WallColor-South | bill.east@us.army.mil | 2012-10-26T09:46:00 | Requirement | Space | 1D31 | DEVOE # 2W18-2 PRARIE BUFF | n/a | n/a | n/a | n/a | Clinic_076-078_Finish Schedule | n/a
WallColor-West | bill.east@us.army.mil | 2012-10-26T09:46:00 | Requirement | Space | 1D31 | DEVOE # 2W18-2 PRARIE BUFF | n/a | n/a | n/a | n/a | Clinic_076-078_Finish Schedule | n/a
WallMaterial-East | bill.east@us.army.mil | 2012-10-26T09:46:00 | Requirement | Space | 1D31 | GYPSUM WALLBOARD WITH PAINT | n/a | n/a | n/a | n/a | Clinic_076-078_Finish Schedule | n/a
WallMaterial-North | bill.east@us.army.mil | 2012-10-26T09:46:00 | Requirement | Space | 1D31 | GYPSUM WALLBOARD WITH PAINT | n/a | n/a | n/a | n/a | Clinic_076-078_Finish Schedule | n/a
WallMaterial-South | bill.east@us.army.mil | 2012-10-26T09:46:00 | Requirement | Space | 1D31 | GYPSUM WALLBOARD WITH PAINT | n/a | n/a | n/a | n/a | Clinic_076-078_Finish Schedule | n/a
WallMaterial-West | bill.east@us.army.mil | 2012-10-26T09:46:00 | Requirement | Space | 1D31 | GYPSUM WALLBOARD WITH PAINT | n/a | n/a | n/a | n/a | Clinic_076-078_Finish Schedule | n/a
BaseColor | bill.east@us.army.mil | 2012-10-26T09:46:00 | Requirement | Space | 1D32 | ROPPE - 40 FAWN - 4" HIGH RUBBER COVE BASE | n/a | n/a | n/a | n/a | Clinic_076-078_Finish Schedule | n/a
BaseMaterial | bill.east@us.army.mil | 2012-10-26T09:46:00 | Requirement | Space | 1D32 | RUBBER BASE | n/a | n/a | n/a | n/a | Clinic_076-078_Finish Schedule | n/a
CeilingColor | bill.east@us.army.mil | 2012-10-26T09:46:00 | Requirement | Space | 1D32 | ARMSTRONG CEILING TILE - CIRRUS TEGULAR; COLOR: WHITE; SERIES #534 GRID-15/16" EXPOSED TEE GRID SYSTEM-WHITE; SIZE: 2'x2'x3/4" | n/a | n/a | n/a | n/a | Clinic_076-078_Finish Schedule | n/a
CeilingMaterial | bill.east@us.army.mil | 2012-10-26T09:46:00 | Requirement | Space | 1D32 | ACOUSTICAL CEILING TILE | n/a | n/a | n/a | n/a | Clinic_076-078_Finish Schedule | n/a
FloorColor | bill.east@us.army.mil | 2012-10-26T09:46:00 | Requirement | Space | 1D32 | VAMERICAN OLEAN #A-55 DOE SIZE: 2"x2",2 | n/a | n/a | n/a | n/a | Clinic_076-078_Finish Schedule | n/a
FloorMaterial | bill.east@us.army.mil | 2012-10-26T09:46:00 | Requirement | Space | 1D32 | VINYL COMPOSITION TILE | n/a | n/a | n/a | n/a | Clinic_076-078_Finish Schedule | n/a
WallColor-East | bill.east@us.army.mil | 2012-10-26T09:46:00 | Requirement | Space | 1D32 | DEVOE # 2W18-2 PRARIE BUFF | n/a | n/a | n/a | n/a | Clinic_076-078_Finish Schedule | n/a
WallColor-North | bill.east@us.army.mil | 2012-10-26T09:46:00 | Requirement | Space | 1D32 | DEVOE # 2W18-2 PRARIE BUFF | n/a | n/a | n/a | n/a | Clinic_076-078_Finish Schedule | n/a
WallColor-South | bill.east@us.army.mil | 2012-10-26T09:46:00 | Requirement | Space | 1D32 | DEVOE # 2W18-2 PRARIE BUFF | n/a | n/a | n/a | n/a | Clinic_076-078_Finish Schedule | n/a
WallColor-West | bill.east@us.army.mil | 2012-10-26T09:46:00 | Requirement | Space | 1D32 | DEVOE # 2W18-2 PRARIE BUFF | n/a | n/a | n/a | n/a | Clinic_076-078_Finish Schedule | n/a
WallMaterial-East | bill.east@us.army.mil | 2012-10-26T09:46:00 | Requirement | Space | 1D32 | GYPSUM WALLBOARD WITH PAINT | n/a | n/a | n/a | n/a | Clinic_076-078_Finish Schedule | n/a
WallMaterial-North | bill.east@us.army.mil | 2012-10-26T09:46:00 | Requirement | Space | 1D32 | GYPSUM WALLBOARD WITH PAINT | n/a | n/a | n/a | n/a | Clinic_076-078_Finish Schedule | n/a
WallMaterial-South | bill.east@us.army.mil | 2012-10-26T09:46:00 | Requirement | Space | 1D32 | GYPSUM WALLBOARD WITH PAINT | n/a | n/a | n/a | n/a | Clinic_076-078_Finish Schedule | n/a
WallMaterial-West | bill.east@us.army.mil | 2012-10-26T09:46:00 | Requirement | Space | 1D32 | GYPSUM WALLBOARD WITH PAINT | n/a | n/a | n/a | n/a | Clinic_076-078_Finish Schedule | n/a
BaseColor | bill.east@us.army.mil | 2012-10-26T09:46:00 | Requirement | Space | 1D33 | ROPPE - 40 FAWN - 4" HIGH RUBBER COVE BASE | n/a | n/a | n/a | n/a | Clinic_076-078_Finish Schedule | n/a
BaseMaterial | bill.east@us.army.mil | 2012-10-26T09:46:00 | Requirement | Space | 1D33 | RUBBER BASE | n/a | n/a | n/a | n/a | Clinic_076-078_Finish Schedule | n/a
CeilingColor | bill.east@us.army.mil | 2012-10-26T09:46:00 | Requirement | Space | 1D33 | ARMSTRONG CEILING TILE - CIRRUS TEGULAR; COLOR: WHITE; SERIES #534 GRID-15/16" EXPOSED TEE GRID SYSTEM-WHITE; SIZE: 2'x2'x3/4" | n/a | n/a | n/a | n/a | Clinic_076-078_Finish Schedule | n/a
CeilingMaterial | bill.east@us.army.mil | 2012-10-26T09:46:00 | Requirement | Space | 1D33 | ACOUSTICAL CEILING TILE | n/a | n/a | n/a | n/a | Clinic_076-078_Finish Schedule | n/a
FloorColor | bill.east@us.army.mil | 2012-10-26T09:46:00 | Requirement | Space | 1D33 | INTERFACE - CARIBBEAN #3063 SEA TURTLE | n/a | n/a | n/a | n/a | Clinic_076-078_Finish Schedule | n/a
FloorMaterial | bill.east@us.army.mil | 2012-10-26T09:46:00 | Requirement | Space | 1D33 | CARPET | n/a | n/a | n/a | n/a | Clinic_076-078_Finish Schedule | n/a
WallColor-East | bill.east@us.army.mil | 2012-10-26T09:46:00 | Requirement | Space | 1D33 | DEVOE # 2W18-2 PRARIE BUFF | n/a | n/a | n/a | n/a | Clinic_076-078_Finish Schedule | n/a
WallColor-North | bill.east@us.army.mil | 2012-10-26T09:46:00 | Requirement | Space | 1D33 | DEVOE # 2C20-4 ROSEMARY GRAY | n/a | n/a | n/a | n/a | Clinic_076-078_Finish Schedule | n/a
WallColor-South | bill.east@us.army.mil | 2012-10-26T09:46:00 | Requirement | Space | 1D33 | DEVOE # 2W18-2 PRARIE BUFF | n/a | n/a | n/a | n/a | Clinic_076-078_Finish Schedule | n/a
WallColor-West | bill.east@us.army.mil | 2012-10-26T09:46:00 | Requirement | Space | 1D33 | DEVOE # 2W18-2 PRARIE BUFF | n/a | n/a | n/a | n/a | Clinic_076-078_Finish Schedule | n/a
WallMaterial-East | bill.east@us.army.mil | 2012-10-26T09:46:00 | Requirement | Space | 1D33 | GYPSUM WALLBOARD WITH PAINT | n/a | n/a | n/a | n/a | Clinic_076-078_Finish Schedule | n/a
WallMaterial-North | bill.east@us.army.mil | 2012-10-26T09:46:00 | Requirement | Space | 1D33 | GYPSUM WALLBOARD WITH PAINT | n/a | n/a | n/a | n/a | Clinic_076-078_Finish Schedule | n/a
WallMaterial-South | bill.east@us.army.mil | 2012-10-26T09:46:00 | Requirement | Space | 1D33 | GYPSUM WALLBOARD WITH PAINT | n/a | n/a | n/a | n/a | Clinic_076-078_Finish Schedule | n/a
WallMaterial-West | bill.east@us.army.mil | 2012-10-26T09:46:00 | Requirement | Space | 1D33 | GYPSUM WALLBOARD WITH PAINT | n/a | n/a | n/a | n/a | Clinic_076-078_Finish Schedule | n/a
BaseColor | bill.east@us.army.mil | 2012-10-26T09:46:00 | Requirement | Space | 1D34 | ROPPE - 40 FAWN - 4" HIGH RUBBER COVE BASE | n/a | n/a | n/a | n/a | Clinic_076-078_Finish Schedule | n/a
BaseMaterial | bill.east@us.army.mil | 2012-10-26T09:46:00 | Requirement | Space | 1D34 | RUBBER BASE | n/a | n/a | n/a | n/a | Clinic_076-078_Finish Schedule | n/a
CeilingColor | bill.east@us.army.mil | 2012-10-26T09:46:00 | Requirement | Space | 1D34 | ARMSTRONG CEILING TILE - CIRRUS TEGULAR; COLOR: WHITE; SERIES #534 GRID-15/16" EXPOSED TEE GRID SYSTEM-WHITE; SIZE: 2'x2'x3/4" | n/a | n/a | n/a | n/a | Clinic_076-078_Finish Schedule | n/a
CeilingMaterial | bill.east@us.army.mil | 2012-10-26T09:46:00 | Requirement | Space | 1D34 | ACOUSTICAL CEILING TILE | n/a | n/a | n/a | n/a | Clinic_076-078_Finish Schedule | n/a
FloorColor | bill.east@us.army.mil | 2012-10-26T09:46:00 | Requirement | Space | 1D34 | VAMERICAN OLEAN #A-55 DOE SIZE: 2"x2",2 | n/a | n/a | n/a | n/a | Clinic_076-078_Finish Schedule | n/a
FloorMaterial | bill.east@us.army.mil | 2012-10-26T09:46:00 | Requirement | Space | 1D34 | VINYL COMPOSITION TILE | n/a | n/a | n/a | n/a | Clinic_076-078_Finish Schedule | n/a
WallColor-East | bill.east@us.army.mil | 2012-10-26T09:46:00 | Requirement | Space | 1D34 | DEVOE # 2W18-2 PRARIE BUFF | n/a | n/a | n/a | n/a | Clinic_076-078_Finish Schedule | n/a
WallColor-North | bill.east@us.army.mil | 2012-10-26T09:46:00 | Requirement | Space | 1D34 | DEVOE # 2W18-2 PRARIE BUFF | n/a | n/a | n/a | n/a | Clinic_076-078_Finish Schedule | n/a
WallColor-South | bill.east@us.army.mil | 2012-10-26T09:46:00 | Requirement | Space | 1D34 | DEVOE # 2W18-2 PRARIE BUFF | n/a | n/a | n/a | n/a | Clinic_076-078_Finish Schedule | n/a
WallColor-West | bill.east@us.army.mil | 2012-10-26T09:46:00 | Requirement | Space | 1D34 | DEVOE # 2W18-2 PRARIE BUFF | n/a | n/a | n/a | n/a | Clinic_076-078_Finish Schedule | n/a
WallMaterial-East | bill.east@us.army.mil | 2012-10-26T09:46:00 | Requirement | Space | 1D34 | GYPSUM WALLBOARD WITH PAINT | n/a | n/a | n/a | n/a | Clinic_076-078_Finish Schedule | n/a
WallMaterial-North | bill.east@us.army.mil | 2012-10-26T09:46:00 | Requirement | Space | 1D34 | GYPSUM WALLBOARD WITH PAINT | n/a | n/a | n/a | n/a | Clinic_076-078_Finish Schedule | n/a
WallMaterial-South | bill.east@us.army.mil | 2012-10-26T09:46:00 | Requirement | Space | 1D34 | GYPSUM WALLBOARD WITH PAINT | n/a | n/a | n/a | n/a | Clinic_076-078_Finish Schedule | n/a
WallMaterial-West | bill.east@us.army.mil | 2012-10-26T09:46:00 | Requirement | Space | 1D34 | GYPSUM WALLBOARD WITH PAINT | n/a | n/a | n/a | n/a | Clinic_076-078_Finish Schedule | n/a
BaseColor | bill.east@us.army.mil | 2012-10-26T09:46:00 | Requirement | Space | 1D35 | ROPPE - 40 FAWN - 4" HIGH RUBBER COVE BASE | n/a | n/a | n/a | n/a | Clinic_076-078_Finish Schedule | n/a
BaseMaterial | bill.east@us.army.mil | 2012-10-26T09:46:00 | Requirement | Space | 1D35 | RUBBER BASE | n/a | n/a | n/a | n/a | Clinic_076-078_Finish Schedule | n/a
CeilingColor | bill.east@us.army.mil | 2012-10-26T09:46:00 | Requirement | Space | 1D35 | ARMSTRONG CEILING TILE - CIRRUS TEGULAR; COLOR: WHITE; SERIES #534 GRID-15/16" EXPOSED TEE GRID SYSTEM-WHITE; SIZE: 2'x2'x3/4" | n/a | n/a | n/a | n/a | Clinic_076-078_Finish Schedule | n/a
CeilingMaterial | bill.east@us.army.mil | 2012-10-26T09:46:00 | Requirement | Space | 1D35 | ACOUSTICAL CEILING TILE | n/a | n/a | n/a | n/a | Clinic_076-078_Finish Schedule | n/a
FloorColor | bill.east@us.army.mil | 2012-10-26T09:46:00 | Requirement | Space | 1D35 | VAMERICAN OLEAN #A-55 DOE SIZE: 2"x2",2 | n/a | n/a | n/a | n/a | Clinic_076-078_Finish Schedule | n/a
FloorMaterial | bill.east@us.army.mil | 2012-10-26T09:46:00 | Requirement | Space | 1D35 | VINYL COMPOSITION TILE | n/a | n/a | n/a | n/a | Clinic_076-078_Finish Schedule | n/a
WallColor-East | bill.east@us.army.mil | 2012-10-26T09:46:00 | Requirement | Space | 1D35 | DEVOE # 2W18-2 PRARIE BUFF | n/a | n/a | n/a | n/a | Clinic_076-078_Finish Schedule | n/a
WallColor-North | bill.east@us.army.mil | 2012-10-26T09:46:00 | Requirement | Space | 1D35 | DEVOE # 2W18-2 PRARIE BUFF | n/a | n/a | n/a | n/a | Clinic_076-078_Finish Schedule | n/a
WallColor-South | bill.east@us.army.mil | 2012-10-26T09:46:00 | Requirement | Space | 1D35 | DEVOE # 2W18-2 PRARIE BUFF | n/a | n/a | n/a | n/a | Clinic_076-078_Finish Schedule | n/a
WallColor-West | bill.east@us.army.mil | 2012-10-26T09:46:00 | Requirement | Space | 1D35 | DEVOE # 2W18-2 PRARIE BUFF | n/a | n/a | n/a | n/a | Clinic_076-078_Finish Schedule | n/a
WallMaterial-East | bill.east@us.army.mil | 2012-10-26T09:46:00 | Requirement | Space | 1D35 | GYPSUM WALLBOARD WITH PAINT | n/a | n/a | n/a | n/a | Clinic_076-078_Finish Schedule | n/a
WallMaterial-North | bill.east@us.army.mil | 2012-10-26T09:46:00 | Requirement | Space | 1D35 | GYPSUM WALLBOARD WITH PAINT | n/a | n/a | n/a | n/a | Clinic_076-078_Finish Schedule | n/a
WallMaterial-South | bill.east@us.army.mil | 2012-10-26T09:46:00 | Requirement | Space | 1D35 | GYPSUM WALLBOARD WITH PAINT | n/a | n/a | n/a | n/a | Clinic_076-078_Finish Schedule | n/a
WallMaterial-West | bill.east@us.army.mil | 2012-10-26T09:46:00 | Requirement | Space | 1D35 | GYPSUM WALLBOARD WITH PAINT | n/a | n/a | n/a | n/a | Clinic_076-078_Finish Schedule | n/a
BaseColor | bill.east@us.army.mil | 2012-10-26T09:46:00 | Requirement | Space | 1D36 | ROPPE - 40 FAWN - 4" HIGH RUBBER COVE BASE | n/a | n/a | n/a | n/a | Clinic_076-078_Finish Schedule | n/a
BaseMaterial | bill.east@us.army.mil | 2012-10-26T09:46:00 | Requirement | Space | 1D36 | RUBBER BASE | n/a | n/a | n/a | n/a | Clinic_076-078_Finish Schedule | n/a
CeilingColor | bill.east@us.army.mil | 2012-10-26T09:46:00 | Requirement | Space | 1D36 | ARMSTRONG CEILING TILE - CIRRUS TEGULAR; COLOR: WHITE; SERIES #534 GRID-15/16" EXPOSED TEE GRID SYSTEM-WHITE; SIZE: 2'x2'x3/4" | n/a | n/a | n/a | n/a | Clinic_076-078_Finish Schedule | n/a
CeilingMaterial | bill.east@us.army.mil | 2012-10-26T09:46:00 | Requirement | Space | 1D36 | ACOUSTICAL CEILING TILE | n/a | n/a | n/a | n/a | Clinic_076-078_Finish Schedule | n/a
FloorColor | bill.east@us.army.mil | 2012-10-26T09:46:00 | Requirement | Space | 1D36 | VAMERICAN OLEAN #A-55 DOE SIZE: 2"x2",2 | n/a | n/a | n/a | n/a | Clinic_076-078_Finish Schedule | n/a
FloorMaterial | bill.east@us.army.mil | 2012-10-26T09:46:00 | Requirement | Space | 1D36 | VINYL COMPOSITION TILE | n/a | n/a | n/a | n/a | Clinic_076-078_Finish Schedule | n/a
WallColor-East | bill.east@us.army.mil | 2012-10-26T09:46:00 | Requirement | Space | 1D36 | DEVOE # 2W18-2 PRARIE BUFF | n/a | n/a | n/a | n/a | Clinic_076-078_Finish Schedule | n/a
WallColor-North | bill.east@us.army.mil | 2012-10-26T09:46:00 | Requirement | Space | 1D36 | DEVOE # 2W18-2 PRARIE BUFF | n/a | n/a | n/a | n/a | Clinic_076-078_Finish Schedule | n/a
WallColor-South | bill.east@us.army.mil | 2012-10-26T09:46:00 | Requirement | Space | 1D36 | DEVOE # 2W18-2 PRARIE BUFF | n/a | n/a | n/a | n/a | Clinic_076-078_Finish Schedule | n/a
WallColor-West | bill.east@us.army.mil | 2012-10-26T09:46:00 | Requirement | Space | 1D36 | DEVOE # 2W18-2 PRARIE BUFF | n/a | n/a | n/a | n/a | Clinic_076-078_Finish Schedule | n/a
WallMaterial-East | bill.east@us.army.mil | 2012-10-26T09:46:00 | Requirement | Space | 1D36 | GYPSUM WALLBOARD WITH PAINT | n/a | n/a | n/a | n/a | Clinic_076-078_Finish Schedule | n/a
WallMaterial-North | bill.east@us.army.mil | 2012-10-26T09:46:00 | Requirement | Space | 1D36 | GYPSUM WALLBOARD WITH PAINT | n/a | n/a | n/a | n/a | Clinic_076-078_Finish Schedule | n/a
WallMaterial-South | bill.east@us.army.mil | 2012-10-26T09:46:00 | Requirement | Space | 1D36 | GYPSUM WALLBOARD WITH PAINT | n/a | n/a | n/a | n/a | Clinic_076-078_Finish Schedule | n/a
WallMaterial-West | bill.east@us.army.mil | 2012-10-26T09:46:00 | Requirement | Space | 1D36 | GYPSUM WALLBOARD WITH PAINT | n/a | n/a | n/a | n/a | Clinic_076-078_Finish Schedule | n/a
BaseColor | bill.east@us.army.mil | 2012-10-26T09:46:00 | Requirement | Space | 1D37 | ROPPE - 40 FAWN - 4" HIGH RUBBER COVE BASE | n/a | n/a | n/a | n/a | Clinic_076-078_Finish Schedule | n/a
BaseMaterial | bill.east@us.army.mil | 2012-10-26T09:46:00 | Requirement | Space | 1D37 | RUBBER BASE | n/a | n/a | n/a | n/a | Clinic_076-078_Finish Schedule | n/a
CeilingColor | bill.east@us.army.mil | 2012-10-26T09:46:00 | Requirement | Space | 1D37 | ARMSTRONG CEILING TILE - CIRRUS TEGULAR; COLOR: WHITE; SERIES #534 GRID-15/16" EXPOSED TEE GRID SYSTEM-WHITE; SIZE: 2'x2'x3/4" | n/a | n/a | n/a | n/a | Clinic_076-078_Finish Schedule | n/a
CeilingMaterial | bill.east@us.army.mil | 2012-10-26T09:46:00 | Requirement | Space | 1D37 | ACOUSTICAL CEILING TILE | n/a | n/a | n/a | n/a | Clinic_076-078_Finish Schedule | n/a
FloorColor | bill.east@us.army.mil | 2012-10-26T09:46:00 | Requirement | Space | 1D37 | VAMERICAN OLEAN #A-55 DOE SIZE: 2"x2" | n/a | n/a | n/a | n/a | Clinic_076-078_Finish Schedule | n/a
FloorMaterial | bill.east@us.army.mil | 2012-10-26T09:46:00 | Requirement | Space | 1D37 | VINYL COMPOSITION TILE | n/a | n/a | n/a | n/a | Clinic_076-078_Finish Schedule | n/a
WallColor-East | bill.east@us.army.mil | 2012-10-26T09:46:00 | Requirement | Space | 1D37 | MATCH PT3 - Devoe # 2W19-4 CLAY PEBBLE | n/a | n/a | n/a | n/a | Clinic_076-078_Finish Schedule | n/a
WallColor-North | bill.east@us.army.mil | 2012-10-26T09:46:00 | Requirement | Space | 1D37 | MATCH PT3 - Devoe # 2W19-4 CLAY PEBBLE | n/a | n/a | n/a | n/a | Clinic_076-078_Finish Schedule | n/a
WallColor-South | bill.east@us.army.mil | 2012-10-26T09:46:00 | Requirement | Space | 1D37 | MATCH PT3 - Devoe # 2W19-4 CLAY PEBBLE | n/a | n/a | n/a | n/a | Clinic_076-078_Finish Schedule | n/a
WallColor-West | bill.east@us.army.mil | 2012-10-26T09:46:00 | Requirement | Space | 1D37 | MATCH PT3 - Devoe # 2W19-4 CLAY PEBBLE | n/a | n/a | n/a | n/a | Clinic_076-078_Finish Schedule | n/a
WallMaterial-East | bill.east@us.army.mil | 2012-10-26T09:46:00 | Requirement | Space | 1D37 | GYPSUM WALLBOARD WITH LIQUID GLAZED COATING | n/a | n/a | n/a | n/a | Clinic_076-078_Finish Schedule | n/a
WallMaterial-North | bill.east@us.army.mil | 2012-10-26T09:46:00 | Requirement | Space | 1D37 | GYPSUM WALLBOARD WITH LIQUID GLAZED COATING | n/a | n/a | n/a | n/a | Clinic_076-078_Finish Schedule | n/a
WallMaterial-South | bill.east@us.army.mil | 2012-10-26T09:46:00 | Requirement | Space | 1D37 | GYPSUM WALLBOARD WITH LIQUID GLAZED COATING | n/a | n/a | n/a | n/a | Clinic_076-078_Finish Schedule | n/a
WallMaterial-West | bill.east@us.army.mil | 2012-10-26T09:46:00 | Requirement | Space | 1D37 | GYPSUM WALLBOARD WITH LIQUID GLAZED COATING | n/a | n/a | n/a | n/a | Clinic_076-078_Finish Schedule | n/a
BaseColor | bill.east@us.army.mil | 2012-10-26T09:46:00 | Requirement | Space | 1D38 | ARMSTRONG - MEDINTECH - #86439 DESERT GOLD | n/a | n/a | n/a | n/a | Clinic_076-078_Finish Schedule | n/a
BaseMaterial | bill.east@us.army.mil | 2012-10-26T09:46:00 | Requirement | Space | 1D38 | INTEGRAL VINYL BASE | n/a | n/a | n/a | n/a | Clinic_076-078_Finish Schedule | n/a
CeilingColor | bill.east@us.army.mil | 2012-10-26T09:46:00 | Requirement | Space | 1D38 | MATCH PT3 - Devoe # 2W19-4 CLAY PEBBLE | n/a | n/a | n/a | n/a | Clinic_076-078_Finish Schedule | n/a
CeilingMaterial | bill.east@us.army.mil | 2012-10-26T09:46:00 | Requirement | Space | 1D38 | GYPSUM WALLBOARD WITH LIQUID GLAZED COATING | n/a | n/a | n/a | n/a | Clinic_076-078_Finish Schedule | n/a
FloorColor | bill.east@us.army.mil | 2012-10-26T09:46:00 | Requirement | Space | 1D38 | ARMSTRONG - MEDIN TECH - #86439 DESERT GOLD | n/a | n/a | n/a | n/a | Clinic_076-078_Finish Schedule | n/a
FloorMaterial | bill.east@us.army.mil | 2012-10-26T09:46:00 | Requirement | Space | 1D38 | SHEET VINYL | n/a | n/a | n/a | n/a | Clinic_076-078_Finish Schedule | n/a
WallColor-East | bill.east@us.army.mil | 2012-10-26T09:46:00 | Requirement | Space | 1D38 | MATCH PT3 - Devoe # 2W19-4 CLAY PEBBLE | n/a | n/a | n/a | n/a | Clinic_076-078_Finish Schedule | n/a
WallColor-North | bill.east@us.army.mil | 2012-10-26T09:46:00 | Requirement | Space | 1D38 | MATCH PT3 - Devoe # 2W19-4 CLAY PEBBLE | n/a | n/a | n/a | n/a | Clinic_076-078_Finish Schedule | n/a
WallColor-South | bill.east@us.army.mil | 2012-10-26T09:46:00 | Requirement | Space | 1D38 | MATCH PT3 - Devoe # 2W19-4 CLAY PEBBLE | n/a | n/a | n/a | n/a | Clinic_076-078_Finish Schedule | n/a
WallColor-West | bill.east@us.army.mil | 2012-10-26T09:46:00 | Requirement | Space | 1D38 | MATCH PT3 - Devoe # 2W19-4 CLAY PEBBLE | n/a | n/a | n/a | n/a | Clinic_076-078_Finish Schedule | n/a
WallMaterial-East | bill.east@us.army.mil | 2012-10-26T09:46:00 | Requirement | Space | 1D38 | GYPSUM WALLBOARD WITH LIQUID GLAZED COATING | n/a | n/a | n/a | n/a | Clinic_076-078_Finish Schedule | n/a
WallMaterial-North | bill.east@us.army.mil | 2012-10-26T09:46:00 | Requirement | Space | 1D38 | GYPSUM WALLBOARD WITH LIQUID GLAZED COATING | n/a | n/a | n/a | n/a | Clinic_076-078_Finish Schedule | n/a
WallMaterial-South | bill.east@us.army.mil | 2012-10-26T09:46:00 | Requirement | Space | 1D38 | GYPSUM WALLBOARD WITH LIQUID GLAZED COATING | n/a | n/a | n/a | n/a | Clinic_076-078_Finish Schedule | n/a
WallMaterial-West | bill.east@us.army.mil | 2012-10-26T09:46:00 | Requirement | Space | 1D38 | GYPSUM WALLBOARD WITH LIQUID GLAZED COATING | n/a | n/a | n/a | n/a | Clinic_076-078_Finish Schedule | n/a
BaseColor | bill.east@us.army.mil | 2012-10-26T09:46:00 | Requirement | Space | 1D39 | ROPPE - 40 FAWN - 4" HIGH RUBBER COVE BASE | n/a | n/a | n/a | n/a | Clinic_076-078_Finish Schedule | n/a
BaseMaterial | bill.east@us.army.mil | 2012-10-26T09:46:00 | Requirement | Space | 1D39 | RUBBER BASE | n/a | n/a | n/a | n/a | Clinic_076-078_Finish Schedule | n/a
CeilingColor | bill.east@us.army.mil | 2012-10-26T09:46:00 | Requirement | Space | 1D39 | ARMSTRONG CEILING TILE - FINE FISSURED DURATEX; COLOR: WHITE; SERIES #1870; GRID 15/16" EXPOSED TEE GRID SYSTEM-WHITE; SIZE: 2'x2' ARMSTRONG CEILING TILE - FINE FISSURED DURATEX; COLOR: WHITE; SERIES #1870; GRID 15/16" EXPOSED TEE GRID SYSTEM-WHITE; SIZE: | n/a | n/a | n/a | n/a | Clinic_076-078_Finish Schedule | n/a
CeilingMaterial | bill.east@us.army.mil | 2012-10-26T09:46:00 | Requirement | Space | 1D39 | CERAMIC TILE | n/a | n/a | n/a | n/a | Clinic_076-078_Finish Schedule | n/a
FloorColor | bill.east@us.army.mil | 2012-10-26T09:46:00 | Requirement | Space | 1D39 | VAMERICAN OLEAN #A-55 DOE SIZE: 2"x2" | n/a | n/a | n/a | n/a | Clinic_076-078_Finish Schedule | n/a
FloorMaterial | bill.east@us.army.mil | 2012-10-26T09:46:00 | Requirement | Space | 1D39 | VINYL COMPOSITION TILE | n/a | n/a | n/a | n/a | Clinic_076-078_Finish Schedule | n/a
WallColor-East | bill.east@us.army.mil | 2012-10-26T09:46:00 | Requirement | Space | 1D39 | MATCH PT3 - Devoe # 2W19-4 CLAY PEBBLE | n/a | n/a | n/a | n/a | Clinic_076-078_Finish Schedule | n/a
WallColor-North | bill.east@us.army.mil | 2012-10-26T09:46:00 | Requirement | Space | 1D39 | MATCH PT3 - Devoe # 2W19-4 CLAY PEBBLE | n/a | n/a | n/a | n/a | Clinic_076-078_Finish Schedule | n/a
WallColor-South | bill.east@us.army.mil | 2012-10-26T09:46:00 | Requirement | Space | 1D39 | MATCH PT3 - Devoe # 2W19-4 CLAY PEBBLE | n/a | n/a | n/a | n/a | Clinic_076-078_Finish Schedule | n/a
WallColor-West | bill.east@us.army.mil | 2012-10-26T09:46:00 | Requirement | Space | 1D39 | MATCH PT3 - Devoe # 2W19-4 CLAY PEBBLE | n/a | n/a | n/a | n/a | Clinic_076-078_Finish Schedule | n/a
WallMaterial-East | bill.east@us.army.mil | 2012-10-26T09:46:00 | Requirement | Space | 1D39 | GYPSUM WALLBOARD WITH LIQUID GLAZED COATING | n/a | n/a | n/a | n/a | Clinic_076-078_Finish Schedule | n/a
WallMaterial-North | bill.east@us.army.mil | 2012-10-26T09:46:00 | Requirement | Space | 1D39 | GYPSUM WALLBOARD WITH LIQUID GLAZED COATING | n/a | n/a | n/a | n/a | Clinic_076-078_Finish Schedule | n/a
WallMaterial-South | bill.east@us.army.mil | 2012-10-26T09:46:00 | Requirement | Space | 1D39 | GYPSUM WALLBOARD WITH LIQUID GLAZED COATING | n/a | n/a | n/a | n/a | Clinic_076-078_Finish Schedule | n/a
WallMaterial-West | bill.east@us.army.mil | 2012-10-26T09:46:00 | Requirement | Space | 1D39 | GYPSUM WALLBOARD WITH LIQUID GLAZED COATING | n/a | n/a | n/a | n/a | Clinic_076-078_Finish Schedule | n/a
BaseColor | bill.east@us.army.mil | 2012-10-26T09:46:00 | Requirement | Space | 1D40 | ROPPE - 40 FAWN - 4" HIGH RUBBER COVE BASE | n/a | n/a | n/a | n/a | Clinic_076-078_Finish Schedule | n/a
BaseMaterial | bill.east@us.army.mil | 2012-10-26T09:46:00 | Requirement | Space | 1D40 | RUBBER BASE | n/a | n/a | n/a | n/a | Clinic_076-078_Finish Schedule | n/a
CeilingColor | bill.east@us.army.mil | 2012-10-26T09:46:00 | Requirement | Space | 1D40 | ARMSTRONG CEILING TILE - FINE FISSURED DURATEX; COLOR: WHITE; SERIES #1870; GRID 15/16" EXPOSED TEE GRID SYSTEM-WHITE; SIZE: 2'x2' ARMSTRONG CEILING TILE - FINE FISSURED DURATEX; COLOR: WHITE; SERIES #1870; GRID 15/16" EXPOSED TEE GRID SYSTEM-WHITE; SIZE: | n/a | n/a | n/a | n/a | Clinic_076-078_Finish Schedule | n/a
CeilingMaterial | bill.east@us.army.mil | 2012-10-26T09:46:00 | Requirement | Space | 1D40 | CERAMIC TILE | n/a | n/a | n/a | n/a | Clinic_076-078_Finish Schedule | n/a
FloorColor | bill.east@us.army.mil | 2012-10-26T09:46:00 | Requirement | Space | 1D40 | VAMERICAN OLEAN #A-55 DOE SIZE: 2"x2",2 | n/a | n/a | n/a | n/a | Clinic_076-078_Finish Schedule | n/a
FloorMaterial | bill.east@us.army.mil | 2012-10-26T09:46:00 | Requirement | Space | 1D40 | VINYL COMPOSITION TILE | n/a | n/a | n/a | n/a | Clinic_076-078_Finish Schedule | n/a
WallColor-East | bill.east@us.army.mil | 2012-10-26T09:46:00 | Requirement | Space | 1D40 | MATCH PT3 - Devoe # 2W19-4 CLAY PEBBLE | n/a | n/a | n/a | n/a | Clinic_076-078_Finish Schedule | n/a
WallColor-North | bill.east@us.army.mil | 2012-10-26T09:46:00 | Requirement | Space | 1D40 | MATCH PT3 - Devoe # 2W19-4 CLAY PEBBLE | n/a | n/a | n/a | n/a | Clinic_076-078_Finish Schedule | n/a
WallColor-South | bill.east@us.army.mil | 2012-10-26T09:46:00 | Requirement | Space | 1D40 | MATCH PT3 - Devoe # 2W19-4 CLAY PEBBLE | n/a | n/a | n/a | n/a | Clinic_076-078_Finish Schedule | n/a
WallColor-West | bill.east@us.army.mil | 2012-10-26T09:46:00 | Requirement | Space | 1D40 | MATCH PT3 - Devoe # 2W19-4 CLAY PEBBLE | n/a | n/a | n/a | n/a | Clinic_076-078_Finish Schedule | n/a
WallMaterial-East | bill.east@us.army.mil | 2012-10-26T09:46:00 | Requirement | Space | 1D40 | GYPSUM WALLBOARD WITH LIQUID GLAZED COATING | n/a | n/a | n/a | n/a | Clinic_076-078_Finish Schedule | n/a
WallMaterial-North | bill.east@us.army.mil | 2012-10-26T09:46:00 | Requirement | Space | 1D40 | GYPSUM WALLBOARD WITH LIQUID GLAZED COATING | n/a | n/a | n/a | n/a | Clinic_076-078_Finish Schedule | n/a
WallMaterial-South | bill.east@us.army.mil | 2012-10-26T09:46:00 | Requirement | Space | 1D40 | GYPSUM WALLBOARD WITH LIQUID GLAZED COATING | n/a | n/a | n/a | n/a | Clinic_076-078_Finish Schedule | n/a
WallMaterial-West | bill.east@us.army.mil | 2012-10-26T09:46:00 | Requirement | Space | 1D40 | GYPSUM WALLBOARD WITH LIQUID GLAZED COATING | n/a | n/a | n/a | n/a | Clinic_076-078_Finish Schedule | n/a
BaseColor | bill.east@us.army.mil | 2012-10-26T09:46:00 | Requirement | Space | 1DC1 | DEVOE # 2W19-4 CLAY PEBBLE | n/a | n/a | n/a | n/a | Clinic_076-078_Finish Schedule | n/a
BaseMaterial | bill.east@us.army.mil | 2012-10-26T09:46:00 | Requirement | Space | 1DC1 | WOOD | n/a | n/a | n/a | n/a | Clinic_076-078_Finish Schedule | n/a
CeilingColor | bill.east@us.army.mil | 2012-10-26T09:46:00 | Requirement | Space | 1DC1 | ARMSTRONG CEILING TILE - CIRRUS TEGULAR; COLOR: WHITE; SERIES #534 GRID-15/16" EXPOSED TEE GRID SYSTEM-WHITE; SIZE: 2'x2'x3/4"/DEVOE # 2W18-2 PRARIE BUFF ARMSTRONG CEILING TILE - CIRRUS TEGULAR; COLOR: WHITE; SERIES #534 GRID-15/16" EXPOSED TEE GRID SYSTE | n/a | n/a | n/a | n/a | Clinic_076-078_Finish Schedule | n/a
CeilingMaterial | bill.east@us.army.mil | 2012-10-26T09:46:00 | Requirement | Space | 1DC1 | CERAMIC TILE/GYPSUM WALLBOARD WITH PAINT | n/a | n/a | n/a | n/a | Clinic_076-078_Finish Schedule | n/a
FloorColor | bill.east@us.army.mil | 2012-10-26T09:46:00 | Requirement | Space | 1DC1 | CARPET 3/VAMERICAN OLEAN #A-55 DOE SIZE: 2"x2" ,2 | n/a | n/a | n/a | n/a | Clinic_076-078_Finish Schedule | n/a
FloorMaterial | bill.east@us.army.mil | 2012-10-26T09:46:00 | Requirement | Space | 1DC1 | VINYL COMPOSITION TILE/CARPET | n/a | n/a | n/a | n/a | Clinic_076-078_Finish Schedule | n/a
WallColor-East | bill.east@us.army.mil | 2012-10-26T09:46:00 | Requirement | Space | 1DC1 | DEVOE # 2W18-2 PRARIE BUFF - | n/a | n/a | n/a | n/a | Clinic_076-078_Finish Schedule | n/a
WallColor-North | bill.east@us.army.mil | 2012-10-26T09:46:00 | Requirement | Space | 1DC1 | DEVOE # 2W18-2 PRARIE BUFF DEVOE # 2W18-2 PRARIE BUFF | n/a | n/a | n/a | n/a | Clinic_076-078_Finish Schedule | n/a
WallColor-South | bill.east@us.army.mil | 2012-10-26T09:46:00 | Requirement | Space | 1DC1 | DEVOE # 2W18-2 PRARIE BUFF DEVOE # 2W18-2 PRARIE BUFF | n/a | n/a | n/a | n/a | Clinic_076-078_Finish Schedule | n/a
WallColor-West | bill.east@us.army.mil | 2012-10-26T09:46:00 | Requirement | Space | 1DC1 | DEVOE # 2W18-2 PRARIE BUFF DEVOE # 2W18-2 PRARIE BUFF | n/a | n/a | n/a | n/a | Clinic_076-078_Finish Schedule | n/a
WallMaterial-East | bill.east@us.army.mil | 2012-10-26T09:46:00 | Requirement | Space | 1DC1 | GYPSUM WALLBOARD WITH PAINT - | n/a | n/a | n/a | n/a | Clinic_076-078_Finish Schedule | n/a
WallMaterial-North | bill.east@us.army.mil | 2012-10-26T09:46:00 | Requirement | Space | 1DC1 | GYPSUM WALLBOARD WITH PAINT | n/a | n/a | n/a | n/a | Clinic_076-078_Finish Schedule | n/a
WallMaterial-South | bill.east@us.army.mil | 2012-10-26T09:46:00 | Requirement | Space | 1DC1 | GYPSUM WALLBOARD WITH PAINT GYPSUM WALLBOARD WITH PAINT | n/a | n/a | n/a | n/a | Clinic_076-078_Finish Schedule | n/a
WallMaterial-West | bill.east@us.army.mil | 2012-10-26T09:46:00 | Requirement | Space | 1DC1 | GYPSUM WALLBOARD WITH PAINT GYPSUM WALLBOARD WITH PAINT | n/a | n/a | n/a | n/a | Clinic_076-078_Finish Schedule | n/a
BaseColor | bill.east@us.army.mil | 2012-10-26T09:46:00 | Requirement | Space | 1DC2 | ROPPE - 40 FAWN - 4" HIGH RUBBER COVE BASE | n/a | n/a | n/a | n/a | Clinic_076-078_Finish Schedule | n/a
BaseMaterial | bill.east@us.army.mil | 2012-10-26T09:46:00 | Requirement | Space | 1DC2 | RUBBER BASE | n/a | n/a | n/a | n/a | Clinic_076-078_Finish Schedule | n/a
CeilingColor | bill.east@us.army.mil | 2012-10-26T09:46:00 | Requirement | Space | 1DC2 | ARMSTRONG CEILING TILE - CIRRUS TEGULAR; COLOR: WHITE; SERIES #534 GRID-15/16" EXPOSED TEE GRID SYSTEM-WHITE; SIZE: 2'x2'x3/4" | n/a | n/a | n/a | n/a | Clinic_076-078_Finish Schedule | n/a
CeilingMaterial | bill.east@us.army.mil | 2012-10-26T09:46:00 | Requirement | Space | 1DC2 | ACOUSTICAL CEILING TILE | n/a | n/a | n/a | n/a | Clinic_076-078_Finish Schedule | n/a
FloorColor | bill.east@us.army.mil | 2012-10-26T09:46:00 | Requirement | Space | 1DC2 | INTERFACE - CARIBBEAN #3063 SEA TURTLE | n/a | n/a | n/a | n/a | Clinic_076-078_Finish Schedule | n/a
FloorMaterial | bill.east@us.army.mil | 2012-10-26T09:46:00 | Requirement | Space | 1DC2 | CARPET | n/a | n/a | n/a | n/a | Clinic_076-078_Finish Schedule | n/a
WallColor-East | bill.east@us.army.mil | 2012-10-26T09:46:00 | Requirement | Space | 1DC2 | DEVOE # 2W18-2 PRARIE BUFF DEVOE # 2W18-2 PRARIE BUFF | n/a | n/a | n/a | n/a | Clinic_076-078_Finish Schedule | n/a
WallColor-North | bill.east@us.army.mil | 2012-10-26T09:46:00 | Requirement | Space | 1DC2 | DEVOE # 2W18-2 PRARIE BUFF DEVOE # 2W18-2 PRARIE BUFF | n/a | n/a | n/a | n/a | Clinic_076-078_Finish Schedule | n/a
WallColor-South | bill.east@us.army.mil | 2012-10-26T09:46:00 | Requirement | Space | 1DC2 | DEVOE # 2W18-2 PRARIE BUFF DEVOE # 2W18-2 PRARIE BUFF | n/a | n/a | n/a | n/a | Clinic_076-078_Finish Schedule | n/a
WallColor-West | bill.east@us.army.mil | 2012-10-26T09:46:00 | Requirement | Space | 1DC2 | DEVOE # 2W18-2 PRARIE BUFF DEVOE # 2W18-2 PRARIE BUFF | n/a | n/a | n/a | n/a | Clinic_076-078_Finish Schedule | n/a
WallMaterial-East | bill.east@us.army.mil | 2012-10-26T09:46:00 | Requirement | Space | 1DC2 | GYPSUM WALLBOARD WITH PAINT | n/a | n/a | n/a | n/a | Clinic_076-078_Finish Schedule | n/a
WallMaterial-North | bill.east@us.army.mil | 2012-10-26T09:46:00 | Requirement | Space | 1DC2 | GYPSUM WALLBOARD WITH PAINT | n/a | n/a | n/a | n/a | Clinic_076-078_Finish Schedule | n/a
WallMaterial-South | bill.east@us.army.mil | 2012-10-26T09:46:00 | Requirement | Space | 1DC2 | GYPSUM WALLBOARD WITH PAINT | n/a | n/a | n/a | n/a | Clinic_076-078_Finish Schedule | n/a
WallMaterial-West | bill.east@us.army.mil | 2012-10-26T09:46:00 | Requirement | Space | 1DC2 | GYPSUM WALLBOARD WITH PAINT | n/a | n/a | n/a | n/a | Clinic_076-078_Finish Schedule | n/a
BaseColor | bill.east@us.army.mil | 2012-10-26T09:46:00 | Requirement | Space | 1DC3 | ROPPE - 40 FAWN - 4" HIGH RUBBER COVE BASE | n/a | n/a | n/a | n/a | Clinic_076-078_Finish Schedule | n/a
BaseMaterial | bill.east@us.army.mil | 2012-10-26T09:46:00 | Requirement | Space | 1DC3 | RUBBER BASE | n/a | n/a | n/a | n/a | Clinic_076-078_Finish Schedule | n/a
CeilingColor | bill.east@us.army.mil | 2012-10-26T09:46:00 | Requirement | Space | 1DC3 | ARMSTRONG CEILING TILE - CIRRUS TEGULAR; COLOR: WHITE; SERIES #534 GRID-15/16" EXPOSED TEE GRID SYSTEM-WHITE; SIZE: 2'x2'x3/4" | n/a | n/a | n/a | n/a | Clinic_076-078_Finish Schedule | n/a
CeilingMaterial | bill.east@us.army.mil | 2012-10-26T09:46:00 | Requirement | Space | 1DC3 | ACOUSTICAL CEILING TILE | n/a | n/a | n/a | n/a | Clinic_076-078_Finish Schedule | n/a
FloorColor | bill.east@us.army.mil | 2012-10-26T09:46:00 | Requirement | Space | 1DC3 | INTERFACE - CARIBBEAN #3063 SEA TURTLE | n/a | n/a | n/a | n/a | Clinic_076-078_Finish Schedule | n/a
FloorMaterial | bill.east@us.army.mil | 2012-10-26T09:46:00 | Requirement | Space | 1DC3 | CARPET | n/a | n/a | n/a | n/a | Clinic_076-078_Finish Schedule | n/a
WallColor-East | bill.east@us.army.mil | 2012-10-26T09:46:00 | Requirement | Space | 1DC3 | DEVOE # 2C20-4 ROSEMARY GRAY | n/a | n/a | n/a | n/a | Clinic_076-078_Finish Schedule | n/a
WallColor-North | bill.east@us.army.mil | 2012-10-26T09:46:00 | Requirement | Space | 1DC3 | DEVOE # 2W18-2 PRARIE BUFF | n/a | n/a | n/a | n/a | Clinic_076-078_Finish Schedule | n/a
WallColor-South | bill.east@us.army.mil | 2012-10-26T09:46:00 | Requirement | Space | 1DC3 | DEVOE # 2W18-2 PRARIE BUFF | n/a | n/a | n/a | n/a | Clinic_076-078_Finish Schedule | n/a
WallColor-West | bill.east@us.army.mil | 2012-10-26T09:46:00 | Requirement | Space | 1DC3 | DEVOE # 2W18-2 PRARIE BUFF | n/a | n/a | n/a | n/a | Clinic_076-078_Finish Schedule | n/a
WallMaterial-East | bill.east@us.army.mil | 2012-10-26T09:46:00 | Requirement | Space | 1DC3 | GYPSUM WALLBOARD WITH PAINT | n/a | n/a | n/a | n/a | Clinic_076-078_Finish Schedule | n/a
WallMaterial-North | bill.east@us.army.mil | 2012-10-26T09:46:00 | Requirement | Space | 1DC3 | GYPSUM WALLBOARD WITH PAINT | n/a | n/a | n/a | n/a | Clinic_076-078_Finish Schedule | n/a
WallMaterial-South | bill.east@us.army.mil | 2012-10-26T09:46:00 | Requirement | Space | 1DC3 | GYPSUM WALLBOARD WITH PAINT | n/a | n/a | n/a | n/a | Clinic_076-078_Finish Schedule | n/a
WallMaterial-West | bill.east@us.army.mil | 2012-10-26T09:46:00 | Requirement | Space | 1DC3 | GYPSUM WALLBOARD WITH PAINT | n/a | n/a | n/a | n/a | Clinic_076-078_Finish Schedule | n/a
BaseColor | bill.east@us.army.mil | 2012-10-26T09:46:00 | Requirement | Space | 1DC4 | ROPPE - 40 FAWN - 4" HIGH RUBBER COVE BASE | n/a | n/a | n/a | n/a | Clinic_076-078_Finish Schedule | n/a
BaseMaterial | bill.east@us.army.mil | 2012-10-26T09:46:00 | Requirement | Space | 1DC4 | RUBBER BASE | n/a | n/a | n/a | n/a | Clinic_076-078_Finish Schedule | n/a
CeilingColor | bill.east@us.army.mil | 2012-10-26T09:46:00 | Requirement | Space | 1DC4 | ARMSTRONG CEILING TILE - CIRRUS TEGULAR; COLOR: WHITE; SERIES #534 GRID-15/16" EXPOSED TEE GRID SYSTEM-WHITE; SIZE: 2'x2'x3/4" | n/a | n/a | n/a | n/a | Clinic_076-078_Finish Schedule | n/a
CeilingMaterial | bill.east@us.army.mil | 2012-10-26T09:46:00 | Requirement | Space | 1DC4 | ACOUSTICAL CEILING TILE | n/a | n/a | n/a | n/a | Clinic_076-078_Finish Schedule | n/a
FloorColor | bill.east@us.army.mil | 2012-10-26T09:46:00 | Requirement | Space | 1DC4 | INTERFACE - CARIBBEAN #3063 SEA TURTLE | n/a | n/a | n/a | n/a | Clinic_076-078_Finish Schedule | n/a
FloorMaterial | bill.east@us.army.mil | 2012-10-26T09:46:00 | Requirement | Space | 1DC4 | CARPET | n/a | n/a | n/a | n/a | Clinic_076-078_Finish Schedule | n/a
WallColor-East | bill.east@us.army.mil | 2012-10-26T09:46:00 | Requirement | Space | 1DC4 | DEVOE # 2W18-2 PRARIE BUFF | n/a | n/a | n/a | n/a | Clinic_076-078_Finish Schedule | n/a
WallColor-North | bill.east@us.army.mil | 2012-10-26T09:46:00 | Requirement | Space | 1DC4 | DEVOE # 2W18-2 PRARIE BUFF | n/a | n/a | n/a | n/a | Clinic_076-078_Finish Schedule | n/a
WallColor-South | bill.east@us.army.mil | 2012-10-26T09:46:00 | Requirement | Space | 1DC4 | DEVOE # 2W18-2 PRARIE BUFF | n/a | n/a | n/a | n/a | Clinic_076-078_Finish Schedule | n/a
WallColor-West | bill.east@us.army.mil | 2012-10-26T09:46:00 | Requirement | Space | 1DC4 | DEVOE # 2W18-2 PRARIE BUFF | n/a | n/a | n/a | n/a | Clinic_076-078_Finish Schedule | n/a
WallMaterial-East | bill.east@us.army.mil | 2012-10-26T09:46:00 | Requirement | Space | 1DC4 | GYPSUM WALLBOARD WITH PAINT | n/a | n/a | n/a | n/a | Clinic_076-078_Finish Schedule | n/a
WallMaterial-North | bill.east@us.army.mil | 2012-10-26T09:46:00 | Requirement | Space | 1DC4 | GYPSUM WALLBOARD WITH PAINT | n/a | n/a | n/a | n/a | Clinic_076-078_Finish Schedule | n/a
WallMaterial-South | bill.east@us.army.mil | 2012-10-26T09:46:00 | Requirement | Space | 1DC4 | GYPSUM WALLBOARD WITH PAINT | n/a | n/a | n/a | n/a | Clinic_076-078_Finish Schedule | n/a
WallMaterial-West | bill.east@us.army.mil | 2012-10-26T09:46:00 | Requirement | Space | 1DC4 | GYPSUM WALLBOARD WITH PAINT | n/a | n/a | n/a | n/a | Clinic_076-078_Finish Schedule | n/a
BaseColor | bill.east@us.army.mil | 2012-10-26T09:46:00 | Requirement | Space | 1DC5 | DEVOE # 2W19-4 CLAY PEBBLE | n/a | n/a | n/a | n/a | Clinic_076-078_Finish Schedule | n/a
BaseMaterial | bill.east@us.army.mil | 2012-10-26T09:46:00 | Requirement | Space | 1DC5 | WOOD | n/a | n/a | n/a | n/a | Clinic_076-078_Finish Schedule | n/a
CeilingColor | bill.east@us.army.mil | 2012-10-26T09:46:00 | Requirement | Space | 1DC5 | ARMSTRONG CEILING TILE - CIRRUS TEGULAR; COLOR: WHITE; SERIES #534 GRID-15/16" EXPOSED TEE GRID SYSTEM-WHITE; SIZE: 2'x2'x3/4" | n/a | n/a | n/a | n/a | Clinic_076-078_Finish Schedule | n/a
CeilingMaterial | bill.east@us.army.mil | 2012-10-26T09:46:00 | Requirement | Space | 1DC5 | ACOUSTICAL CEILING TILE | n/a | n/a | n/a | n/a | Clinic_076-078_Finish Schedule | n/a
FloorColor | bill.east@us.army.mil | 2012-10-26T09:46:00 | Requirement | Space | 1DC5 | INTERFACE - CARIBBEAN #3063 SEA TURTLE | n/a | n/a | n/a | n/a | Clinic_076-078_Finish Schedule | n/a
FloorMaterial | bill.east@us.army.mil | 2012-10-26T09:46:00 | Requirement | Space | 1DC5 | CARPET | n/a | n/a | n/a | n/a | Clinic_076-078_Finish Schedule | n/a
WallColor-East | bill.east@us.army.mil | 2012-10-26T09:46:00 | Requirement | Space | 1DC5 | DEVOE # 2W18-2 PRARIE BUFF | n/a | n/a | n/a | n/a | Clinic_076-078_Finish Schedule | n/a
WallColor-North | bill.east@us.army.mil | 2012-10-26T09:46:00 | Requirement | Space | 1DC5 | DEVOE # 2W18-2 PRARIE BUFF | n/a | n/a | n/a | n/a | Clinic_076-078_Finish Schedule | n/a
WallColor-South | bill.east@us.army.mil | 2012-10-26T09:46:00 | Requirement | Space | 1DC5 | DEVOE # 2W18-2 PRARIE BUFF | n/a | n/a | n/a | n/a | Clinic_076-078_Finish Schedule | n/a
WallColor-West | bill.east@us.army.mil | 2012-10-26T09:46:00 | Requirement | Space | 1DC5 | DEVOE # 2W18-2 PRARIE BUFF | n/a | n/a | n/a | n/a | Clinic_076-078_Finish Schedule | n/a
WallMaterial-East | bill.east@us.army.mil | 2012-10-26T09:46:00 | Requirement | Space | 1DC5 | GYPSUM WALLBOARD WITH PAINT | n/a | n/a | n/a | n/a | Clinic_076-078_Finish Schedule | n/a
WallMaterial-North | bill.east@us.army.mil | 2012-10-26T09:46:00 | Requirement | Space | 1DC5 | GYPSUM WALLBOARD WITH PAINT | n/a | n/a | n/a | n/a | Clinic_076-078_Finish Schedule | n/a
WallMaterial-South | bill.east@us.army.mil | 2012-10-26T09:46:00 | Requirement | Space | 1DC5 | GYPSUM WALLBOARD WITH PAINT | n/a | n/a | n/a | n/a | Clinic_076-078_Finish Schedule | n/a
WallMaterial-West | bill.east@us.army.mil | 2012-10-26T09:46:00 | Requirement | Space | 1DC5 | GYPSUM WALLBOARD WITH PAINT | n/a | n/a | n/a | n/a | Clinic_076-078_Finish Schedule | n/a
BaseColor | bill.east@us.army.mil | 2012-10-26T09:46:00 | Requirement | Space | 1DC6 | ROPPE - 40 FAWN - 4" HIGH RUBBER COVE BASE | n/a | n/a | n/a | n/a | Clinic_076-078_Finish Schedule | n/a
BaseMaterial | bill.east@us.army.mil | 2012-10-26T09:46:00 | Requirement | Space | 1DC6 | RUBBER BASE | n/a | n/a | n/a | n/a | Clinic_076-078_Finish Schedule | n/a
CeilingColor | bill.east@us.army.mil | 2012-10-26T09:46:00 | Requirement | Space | 1DC6 | ARMSTRONG CEILING TILE - CIRRUS TEGULAR; COLOR: WHITE; SERIES #534 GRID-15/16" EXPOSED TEE GRID SYSTEM-WHITE; SIZE: 2'x2'x3/4" | n/a | n/a | n/a | n/a | Clinic_076-078_Finish Schedule | n/a
CeilingMaterial | bill.east@us.army.mil | 2012-10-26T09:46:00 | Requirement | Space | 1DC6 | ACOUSTICAL CEILING TILE | n/a | n/a | n/a | n/a | Clinic_076-078_Finish Schedule | n/a
FloorColor | bill.east@us.army.mil | 2012-10-26T09:46:00 | Requirement | Space | 1DC6 | INTERFACE - CARIBBEAN #3063 SEA TURTLE | n/a | n/a | n/a | n/a | Clinic_076-078_Finish Schedule | n/a
FloorMaterial | bill.east@us.army.mil | 2012-10-26T09:46:00 | Requirement | Space | 1DC6 | CARPET | n/a | n/a | n/a | n/a | Clinic_076-078_Finish Schedule | n/a
WallColor-East | bill.east@us.army.mil | 2012-10-26T09:46:00 | Requirement | Space | 1DC6 | DEVOE # 2W18-2 PRARIE BUFF | n/a | n/a | n/a | n/a | Clinic_076-078_Finish Schedule | n/a
WallColor-North | bill.east@us.army.mil | 2012-10-26T09:46:00 | Requirement | Space | 1DC6 | DEVOE # 2W18-2 PRARIE BUFF | n/a | n/a | n/a | n/a | Clinic_076-078_Finish Schedule | n/a
WallColor-South | bill.east@us.army.mil | 2012-10-26T09:46:00 | Requirement | Space | 1DC6 | DEVOE # 2C20-4 ROSEMARY GRAY | n/a | n/a | n/a | n/a | Clinic_076-078_Finish Schedule | n/a
WallColor-West | bill.east@us.army.mil | 2012-10-26T09:46:00 | Requirement | Space | 1DC6 | DEVOE # 2W18-2 PRARIE BUFF | n/a | n/a | n/a | n/a | Clinic_076-078_Finish Schedule | n/a
WallMaterial-East | bill.east@us.army.mil | 2012-10-26T09:46:00 | Requirement | Space | 1DC6 | GYPSUM WALLBOARD WITH PAINT | n/a | n/a | n/a | n/a | Clinic_076-078_Finish Schedule | n/a
WallMaterial-North | bill.east@us.army.mil | 2012-10-26T09:46:00 | Requirement | Space | 1DC6 | GYPSUM WALLBOARD WITH PAINT | n/a | n/a | n/a | n/a | Clinic_076-078_Finish Schedule | n/a
WallMaterial-South | bill.east@us.army.mil | 2012-10-26T09:46:00 | Requirement | Space | 1DC6 | GYPSUM WALLBOARD WITH PAINT | n/a | n/a | n/a | n/a | Clinic_076-078_Finish Schedule | n/a
WallMaterial-West | bill.east@us.army.mil | 2012-10-26T09:46:00 | Requirement | Space | 1DC6 | GYPSUM WALLBOARD WITH PAINT | n/a | n/a | n/a | n/a | Clinic_076-078_Finish Schedule | n/a
BaseColor | bill.east@us.army.mil | 2012-10-26T09:46:00 | Requirement | Space | 1DC7 | ROPPE - 40 FAWN - 4" HIGH RUBBER COVE BASE | n/a | n/a | n/a | n/a | Clinic_076-078_Finish Schedule | n/a
BaseMaterial | bill.east@us.army.mil | 2012-10-26T09:46:00 | Requirement | Space | 1DC7 | RUBBER BASE | n/a | n/a | n/a | n/a | Clinic_076-078_Finish Schedule | n/a
CeilingColor | bill.east@us.army.mil | 2012-10-26T09:46:00 | Requirement | Space | 1DC7 | ARMSTRONG CEILING TILE - CIRRUS TEGULAR; COLOR: WHITE; SERIES #534 GRID-15/16" EXPOSED TEE GRID SYSTEM-WHITE; SIZE: 2'x2'x3/4" | n/a | n/a | n/a | n/a | Clinic_076-078_Finish Schedule | n/a
CeilingMaterial | bill.east@us.army.mil | 2012-10-26T09:46:00 | Requirement | Space | 1DC7 | ACOUSTICAL CEILING TILE | n/a | n/a | n/a | n/a | Clinic_076-078_Finish Schedule | n/a
FloorColor | bill.east@us.army.mil | 2012-10-26T09:46:00 | Requirement | Space | 1DC7 | INTERFACE - CARIBBEAN #3063 SEA TURTLE | n/a | n/a | n/a | n/a | Clinic_076-078_Finish Schedule | n/a
FloorMaterial | bill.east@us.army.mil | 2012-10-26T09:46:00 | Requirement | Space | 1DC7 | CARPET | n/a | n/a | n/a | n/a | Clinic_076-078_Finish Schedule | n/a
WallColor-East | bill.east@us.army.mil | 2012-10-26T09:46:00 | Requirement | Space | 1DC7 | DEVOE # 2W18-2 PRARIE BUFF | n/a | n/a | n/a | n/a | Clinic_076-078_Finish Schedule | n/a
WallColor-North | bill.east@us.army.mil | 2012-10-26T09:46:00 | Requirement | Space | 1DC7 | DEVOE # 2W18-2 PRARIE BUFF | n/a | n/a | n/a | n/a | Clinic_076-078_Finish Schedule | n/a
WallColor-South | bill.east@us.army.mil | 2012-10-26T09:46:00 | Requirement | Space | 1DC7 | DEVOE # 2W18-2 PRARIE BUFF | n/a | n/a | n/a | n/a | Clinic_076-078_Finish Schedule | n/a
WallColor-West | bill.east@us.army.mil | 2012-10-26T09:46:00 | Requirement | Space | 1DC7 | DEVOE # 2C20-4 ROSEMARY GRAY | n/a | n/a | n/a | n/a | Clinic_076-078_Finish Schedule | n/a
WallMaterial-East | bill.east@us.army.mil | 2012-10-26T09:46:00 | Requirement | Space | 1DC7 | GYPSUM WALLBOARD WITH PAINT | n/a | n/a | n/a | n/a | Clinic_076-078_Finish Schedule | n/a
WallMaterial-North | bill.east@us.army.mil | 2012-10-26T09:46:00 | Requirement | Space | 1DC7 | GYPSUM WALLBOARD WITH PAINT | n/a | n/a | n/a | n/a | Clinic_076-078_Finish Schedule | n/a
WallMaterial-South | bill.east@us.army.mil | 2012-10-26T09:46:00 | Requirement | Space | 1DC7 | GYPSUM WALLBOARD WITH PAINT | n/a | n/a | n/a | n/a | Clinic_076-078_Finish Schedule | n/a
WallMaterial-West | bill.east@us.army.mil | 2012-10-26T09:46:00 | Requirement | Space | 1DC7 | GYPSUM WALLBOARD WITH PAINT | n/a | n/a | n/a | n/a | Clinic_076-078_Finish Schedule | n/a
BaseColor | bill.east@us.army.mil | 2012-10-26T09:46:00 | Requirement | Space | 1DC8 | ROPPE - 40 FAWN - 4" HIGH RUBBER COVE BASE | n/a | n/a | n/a | n/a | Clinic_076-078_Finish Schedule | n/a
BaseMaterial | bill.east@us.army.mil | 2012-10-26T09:46:00 | Requirement | Space | 1DC8 | RUBBER BASE | n/a | n/a | n/a | n/a | Clinic_076-078_Finish Schedule | n/a
CeilingColor | bill.east@us.army.mil | 2012-10-26T09:46:00 | Requirement | Space | 1DC8 | ARMSTRONG CEILING TILE - CIRRUS TEGULAR; COLOR: WHITE; SERIES #534 GRID-15/16" EXPOSED TEE GRID SYSTEM-WHITE; SIZE: 2'x2'x3/4" | n/a | n/a | n/a | n/a | Clinic_076-078_Finish Schedule | n/a
CeilingMaterial | bill.east@us.army.mil | 2012-10-26T09:46:00 | Requirement | Space | 1DC8 | ACOUSTICAL CEILING TILE | n/a | n/a | n/a | n/a | Clinic_076-078_Finish Schedule | n/a
FloorColor | bill.east@us.army.mil | 2012-10-26T09:46:00 | Requirement | Space | 1DC8 | INTERFACE - CARIBBEAN #3063 SEA TURTLE | n/a | n/a | n/a | n/a | Clinic_076-078_Finish Schedule | n/a
FloorMaterial | bill.east@us.army.mil | 2012-10-26T09:46:00 | Requirement | Space | 1DC8 | CARPET | n/a | n/a | n/a | n/a | Clinic_076-078_Finish Schedule | n/a
WallColor-East | bill.east@us.army.mil | 2012-10-26T09:46:00 | Requirement | Space | 1DC8 | DEVOE # 2W18-2 PRARIE BUFF | n/a | n/a | n/a | n/a | Clinic_076-078_Finish Schedule | n/a
WallColor-North | bill.east@us.army.mil | 2012-10-26T09:46:00 | Requirement | Space | 1DC8 | DEVOE # 2W18-2 PRARIE BUFF | n/a | n/a | n/a | n/a | Clinic_076-078_Finish Schedule | n/a
WallColor-South | bill.east@us.army.mil | 2012-10-26T09:46:00 | Requirement | Space | 1DC8 | DEVOE # 2W18-2 PRARIE BUFF | n/a | n/a | n/a | n/a | Clinic_076-078_Finish Schedule | n/a
WallColor-West | bill.east@us.army.mil | 2012-10-26T09:46:00 | Requirement | Space | 1DC8 | DEVOE # 2W18-2 PRARIE BUFF | n/a | n/a | n/a | n/a | Clinic_076-078_Finish Schedule | n/a
WallMaterial-East | bill.east@us.army.mil | 2012-10-26T09:46:00 | Requirement | Space | 1DC8 | GYPSUM WALLBOARD WITH PAINT | n/a | n/a | n/a | n/a | Clinic_076-078_Finish Schedule | n/a
WallMaterial-North | bill.east@us.army.mil | 2012-10-26T09:46:00 | Requirement | Space | 1DC8 | GYPSUM WALLBOARD WITH PAINT | n/a | n/a | n/a | n/a | Clinic_076-078_Finish Schedule | n/a
WallMaterial-South | bill.east@us.army.mil | 2012-10-26T09:46:00 | Requirement | Space | 1DC8 | GYPSUM WALLBOARD WITH PAINT | n/a | n/a | n/a | n/a | Clinic_076-078_Finish Schedule | n/a
WallMaterial-West | bill.east@us.army.mil | 2012-10-26T09:46:00 | Requirement | Space | 1DC8 | GYPSUM WALLBOARD WITH PAINT | n/a | n/a | n/a | n/a | Clinic_076-078_Finish Schedule | n/a
BaseColor | bill.east@us.army.mil | 2012-10-26T09:46:00 | Requirement | Space | 1E01 | ROPPE - 40 FAWN - 4" HIGH RUBBER COVE BASE | n/a | n/a | n/a | n/a | Clinic_076-078_Finish Schedule | n/a
BaseMaterial | bill.east@us.army.mil | 2012-10-26T09:46:00 | Requirement | Space | 1E01 | RUBBER BASE | n/a | n/a | n/a | n/a | Clinic_076-078_Finish Schedule | n/a
CeilingColor | bill.east@us.army.mil | 2012-10-26T09:46:00 | Requirement | Space | 1E01 | MATCH PT3 - Devoe # 2W19-4 CLAY PEBBLE | n/a | n/a | n/a | n/a | Clinic_076-078_Finish Schedule | n/a
CeilingMaterial | bill.east@us.army.mil | 2012-10-26T09:46:00 | Requirement | Space | 1E01 | GYPSUM WALLBOARD WITH LIQUID GLAZED COATING | n/a | n/a | n/a | n/a | Clinic_076-078_Finish Schedule | n/a
FloorColor | bill.east@us.army.mil | 2012-10-26T09:46:00 | Requirement | Space | 1E01 | VAMERICAN OLEAN #A-55 DOE SIZE: 2"x2" | n/a | n/a | n/a | n/a | Clinic_076-078_Finish Schedule | n/a
FloorMaterial | bill.east@us.army.mil | 2012-10-26T09:46:00 | Requirement | Space | 1E01 | VINYL COMPOSITION TILE | n/a | n/a | n/a | n/a | Clinic_076-078_Finish Schedule | n/a
WallColor-East | bill.east@us.army.mil | 2012-10-26T09:46:00 | Requirement | Space | 1E01 | MATCH PT3 - Devoe # 2W19-4 CLAY PEBBLE | n/a | n/a | n/a | n/a | Clinic_076-078_Finish Schedule | n/a
WallColor-North | bill.east@us.army.mil | 2012-10-26T09:46:00 | Requirement | Space | 1E01 | MATCH PT3 - Devoe # 2W19-4 CLAY PEBBLE | n/a | n/a | n/a | n/a | Clinic_076-078_Finish Schedule | n/a
WallColor-South | bill.east@us.army.mil | 2012-10-26T09:46:00 | Requirement | Space | 1E01 | MATCH PT3 - Devoe # 2W19-4 CLAY PEBBLE | n/a | n/a | n/a | n/a | Clinic_076-078_Finish Schedule | n/a
WallColor-West | bill.east@us.army.mil | 2012-10-26T09:46:00 | Requirement | Space | 1E01 | MATCH PT3 - Devoe # 2W19-4 CLAY PEBBLE | n/a | n/a | n/a | n/a | Clinic_076-078_Finish Schedule | n/a
WallMaterial-East | bill.east@us.army.mil | 2012-10-26T09:46:00 | Requirement | Space | 1E01 | GYPSUM WALLBOARD WITH LIQUID GLAZED COATING | n/a | n/a | n/a | n/a | Clinic_076-078_Finish Schedule | n/a
WallMaterial-North | bill.east@us.army.mil | 2012-10-26T09:46:00 | Requirement | Space | 1E01 | GYPSUM WALLBOARD WITH LIQUID GLAZED COATING | n/a | n/a | n/a | n/a | Clinic_076-078_Finish Schedule | n/a
WallMaterial-South | bill.east@us.army.mil | 2012-10-26T09:46:00 | Requirement | Space | 1E01 | GYPSUM WALLBOARD WITH LIQUID GLAZED COATING | n/a | n/a | n/a | n/a | Clinic_076-078_Finish Schedule | n/a
WallMaterial-West | bill.east@us.army.mil | 2012-10-26T09:46:00 | Requirement | Space | 1E01 | GYPSUM WALLBOARD WITH LIQUID GLAZED COATING | n/a | n/a | n/a | n/a | Clinic_076-078_Finish Schedule | n/a
BaseColor | bill.east@us.army.mil | 2012-10-26T09:46:00 | Requirement | Space | 1E02 | ARMSTRONG - MEDINTECH - #86439 DESERT GOLD | n/a | n/a | n/a | n/a | Clinic_076-078_Finish Schedule | n/a
BaseMaterial | bill.east@us.army.mil | 2012-10-26T09:46:00 | Requirement | Space | 1E02 | INTEGRAL VINYL BASE | n/a | n/a | n/a | n/a | Clinic_076-078_Finish Schedule | n/a
CeilingColor | bill.east@us.army.mil | 2012-10-26T09:46:00 | Requirement | Space | 1E02 | UNFINISHED | n/a | n/a | n/a | n/a | Clinic_076-078_Finish Schedule | n/a
CeilingMaterial | bill.east@us.army.mil | 2012-10-26T09:46:00 | Requirement | Space | 1E02 | CONCRETE | n/a | n/a | n/a | n/a | Clinic_076-078_Finish Schedule | n/a
FloorColor | bill.east@us.army.mil | 2012-10-26T09:46:00 | Requirement | Space | 1E02 | ARMSTRONG - MEDIN TECH - #86439 DESERT GOLD | n/a | n/a | n/a | n/a | Clinic_076-078_Finish Schedule | n/a
FloorMaterial | bill.east@us.army.mil | 2012-10-26T09:46:00 | Requirement | Space | 1E02 | SHEET VINYL | n/a | n/a | n/a | n/a | Clinic_076-078_Finish Schedule | n/a
WallColor-East | bill.east@us.army.mil | 2012-10-26T09:46:00 | Requirement | Space | 1E02 | DEVOE # 2W18-2 PRARIE BUFF | n/a | n/a | n/a | n/a | Clinic_076-078_Finish Schedule | n/a
WallColor-North | bill.east@us.army.mil | 2012-10-26T09:46:00 | Requirement | Space | 1E02 | DEVOE # 2W18-2 PRARIE BUFF | n/a | n/a | n/a | n/a | Clinic_076-078_Finish Schedule | n/a
WallColor-South | bill.east@us.army.mil | 2012-10-26T09:46:00 | Requirement | Space | 1E02 | DEVOE # 2W18-2 PRARIE BUFF | n/a | n/a | n/a | n/a | Clinic_076-078_Finish Schedule | n/a
WallColor-West | bill.east@us.army.mil | 2012-10-26T09:46:00 | Requirement | Space | 1E02 | DEVOE # 2W18-2 PRARIE BUFF | n/a | n/a | n/a | n/a | Clinic_076-078_Finish Schedule | n/a
WallMaterial-East | bill.east@us.army.mil | 2012-10-26T09:46:00 | Requirement | Space | 1E02 | GYPSUM WALLBOARD WITH PAINT | n/a | n/a | n/a | n/a | Clinic_076-078_Finish Schedule | n/a
WallMaterial-North | bill.east@us.army.mil | 2012-10-26T09:46:00 | Requirement | Space | 1E02 | GYPSUM WALLBOARD WITH PAINT | n/a | n/a | n/a | n/a | Clinic_076-078_Finish Schedule | n/a
WallMaterial-South | bill.east@us.army.mil | 2012-10-26T09:46:00 | Requirement | Space | 1E02 | GYPSUM WALLBOARD WITH PAINT | n/a | n/a | n/a | n/a | Clinic_076-078_Finish Schedule | n/a
WallMaterial-West | bill.east@us.army.mil | 2012-10-26T09:46:00 | Requirement | Space | 1E02 | GYPSUM WALLBOARD WITH PAINT | n/a | n/a | n/a | n/a | Clinic_076-078_Finish Schedule | n/a
BaseColor | bill.east@us.army.mil | 2012-10-26T09:46:00 | Requirement | Space | 1E03 | ROPPE - 40 FAWN - 4" HIGH RUBBER COVE BASE | n/a | n/a | n/a | n/a | Clinic_076-078_Finish Schedule | n/a
BaseMaterial | bill.east@us.army.mil | 2012-10-26T09:46:00 | Requirement | Space | 1E03 | RUBBER BASE | n/a | n/a | n/a | n/a | Clinic_076-078_Finish Schedule | n/a
CeilingColor | bill.east@us.army.mil | 2012-10-26T09:46:00 | Requirement | Space | 1E03 | MATCH PT3 - Devoe # 2W19-4 CLAY PEBBLE | n/a | n/a | n/a | n/a | Clinic_076-078_Finish Schedule | n/a
CeilingMaterial | bill.east@us.army.mil | 2012-10-26T09:46:00 | Requirement | Space | 1E03 | GYPSUM WALLBOARD WITH LIQUID GLAZED COATING | n/a | n/a | n/a | n/a | Clinic_076-078_Finish Schedule | n/a
FloorColor | bill.east@us.army.mil | 2012-10-26T09:46:00 | Requirement | Space | 1E03 | VAMERICAN OLEAN #A-55 DOE SIZE: 2"x2" | n/a | n/a | n/a | n/a | Clinic_076-078_Finish Schedule | n/a
FloorMaterial | bill.east@us.army.mil | 2012-10-26T09:46:00 | Requirement | Space | 1E03 | VINYL COMPOSITION TILE | n/a | n/a | n/a | n/a | Clinic_076-078_Finish Schedule | n/a
WallColor-East | bill.east@us.army.mil | 2012-10-26T09:46:00 | Requirement | Space | 1E03 | MATCH PT3 - Devoe # 2W19-4 CLAY PEBBLE | n/a | n/a | n/a | n/a | Clinic_076-078_Finish Schedule | n/a
WallColor-North | bill.east@us.army.mil | 2012-10-26T09:46:00 | Requirement | Space | 1E03 | MATCH PT3 - Devoe # 2W19-4 CLAY PEBBLE | n/a | n/a | n/a | n/a | Clinic_076-078_Finish Schedule | n/a
WallColor-South | bill.east@us.army.mil | 2012-10-26T09:46:00 | Requirement | Space | 1E03 | MATCH PT3 - Devoe # 2W19-4 CLAY PEBBLE | n/a | n/a | n/a | n/a | Clinic_076-078_Finish Schedule | n/a
WallColor-West | bill.east@us.army.mil | 2012-10-26T09:46:00 | Requirement | Space | 1E03 | MATCH PT3 - Devoe # 2W19-4 CLAY PEBBLE | n/a | n/a | n/a | n/a | Clinic_076-078_Finish Schedule | n/a
WallMaterial-East | bill.east@us.army.mil | 2012-10-26T09:46:00 | Requirement | Space | 1E03 | GYPSUM WALLBOARD WITH LIQUID GLAZED COATING | n/a | n/a | n/a | n/a | Clinic_076-078_Finish Schedule | n/a
WallMaterial-North | bill.east@us.army.mil | 2012-10-26T09:46:00 | Requirement | Space | 1E03 | GYPSUM WALLBOARD WITH LIQUID GLAZED COATING | n/a | n/a | n/a | n/a | Clinic_076-078_Finish Schedule | n/a
WallMaterial-South | bill.east@us.army.mil | 2012-10-26T09:46:00 | Requirement | Space | 1E03 | GYPSUM WALLBOARD WITH LIQUID GLAZED COATING | n/a | n/a | n/a | n/a | Clinic_076-078_Finish Schedule | n/a
WallMaterial-West | bill.east@us.army.mil | 2012-10-26T09:46:00 | Requirement | Space | 1E03 | GYPSUM WALLBOARD WITH LIQUID GLAZED COATING | n/a | n/a | n/a | n/a | Clinic_076-078_Finish Schedule | n/a
BaseColor | bill.east@us.army.mil | 2012-10-26T09:46:00 | Requirement | Space | 1E04 | ROPPE - 40 FAWN - 4" HIGH RUBBER COVE BASE | n/a | n/a | n/a | n/a | Clinic_076-078_Finish Schedule | n/a
BaseMaterial | bill.east@us.army.mil | 2012-10-26T09:46:00 | Requirement | Space | 1E04 | RUBBER BASE | n/a | n/a | n/a | n/a | Clinic_076-078_Finish Schedule | n/a
CeilingColor | bill.east@us.army.mil | 2012-10-26T09:46:00 | Requirement | Space | 1E04 | ARMSTRONG CEILING TILE - CIRRUS TEGULAR; COLOR: WHITE; SERIES #534 GRID-15/16" EXPOSED TEE GRID SYSTEM-WHITE; SIZE: 2'x2'x3/4" | n/a | n/a | n/a | n/a | Clinic_076-078_Finish Schedule | n/a
CeilingMaterial | bill.east@us.army.mil | 2012-10-26T09:46:00 | Requirement | Space | 1E04 | ACOUSTICAL CEILING TILE | n/a | n/a | n/a | n/a | Clinic_076-078_Finish Schedule | n/a
FloorColor | bill.east@us.army.mil | 2012-10-26T09:46:00 | Requirement | Space | 1E04 | VAMERICAN OLEAN #A-55 DOE SIZE: 2"x2",2 | n/a | n/a | n/a | n/a | Clinic_076-078_Finish Schedule | n/a
FloorMaterial | bill.east@us.army.mil | 2012-10-26T09:46:00 | Requirement | Space | 1E04 | VINYL COMPOSITION TILE | n/a | n/a | n/a | n/a | Clinic_076-078_Finish Schedule | n/a
WallColor-East | bill.east@us.army.mil | 2012-10-26T09:46:00 | Requirement | Space | 1E04 | DEVOE # 2C20-4 ROSEMARY GRAY | n/a | n/a | n/a | n/a | Clinic_076-078_Finish Schedule | n/a
WallColor-North | bill.east@us.army.mil | 2012-10-26T09:46:00 | Requirement | Space | 1E04 | DEVOE # 2W18-2 PRARIE BUFF | n/a | n/a | n/a | n/a | Clinic_076-078_Finish Schedule | n/a
WallColor-South | bill.east@us.army.mil | 2012-10-26T09:46:00 | Requirement | Space | 1E04 | DEVOE # 2W18-2 PRARIE BUFF | n/a | n/a | n/a | n/a | Clinic_076-078_Finish Schedule | n/a
WallColor-West | bill.east@us.army.mil | 2012-10-26T09:46:00 | Requirement | Space | 1E04 | DEVOE # 2W18-2 PRARIE BUFF | n/a | n/a | n/a | n/a | Clinic_076-078_Finish Schedule | n/a
WallMaterial-East | bill.east@us.army.mil | 2012-10-26T09:46:00 | Requirement | Space | 1E04 | GYPSUM WALLBOARD WITH PAINT | n/a | n/a | n/a | n/a | Clinic_076-078_Finish Schedule | n/a
WallMaterial-North | bill.east@us.army.mil | 2012-10-26T09:46:00 | Requirement | Space | 1E04 | GYPSUM WALLBOARD WITH PAINT | n/a | n/a | n/a | n/a | Clinic_076-078_Finish Schedule | n/a
WallMaterial-South | bill.east@us.army.mil | 2012-10-26T09:46:00 | Requirement | Space | 1E04 | GYPSUM WALLBOARD WITH PAINT | n/a | n/a | n/a | n/a | Clinic_076-078_Finish Schedule | n/a
WallMaterial-West | bill.east@us.army.mil | 2012-10-26T09:46:00 | Requirement | Space | 1E04 | GYPSUM WALLBOARD WITH PAINT | n/a | n/a | n/a | n/a | Clinic_076-078_Finish Schedule | n/a
BaseColor | bill.east@us.army.mil | 2012-10-26T09:46:00 | Requirement | Space | 1E05 | ROPPE - 40 FAWN - 4" HIGH RUBBER COVE BASE | n/a | n/a | n/a | n/a | Clinic_076-078_Finish Schedule | n/a
BaseMaterial | bill.east@us.army.mil | 2012-10-26T09:46:00 | Requirement | Space | 1E05 | RUBBER BASE | n/a | n/a | n/a | n/a | Clinic_076-078_Finish Schedule | n/a
CeilingColor | bill.east@us.army.mil | 2012-10-26T09:46:00 | Requirement | Space | 1E05 | ARMSTRONG CEILING TILE - CIRRUS TEGULAR; COLOR: WHITE; SERIES #534 GRID-15/16" EXPOSED TEE GRID SYSTEM-WHITE; SIZE: 2'x2'x3/4" | n/a | n/a | n/a | n/a | Clinic_076-078_Finish Schedule | n/a
CeilingMaterial | bill.east@us.army.mil | 2012-10-26T09:46:00 | Requirement | Space | 1E05 | ACOUSTICAL CEILING TILE | n/a | n/a | n/a | n/a | Clinic_076-078_Finish Schedule | n/a
FloorColor | bill.east@us.army.mil | 2012-10-26T09:46:00 | Requirement | Space | 1E05 | INTERFACE - CARIBBEAN #3080 ANTIQUA | n/a | n/a | n/a | n/a | Clinic_076-078_Finish Schedule | n/a
FloorMaterial | bill.east@us.army.mil | 2012-10-26T09:46:00 | Requirement | Space | 1E05 | CARPET | n/a | n/a | n/a | n/a | Clinic_076-078_Finish Schedule | n/a
WallColor-East | bill.east@us.army.mil | 2012-10-26T09:46:00 | Requirement | Space | 1E05 | DEVOE # 2W18-2 PRARIE BUFF | n/a | n/a | n/a | n/a | Clinic_076-078_Finish Schedule | n/a
WallColor-North | bill.east@us.army.mil | 2012-10-26T09:46:00 | Requirement | Space | 1E05 | DEVOE # 2W18-2 PRARIE BUFF | n/a | n/a | n/a | n/a | Clinic_076-078_Finish Schedule | n/a
WallColor-South | bill.east@us.army.mil | 2012-10-26T09:46:00 | Requirement | Space | 1E05 | DEVOE # 2W18-2 PRARIE BUFF | n/a | n/a | n/a | n/a | Clinic_076-078_Finish Schedule | n/a
WallColor-West | bill.east@us.army.mil | 2012-10-26T09:46:00 | Requirement | Space | 1E05 | DEVOE # 2W18-2 PRARIE BUFF | n/a | n/a | n/a | n/a | Clinic_076-078_Finish Schedule | n/a
WallMaterial-East | bill.east@us.army.mil | 2012-10-26T09:46:00 | Requirement | Space | 1E05 | GYPSUM WALLBOARD WITH PAINT | n/a | n/a | n/a | n/a | Clinic_076-078_Finish Schedule | n/a
WallMaterial-North | bill.east@us.army.mil | 2012-10-26T09:46:00 | Requirement | Space | 1E05 | GYPSUM WALLBOARD WITH PAINT | n/a | n/a | n/a | n/a | Clinic_076-078_Finish Schedule | n/a
WallMaterial-South | bill.east@us.army.mil | 2012-10-26T09:46:00 | Requirement | Space | 1E05 | GYPSUM WALLBOARD WITH PAINT | n/a | n/a | n/a | n/a | Clinic_076-078_Finish Schedule | n/a
WallMaterial-West | bill.east@us.army.mil | 2012-10-26T09:46:00 | Requirement | Space | 1E05 | GYPSUM WALLBOARD WITH PAINT | n/a | n/a | n/a | n/a | Clinic_076-078_Finish Schedule | n/a
BaseColor | bill.east@us.army.mil | 2012-10-26T09:46:00 | Requirement | Space | 1E06 | ROPPE - 40 FAWN - 4" HIGH RUBBER COVE BASE | n/a | n/a | n/a | n/a | Clinic_076-078_Finish Schedule | n/a
BaseMaterial | bill.east@us.army.mil | 2012-10-26T09:46:00 | Requirement | Space | 1E06 | RUBBER BASE | n/a | n/a | n/a | n/a | Clinic_076-078_Finish Schedule | n/a
CeilingColor | bill.east@us.army.mil | 2012-10-26T09:46:00 | Requirement | Space | 1E06 | ARMSTRONG CEILING TILE - CIRRUS TEGULAR; COLOR: WHITE; SERIES #534 GRID-15/16" EXPOSED TEE GRID SYSTEM-WHITE; SIZE: 2'x2'x3/4" | n/a | n/a | n/a | n/a | Clinic_076-078_Finish Schedule | n/a
CeilingMaterial | bill.east@us.army.mil | 2012-10-26T09:46:00 | Requirement | Space | 1E06 | ACOUSTICAL CEILING TILE | n/a | n/a | n/a | n/a | Clinic_076-078_Finish Schedule | n/a
FloorColor | bill.east@us.army.mil | 2012-10-26T09:46:00 | Requirement | Space | 1E06 | INTERFACE - CARIBBEAN #3080 ANTIQUA | n/a | n/a | n/a | n/a | Clinic_076-078_Finish Schedule | n/a
FloorMaterial | bill.east@us.army.mil | 2012-10-26T09:46:00 | Requirement | Space | 1E06 | CARPET | n/a | n/a | n/a | n/a | Clinic_076-078_Finish Schedule | n/a
WallColor-East | bill.east@us.army.mil | 2012-10-26T09:46:00 | Requirement | Space | 1E06 | DEVOE # 2W18-2 PRARIE BUFF | n/a | n/a | n/a | n/a | Clinic_076-078_Finish Schedule | n/a
WallColor-North | bill.east@us.army.mil | 2012-10-26T09:46:00 | Requirement | Space | 1E06 | DEVOE # 2W18-2 PRARIE BUFF | n/a | n/a | n/a | n/a | Clinic_076-078_Finish Schedule | n/a
WallColor-South | bill.east@us.army.mil | 2012-10-26T09:46:00 | Requirement | Space | 1E06 | DEVOE # 2W18-2 PRARIE BUFF | n/a | n/a | n/a | n/a | Clinic_076-078_Finish Schedule | n/a
WallColor-West | bill.east@us.army.mil | 2012-10-26T09:46:00 | Requirement | Space | 1E06 | DEVOE # 2W18-2 PRARIE BUFF | n/a | n/a | n/a | n/a | Clinic_076-078_Finish Schedule | n/a
WallMaterial-East | bill.east@us.army.mil | 2012-10-26T09:46:00 | Requirement | Space | 1E06 | GYPSUM WALLBOARD WITH PAINT | n/a | n/a | n/a | n/a | Clinic_076-078_Finish Schedule | n/a
WallMaterial-North | bill.east@us.army.mil | 2012-10-26T09:46:00 | Requirement | Space | 1E06 | GYPSUM WALLBOARD WITH PAINT | n/a | n/a | n/a | n/a | Clinic_076-078_Finish Schedule | n/a
WallMaterial-South | bill.east@us.army.mil | 2012-10-26T09:46:00 | Requirement | Space | 1E06 | GYPSUM WALLBOARD WITH PAINT | n/a | n/a | n/a | n/a | Clinic_076-078_Finish Schedule | n/a
WallMaterial-West | bill.east@us.army.mil | 2012-10-26T09:46:00 | Requirement | Space | 1E06 | GYPSUM WALLBOARD WITH PAINT | n/a | n/a | n/a | n/a | Clinic_076-078_Finish Schedule | n/a
BaseColor | bill.east@us.army.mil | 2012-10-26T09:46:00 | Requirement | Space | 1E07 | ROPPE - 40 FAWN - 4" HIGH RUBBER COVE BASE | n/a | n/a | n/a | n/a | Clinic_076-078_Finish Schedule | n/a
BaseMaterial | bill.east@us.army.mil | 2012-10-26T09:46:00 | Requirement | Space | 1E07 | RUBBER BASE | n/a | n/a | n/a | n/a | Clinic_076-078_Finish Schedule | n/a
CeilingColor | bill.east@us.army.mil | 2012-10-26T09:46:00 | Requirement | Space | 1E07 | ARMSTRONG CEILING TILE - CIRRUS TEGULAR; COLOR: WHITE; SERIES #534 GRID-15/16" EXPOSED TEE GRID SYSTEM-WHITE; SIZE: 2'x2'x3/4" | n/a | n/a | n/a | n/a | Clinic_076-078_Finish Schedule | n/a
CeilingMaterial | bill.east@us.army.mil | 2012-10-26T09:46:00 | Requirement | Space | 1E07 | ACOUSTICAL CEILING TILE | n/a | n/a | n/a | n/a | Clinic_076-078_Finish Schedule | n/a
FloorColor | bill.east@us.army.mil | 2012-10-26T09:46:00 | Requirement | Space | 1E07 | INTERFACE - CARIBBEAN #3080 ANTIQUA | n/a | n/a | n/a | n/a | Clinic_076-078_Finish Schedule | n/a
FloorMaterial | bill.east@us.army.mil | 2012-10-26T09:46:00 | Requirement | Space | 1E07 | CARPET | n/a | n/a | n/a | n/a | Clinic_076-078_Finish Schedule | n/a
WallColor-East | bill.east@us.army.mil | 2012-10-26T09:46:00 | Requirement | Space | 1E07 | DEVOE # 2W18-2 PRARIE BUFF | n/a | n/a | n/a | n/a | Clinic_076-078_Finish Schedule | n/a
WallColor-North | bill.east@us.army.mil | 2012-10-26T09:46:00 | Requirement | Space | 1E07 | DEVOE # 2W18-2 PRARIE BUFF | n/a | n/a | n/a | n/a | Clinic_076-078_Finish Schedule | n/a
WallColor-South | bill.east@us.army.mil | 2012-10-26T09:46:00 | Requirement | Space | 1E07 | DEVOE # 2W18-2 PRARIE BUFF | n/a | n/a | n/a | n/a | Clinic_076-078_Finish Schedule | n/a
WallColor-West | bill.east@us.army.mil | 2012-10-26T09:46:00 | Requirement | Space | 1E07 | DEVOE # 2W18-2 PRARIE BUFF | n/a | n/a | n/a | n/a | Clinic_076-078_Finish Schedule | n/a
WallMaterial-East | bill.east@us.army.mil | 2012-10-26T09:46:00 | Requirement | Space | 1E07 | GYPSUM WALLBOARD WITH PAINT | n/a | n/a | n/a | n/a | Clinic_076-078_Finish Schedule | n/a
WallMaterial-North | bill.east@us.army.mil | 2012-10-26T09:46:00 | Requirement | Space | 1E07 | GYPSUM WALLBOARD WITH PAINT | n/a | n/a | n/a | n/a | Clinic_076-078_Finish Schedule | n/a
WallMaterial-South | bill.east@us.army.mil | 2012-10-26T09:46:00 | Requirement | Space | 1E07 | GYPSUM WALLBOARD WITH PAINT | n/a | n/a | n/a | n/a | Clinic_076-078_Finish Schedule | n/a
WallMaterial-West | bill.east@us.army.mil | 2012-10-26T09:46:00 | Requirement | Space | 1E07 | GYPSUM WALLBOARD WITH PAINT | n/a | n/a | n/a | n/a | Clinic_076-078_Finish Schedule | n/a
BaseColor | bill.east@us.army.mil | 2012-10-26T09:46:00 | Requirement | Space | 1E08 | ROPPE - 40 FAWN - 4" HIGH RUBBER COVE BASE | n/a | n/a | n/a | n/a | Clinic_076-078_Finish Schedule | n/a
BaseMaterial | bill.east@us.army.mil | 2012-10-26T09:46:00 | Requirement | Space | 1E08 | RUBBER BASE | n/a | n/a | n/a | n/a | Clinic_076-078_Finish Schedule | n/a
CeilingColor | bill.east@us.army.mil | 2012-10-26T09:46:00 | Requirement | Space | 1E08 | ARMSTRONG CEILING TILE - CIRRUS TEGULAR; COLOR: WHITE; SERIES #534 GRID-15/16" EXPOSED TEE GRID SYSTEM-WHITE; SIZE: 2'x2'x3/4" | n/a | n/a | n/a | n/a | Clinic_076-078_Finish Schedule | n/a
CeilingMaterial | bill.east@us.army.mil | 2012-10-26T09:46:00 | Requirement | Space | 1E08 | ACOUSTICAL CEILING TILE | n/a | n/a | n/a | n/a | Clinic_076-078_Finish Schedule | n/a
FloorColor | bill.east@us.army.mil | 2012-10-26T09:46:00 | Requirement | Space | 1E08 | INTERFACE - CARIBBEAN #3080 ANTIQUA | n/a | n/a | n/a | n/a | Clinic_076-078_Finish Schedule | n/a
FloorMaterial | bill.east@us.army.mil | 2012-10-26T09:46:00 | Requirement | Space | 1E08 | CARPET | n/a | n/a | n/a | n/a | Clinic_076-078_Finish Schedule | n/a
WallColor-East | bill.east@us.army.mil | 2012-10-26T09:46:00 | Requirement | Space | 1E08 | DEVOE # 2W18-2 PRARIE BUFF | n/a | n/a | n/a | n/a | Clinic_076-078_Finish Schedule | n/a
WallColor-North | bill.east@us.army.mil | 2012-10-26T09:46:00 | Requirement | Space | 1E08 | DEVOE # 2W18-2 PRARIE BUFF | n/a | n/a | n/a | n/a | Clinic_076-078_Finish Schedule | n/a
WallColor-South | bill.east@us.army.mil | 2012-10-26T09:46:00 | Requirement | Space | 1E08 | DEVOE # 2W18-2 PRARIE BUFF | n/a | n/a | n/a | n/a | Clinic_076-078_Finish Schedule | n/a
WallColor-West | bill.east@us.army.mil | 2012-10-26T09:46:00 | Requirement | Space | 1E08 | DEVOE # 2W18-2 PRARIE BUFF | n/a | n/a | n/a | n/a | Clinic_076-078_Finish Schedule | n/a
WallMaterial-East | bill.east@us.army.mil | 2012-10-26T09:46:00 | Requirement | Space | 1E08 | GYPSUM WALLBOARD WITH PAINT | n/a | n/a | n/a | n/a | Clinic_076-078_Finish Schedule | n/a
WallMaterial-North | bill.east@us.army.mil | 2012-10-26T09:46:00 | Requirement | Space | 1E08 | GYPSUM WALLBOARD WITH PAINT | n/a | n/a | n/a | n/a | Clinic_076-078_Finish Schedule | n/a
WallMaterial-South | bill.east@us.army.mil | 2012-10-26T09:46:00 | Requirement | Space | 1E08 | GYPSUM WALLBOARD WITH PAINT | n/a | n/a | n/a | n/a | Clinic_076-078_Finish Schedule | n/a
WallMaterial-West | bill.east@us.army.mil | 2012-10-26T09:46:00 | Requirement | Space | 1E08 | GYPSUM WALLBOARD WITH PAINT | n/a | n/a | n/a | n/a | Clinic_076-078_Finish Schedule | n/a
BaseColor | bill.east@us.army.mil | 2012-10-26T09:46:00 | Requirement | Space | 1E09 | DAL - TILE - #D-1452 CYPRESS - SIZE 4"X 4" | n/a | n/a | n/a | n/a | Clinic_076-078_Finish Schedule | n/a
BaseMaterial | bill.east@us.army.mil | 2012-10-26T09:46:00 | Requirement | Space | 1E09 | MAT GLAZED TILE | n/a | n/a | n/a | n/a | Clinic_076-078_Finish Schedule | n/a
CeilingColor | bill.east@us.army.mil | 2012-10-26T09:46:00 | Requirement | Space | 1E09 | ARMSTRONG - PREMIUM EXCELON - #52153 WARM GREEN | n/a | n/a | n/a | n/a | Clinic_076-078_Finish Schedule | n/a
CeilingMaterial | bill.east@us.army.mil | 2012-10-26T09:46:00 | Requirement | Space | 1E09 | ACOUSTICAL CEILING TILE | n/a | n/a | n/a | n/a | Clinic_076-078_Finish Schedule | n/a
FloorColor | bill.east@us.army.mil | 2012-10-26T09:46:00 | Requirement | Space | 1E09 | AMERICAN OLEAN #A-55 DOE SIZE: 2"x2" | n/a | n/a | n/a | n/a | Clinic_076-078_Finish Schedule | n/a
FloorMaterial | bill.east@us.army.mil | 2012-10-26T09:46:00 | Requirement | Space | 1E09 | CERAMIC TILE | n/a | n/a | n/a | n/a | Clinic_076-078_Finish Schedule | n/a
WallColor-East | bill.east@us.army.mil | 2012-10-26T09:46:00 | Requirement | Space | 1E09 | DAL - TILE - #D-1452 CYPRESS - SIZE 4"X 4" | n/a | n/a | n/a | n/a | Clinic_076-078_Finish Schedule | n/a
WallColor-North | bill.east@us.army.mil | 2012-10-26T09:46:00 | Requirement | Space | 1E09 | DAL - TILE - #D-1452 CYPRESS - SIZE 4"X 4" | n/a | n/a | n/a | n/a | Clinic_076-078_Finish Schedule | n/a
WallColor-South | bill.east@us.army.mil | 2012-10-26T09:46:00 | Requirement | Space | 1E09 | DAL - TILE - #D-1452 CYPRESS - SIZE 4"X 4" | n/a | n/a | n/a | n/a | Clinic_076-078_Finish Schedule | n/a
WallColor-West | bill.east@us.army.mil | 2012-10-26T09:46:00 | Requirement | Space | 1E09 | DAL - TILE - #D-1452 CYPRESS - SIZE 4"X 4" | n/a | n/a | n/a | n/a | Clinic_076-078_Finish Schedule | n/a
WallMaterial-East | bill.east@us.army.mil | 2012-10-26T09:46:00 | Requirement | Space | 1E09 | MAT GLAZED TILE | n/a | n/a | n/a | n/a | Clinic_076-078_Finish Schedule | n/a
WallMaterial-North | bill.east@us.army.mil | 2012-10-26T09:46:00 | Requirement | Space | 1E09 | MAT GLAZED TILE | n/a | n/a | n/a | n/a | Clinic_076-078_Finish Schedule | n/a
WallMaterial-South | bill.east@us.army.mil | 2012-10-26T09:46:00 | Requirement | Space | 1E09 | MAT GLAZED TILE | n/a | n/a | n/a | n/a | Clinic_076-078_Finish Schedule | n/a
WallMaterial-West | bill.east@us.army.mil | 2012-10-26T09:46:00 | Requirement | Space | 1E09 | MAT GLAZED TILE | n/a | n/a | n/a | n/a | Clinic_076-078_Finish Schedule | n/a
BaseColor | bill.east@us.army.mil | 2012-10-26T09:46:00 | Requirement | Space | 1E10 | DAL - TILE - #D-1452 CYPRESS - SIZE 4"X 4" | n/a | n/a | n/a | n/a | Clinic_076-078_Finish Schedule | n/a
BaseMaterial | bill.east@us.army.mil | 2012-10-26T09:46:00 | Requirement | Space | 1E10 | MAT GLAZED TILE | n/a | n/a | n/a | n/a | Clinic_076-078_Finish Schedule | n/a
CeilingColor | bill.east@us.army.mil | 2012-10-26T09:46:00 | Requirement | Space | 1E10 | ARMSTRONG - PREMIUM EXCELON - #52153 WARM GREEN | n/a | n/a | n/a | n/a | Clinic_076-078_Finish Schedule | n/a
CeilingMaterial | bill.east@us.army.mil | 2012-10-26T09:46:00 | Requirement | Space | 1E10 | ACOUSTICAL CEILING TILE | n/a | n/a | n/a | n/a | Clinic_076-078_Finish Schedule | n/a
FloorColor | bill.east@us.army.mil | 2012-10-26T09:46:00 | Requirement | Space | 1E10 | AMERICAN OLEAN #A-55 DOE SIZE: 2"x2" | n/a | n/a | n/a | n/a | Clinic_076-078_Finish Schedule | n/a
FloorMaterial | bill.east@us.army.mil | 2012-10-26T09:46:00 | Requirement | Space | 1E10 | CERAMIC TILE | n/a | n/a | n/a | n/a | Clinic_076-078_Finish Schedule | n/a
WallColor-East | bill.east@us.army.mil | 2012-10-26T09:46:00 | Requirement | Space | 1E10 | DAL - TILE - #D-1452 CYPRESS - SIZE 4"X 4" | n/a | n/a | n/a | n/a | Clinic_076-078_Finish Schedule | n/a
WallColor-North | bill.east@us.army.mil | 2012-10-26T09:46:00 | Requirement | Space | 1E10 | DAL - TILE - #D-1452 CYPRESS - SIZE 4"X 4" | n/a | n/a | n/a | n/a | Clinic_076-078_Finish Schedule | n/a
WallColor-South | bill.east@us.army.mil | 2012-10-26T09:46:00 | Requirement | Space | 1E10 | DAL - TILE - #D-1452 CYPRESS - SIZE 4"X 4" | n/a | n/a | n/a | n/a | Clinic_076-078_Finish Schedule | n/a
WallColor-West | bill.east@us.army.mil | 2012-10-26T09:46:00 | Requirement | Space | 1E10 | DAL - TILE - #D-1452 CYPRESS - SIZE 4"X 4" | n/a | n/a | n/a | n/a | Clinic_076-078_Finish Schedule | n/a
WallMaterial-East | bill.east@us.army.mil | 2012-10-26T09:46:00 | Requirement | Space | 1E10 | MAT GLAZED TILE | n/a | n/a | n/a | n/a | Clinic_076-078_Finish Schedule | n/a
WallMaterial-North | bill.east@us.army.mil | 2012-10-26T09:46:00 | Requirement | Space | 1E10 | MAT GLAZED TILE | n/a | n/a | n/a | n/a | Clinic_076-078_Finish Schedule | n/a
WallMaterial-South | bill.east@us.army.mil | 2012-10-26T09:46:00 | Requirement | Space | 1E10 | MAT GLAZED TILE | n/a | n/a | n/a | n/a | Clinic_076-078_Finish Schedule | n/a
WallMaterial-West | bill.east@us.army.mil | 2012-10-26T09:46:00 | Requirement | Space | 1E10 | MAT GLAZED TILE | n/a | n/a | n/a | n/a | Clinic_076-078_Finish Schedule | n/a
BaseColor | bill.east@us.army.mil | 2012-10-26T09:46:00 | Requirement | Space | 1E11 | ROPPE - 40 FAWN - 4" HIGH RUBBER COVE BASE | n/a | n/a | n/a | n/a | Clinic_076-078_Finish Schedule | n/a
BaseMaterial | bill.east@us.army.mil | 2012-10-26T09:46:00 | Requirement | Space | 1E11 | RUBBER BASE | n/a | n/a | n/a | n/a | Clinic_076-078_Finish Schedule | n/a
CeilingColor | bill.east@us.army.mil | 2012-10-26T09:46:00 | Requirement | Space | 1E11 | ARMSTRONG CEILING TILE - CIRRUS TEGULAR; COLOR: WHITE; SERIES #534 GRID-15/16" EXPOSED TEE GRID SYSTEM-WHITE; SIZE: 2'x2'x3/4" | n/a | n/a | n/a | n/a | Clinic_076-078_Finish Schedule | n/a
CeilingMaterial | bill.east@us.army.mil | 2012-10-26T09:46:00 | Requirement | Space | 1E11 | ACOUSTICAL CEILING TILE | n/a | n/a | n/a | n/a | Clinic_076-078_Finish Schedule | n/a
FloorColor | bill.east@us.army.mil | 2012-10-26T09:46:00 | Requirement | Space | 1E11 | VAMERICAN OLEAN #A-55 DOE SIZE: 2"x2",2 | n/a | n/a | n/a | n/a | Clinic_076-078_Finish Schedule | n/a
FloorMaterial | bill.east@us.army.mil | 2012-10-26T09:46:00 | Requirement | Space | 1E11 | VINYL COMPOSITION TILE | n/a | n/a | n/a | n/a | Clinic_076-078_Finish Schedule | n/a
WallColor-East | bill.east@us.army.mil | 2012-10-26T09:46:00 | Requirement | Space | 1E11 | DEVOE # 2C20-4 ROSEMARY GRAY | n/a | n/a | n/a | n/a | Clinic_076-078_Finish Schedule | n/a
WallColor-North | bill.east@us.army.mil | 2012-10-26T09:46:00 | Requirement | Space | 1E11 | DEVOE # 2W18-2 PRARIE BUFF | n/a | n/a | n/a | n/a | Clinic_076-078_Finish Schedule | n/a
WallColor-South | bill.east@us.army.mil | 2012-10-26T09:46:00 | Requirement | Space | 1E11 | DEVOE # 2W18-2 PRARIE BUFF | n/a | n/a | n/a | n/a | Clinic_076-078_Finish Schedule | n/a
WallColor-West | bill.east@us.army.mil | 2012-10-26T09:46:00 | Requirement | Space | 1E11 | DEVOE # 2W18-2 PRARIE BUFF | n/a | n/a | n/a | n/a | Clinic_076-078_Finish Schedule | n/a
WallMaterial-East | bill.east@us.army.mil | 2012-10-26T09:46:00 | Requirement | Space | 1E11 | GYPSUM WALLBOARD WITH PAINT | n/a | n/a | n/a | n/a | Clinic_076-078_Finish Schedule | n/a
WallMaterial-North | bill.east@us.army.mil | 2012-10-26T09:46:00 | Requirement | Space | 1E11 | GYPSUM WALLBOARD WITH PAINT | n/a | n/a | n/a | n/a | Clinic_076-078_Finish Schedule | n/a
WallMaterial-South | bill.east@us.army.mil | 2012-10-26T09:46:00 | Requirement | Space | 1E11 | GYPSUM WALLBOARD WITH PAINT | n/a | n/a | n/a | n/a | Clinic_076-078_Finish Schedule | n/a
WallMaterial-West | bill.east@us.army.mil | 2012-10-26T09:46:00 | Requirement | Space | 1E11 | GYPSUM WALLBOARD WITH PAINT | n/a | n/a | n/a | n/a | Clinic_076-078_Finish Schedule | n/a
BaseColor | bill.east@us.army.mil | 2012-10-26T09:46:00 | Requirement | Space | 1E12 | ARMSTRONG - MEDINTECH - #86439 DESERT GOLD | n/a | n/a | n/a | n/a | Clinic_076-078_Finish Schedule | n/a
BaseMaterial | bill.east@us.army.mil | 2012-10-26T09:46:00 | Requirement | Space | 1E12 | INTEGRAL VINYL BASE | n/a | n/a | n/a | n/a | Clinic_076-078_Finish Schedule | n/a
CeilingColor | bill.east@us.army.mil | 2012-10-26T09:46:00 | Requirement | Space | 1E12 | ARMSTRONG CEILING TILE - FINE FISSURED DURATEX; COLOR: WHITE; SERIES #1870; GRID 15/16" EXPOSED TEE GRID SYSTEM-WHITE; SIZE: 2'x2' | n/a | n/a | n/a | n/a | Clinic_076-078_Finish Schedule | n/a
CeilingMaterial | bill.east@us.army.mil | 2012-10-26T09:46:00 | Requirement | Space | 1E12 | ACOUSTICAL CEILING TILE | n/a | n/a | n/a | n/a | Clinic_076-078_Finish Schedule | n/a
FloorColor | bill.east@us.army.mil | 2012-10-26T09:46:00 | Requirement | Space | 1E12 | ARMSTRONG - MEDIN TECH - #86439 DESERT GOLD | n/a | n/a | n/a | n/a | Clinic_076-078_Finish Schedule | n/a
FloorMaterial | bill.east@us.army.mil | 2012-10-26T09:46:00 | Requirement | Space | 1E12 | SHEET VINYL | n/a | n/a | n/a | n/a | Clinic_076-078_Finish Schedule | n/a
WallColor-East | bill.east@us.army.mil | 2012-10-26T09:46:00 | Requirement | Space | 1E12 | MATCH PT3 - Devoe # 2W19-4 CLAY PEBBLE | n/a | n/a | n/a | n/a | Clinic_076-078_Finish Schedule | n/a
WallColor-North | bill.east@us.army.mil | 2012-10-26T09:46:00 | Requirement | Space | 1E12 | MATCH PT3 - Devoe # 2W19-4 CLAY PEBBLE | n/a | n/a | n/a | n/a | Clinic_076-078_Finish Schedule | n/a
WallColor-South | bill.east@us.army.mil | 2012-10-26T09:46:00 | Requirement | Space | 1E12 | MATCH PT3 - Devoe # 2W19-4 CLAY PEBBLE | n/a | n/a | n/a | n/a | Clinic_076-078_Finish Schedule | n/a
WallColor-West | bill.east@us.army.mil | 2012-10-26T09:46:00 | Requirement | Space | 1E12 | MATCH PT3 - Devoe # 2W19-4 CLAY PEBBLE | n/a | n/a | n/a | n/a | Clinic_076-078_Finish Schedule | n/a
WallMaterial-East | bill.east@us.army.mil | 2012-10-26T09:46:00 | Requirement | Space | 1E12 | GYPSUM WALLBOARD WITH LIQUID GLAZED COATING | n/a | n/a | n/a | n/a | Clinic_076-078_Finish Schedule | n/a
WallMaterial-North | bill.east@us.army.mil | 2012-10-26T09:46:00 | Requirement | Space | 1E12 | GYPSUM WALLBOARD WITH LIQUID GLAZED COATING | n/a | n/a | n/a | n/a | Clinic_076-078_Finish Schedule | n/a
WallMaterial-South | bill.east@us.army.mil | 2012-10-26T09:46:00 | Requirement | Space | 1E12 | GYPSUM WALLBOARD WITH LIQUID GLAZED COATING | n/a | n/a | n/a | n/a | Clinic_076-078_Finish Schedule | n/a
WallMaterial-West | bill.east@us.army.mil | 2012-10-26T09:46:00 | Requirement | Space | 1E12 | GYPSUM WALLBOARD WITH LIQUID GLAZED COATING | n/a | n/a | n/a | n/a | Clinic_076-078_Finish Schedule | n/a
BaseColor | bill.east@us.army.mil | 2012-10-26T09:46:00 | Requirement | Space | 1E14 | ROPPE - 40 FAWN - 4" HIGH RUBBER COVE BASE | n/a | n/a | n/a | n/a | Clinic_076-078_Finish Schedule | n/a
BaseMaterial | bill.east@us.army.mil | 2012-10-26T09:46:00 | Requirement | Space | 1E14 | RUBBER BASE | n/a | n/a | n/a | n/a | Clinic_076-078_Finish Schedule | n/a
CeilingColor | bill.east@us.army.mil | 2012-10-26T09:46:00 | Requirement | Space | 1E14 | ARMSTRONG CEILING TILE - CIRRUS TEGULAR; COLOR: WHITE; SERIES #534 GRID-15/16" EXPOSED TEE GRID SYSTEM-WHITE; SIZE: 2'x2'x3/4" | n/a | n/a | n/a | n/a | Clinic_076-078_Finish Schedule | n/a
CeilingMaterial | bill.east@us.army.mil | 2012-10-26T09:46:00 | Requirement | Space | 1E14 | ACOUSTICAL CEILING TILE | n/a | n/a | n/a | n/a | Clinic_076-078_Finish Schedule | n/a
FloorColor | bill.east@us.army.mil | 2012-10-26T09:46:00 | Requirement | Space | 1E14 | VAMERICAN OLEAN #A-55 DOE SIZE: 2"x2" | n/a | n/a | n/a | n/a | Clinic_076-078_Finish Schedule | n/a
FloorMaterial | bill.east@us.army.mil | 2012-10-26T09:46:00 | Requirement | Space | 1E14 | VINYL COMPOSITION TILE | n/a | n/a | n/a | n/a | Clinic_076-078_Finish Schedule | n/a
WallColor-East | bill.east@us.army.mil | 2012-10-26T09:46:00 | Requirement | Space | 1E14 | DEVOE # 2W18-2 PRARIE BUFF | n/a | n/a | n/a | n/a | Clinic_076-078_Finish Schedule | n/a
WallColor-North | bill.east@us.army.mil | 2012-10-26T09:46:00 | Requirement | Space | 1E14 | DEVOE # 2W18-2 PRARIE BUFF | n/a | n/a | n/a | n/a | Clinic_076-078_Finish Schedule | n/a
WallColor-South | bill.east@us.army.mil | 2012-10-26T09:46:00 | Requirement | Space | 1E14 | DEVOE # 2W18-2 PRARIE BUFF | n/a | n/a | n/a | n/a | Clinic_076-078_Finish Schedule | n/a
WallColor-West | bill.east@us.army.mil | 2012-10-26T09:46:00 | Requirement | Space | 1E14 | DEVOE # 2W18-2 PRARIE BUFF | n/a | n/a | n/a | n/a | Clinic_076-078_Finish Schedule | n/a
WallMaterial-East | bill.east@us.army.mil | 2012-10-26T09:46:00 | Requirement | Space | 1E14 | GYPSUM WALLBOARD WITH PAINT | n/a | n/a | n/a | n/a | Clinic_076-078_Finish Schedule | n/a
WallMaterial-North | bill.east@us.army.mil | 2012-10-26T09:46:00 | Requirement | Space | 1E14 | GYPSUM WALLBOARD WITH PAINT | n/a | n/a | n/a | n/a | Clinic_076-078_Finish Schedule | n/a
WallMaterial-South | bill.east@us.army.mil | 2012-10-26T09:46:00 | Requirement | Space | 1E14 | GYPSUM WALLBOARD WITH PAINT | n/a | n/a | n/a | n/a | Clinic_076-078_Finish Schedule | n/a
WallMaterial-West | bill.east@us.army.mil | 2012-10-26T09:46:00 | Requirement | Space | 1E14 | GYPSUM WALLBOARD WITH PAINT | n/a | n/a | n/a | n/a | Clinic_076-078_Finish Schedule | n/a
BaseColor | bill.east@us.army.mil | 2012-10-26T09:46:00 | Requirement | Space | 1E15 | UNFINISHED | n/a | n/a | n/a | n/a | Clinic_076-078_Finish Schedule | n/a
BaseMaterial | bill.east@us.army.mil | 2012-10-26T09:46:00 | Requirement | Space | 1E15 | UNFINISHED | n/a | n/a | n/a | n/a | Clinic_076-078_Finish Schedule | n/a
CeilingColor | bill.east@us.army.mil | 2012-10-26T09:46:00 | Requirement | Space | 1E15 | UNFINISHED | n/a | n/a | n/a | n/a | Clinic_076-078_Finish Schedule | n/a
CeilingMaterial | bill.east@us.army.mil | 2012-10-26T09:46:00 | Requirement | Space | 1E15 | CONCRETE | n/a | n/a | n/a | n/a | Clinic_076-078_Finish Schedule | n/a
FloorColor | bill.east@us.army.mil | 2012-10-26T09:46:00 | Requirement | Space | 1E15 | UNFINISHED | n/a | n/a | n/a | n/a | Clinic_076-078_Finish Schedule | n/a
FloorMaterial | bill.east@us.army.mil | 2012-10-26T09:46:00 | Requirement | Space | 1E15 | CONCRETE | n/a | n/a | n/a | n/a | Clinic_076-078_Finish Schedule | n/a
WallColor-East | bill.east@us.army.mil | 2012-10-26T09:46:00 | Requirement | Space | 1E15 | DEVOE # 2W18-2 PRARIE BUFF | n/a | n/a | n/a | n/a | Clinic_076-078_Finish Schedule | n/a
WallColor-North | bill.east@us.army.mil | 2012-10-26T09:46:00 | Requirement | Space | 1E15 | DEVOE # 2W18-2 PRARIE BUFF | n/a | n/a | n/a | n/a | Clinic_076-078_Finish Schedule | n/a
WallColor-South | bill.east@us.army.mil | 2012-10-26T09:46:00 | Requirement | Space | 1E15 | DEVOE # 2W18-2 PRARIE BUFF | n/a | n/a | n/a | n/a | Clinic_076-078_Finish Schedule | n/a
WallColor-West | bill.east@us.army.mil | 2012-10-26T09:46:00 | Requirement | Space | 1E15 | DEVOE # 2W18-2 PRARIE BUFF | n/a | n/a | n/a | n/a | Clinic_076-078_Finish Schedule | n/a
WallMaterial-East | bill.east@us.army.mil | 2012-10-26T09:46:00 | Requirement | Space | 1E15 | GYPSUM WALLBOARD WITH PAINT | n/a | n/a | n/a | n/a | Clinic_076-078_Finish Schedule | n/a
WallMaterial-North | bill.east@us.army.mil | 2012-10-26T09:46:00 | Requirement | Space | 1E15 | GYPSUM WALLBOARD WITH PAINT | n/a | n/a | n/a | n/a | Clinic_076-078_Finish Schedule | n/a
WallMaterial-South | bill.east@us.army.mil | 2012-10-26T09:46:00 | Requirement | Space | 1E15 | GYPSUM WALLBOARD WITH PAINT | n/a | n/a | n/a | n/a | Clinic_076-078_Finish Schedule | n/a
WallMaterial-West | bill.east@us.army.mil | 2012-10-26T09:46:00 | Requirement | Space | 1E15 | GYPSUM WALLBOARD WITH PAINT | n/a | n/a | n/a | n/a | Clinic_076-078_Finish Schedule | n/a
BaseColor | bill.east@us.army.mil | 2012-10-26T09:46:00 | Requirement | Space | 1E15A | UNFINISHED | n/a | n/a | n/a | n/a | Clinic_076-078_Finish Schedule | n/a
BaseMaterial | bill.east@us.army.mil | 2012-10-26T09:46:00 | Requirement | Space | 1E15A | UNFINISHED | n/a | n/a | n/a | n/a | Clinic_076-078_Finish Schedule | n/a
CeilingColor | bill.east@us.army.mil | 2012-10-26T09:46:00 | Requirement | Space | 1E15A | UNFINISHED | n/a | n/a | n/a | n/a | Clinic_076-078_Finish Schedule | n/a
CeilingMaterial | bill.east@us.army.mil | 2012-10-26T09:46:00 | Requirement | Space | 1E15A | CONCRETE | n/a | n/a | n/a | n/a | Clinic_076-078_Finish Schedule | n/a
FloorColor | bill.east@us.army.mil | 2012-10-26T09:46:00 | Requirement | Space | 1E15A | UNFINISHED | n/a | n/a | n/a | n/a | Clinic_076-078_Finish Schedule | n/a
FloorMaterial | bill.east@us.army.mil | 2012-10-26T09:46:00 | Requirement | Space | 1E15A | CONCRETE | n/a | n/a | n/a | n/a | Clinic_076-078_Finish Schedule | n/a
WallColor-East | bill.east@us.army.mil | 2012-10-26T09:46:00 | Requirement | Space | 1E15A | DEVOE # 2W18-2 PRARIE BUFF | n/a | n/a | n/a | n/a | Clinic_076-078_Finish Schedule | n/a
WallColor-North | bill.east@us.army.mil | 2012-10-26T09:46:00 | Requirement | Space | 1E15A | DEVOE # 2W18-2 PRARIE BUFF | n/a | n/a | n/a | n/a | Clinic_076-078_Finish Schedule | n/a
WallColor-South | bill.east@us.army.mil | 2012-10-26T09:46:00 | Requirement | Space | 1E15A | DEVOE # 2W18-2 PRARIE BUFF | n/a | n/a | n/a | n/a | Clinic_076-078_Finish Schedule | n/a
WallColor-West | bill.east@us.army.mil | 2012-10-26T09:46:00 | Requirement | Space | 1E15A | DEVOE # 2W18-2 PRARIE BUFF | n/a | n/a | n/a | n/a | Clinic_076-078_Finish Schedule | n/a
WallMaterial-East | bill.east@us.army.mil | 2012-10-26T09:46:00 | Requirement | Space | 1E15A | GYPSUM WALLBOARD WITH PAINT | n/a | n/a | n/a | n/a | Clinic_076-078_Finish Schedule | n/a
WallMaterial-North | bill.east@us.army.mil | 2012-10-26T09:46:00 | Requirement | Space | 1E15A | GYPSUM WALLBOARD WITH PAINT | n/a | n/a | n/a | n/a | Clinic_076-078_Finish Schedule | n/a
WallMaterial-South | bill.east@us.army.mil | 2012-10-26T09:46:00 | Requirement | Space | 1E15A | GYPSUM WALLBOARD WITH PAINT | n/a | n/a | n/a | n/a | Clinic_076-078_Finish Schedule | n/a
WallMaterial-West | bill.east@us.army.mil | 2012-10-26T09:46:00 | Requirement | Space | 1E15A | GYPSUM WALLBOARD WITH PAINT | n/a | n/a | n/a | n/a | Clinic_076-078_Finish Schedule | n/a
BaseColor | bill.east@us.army.mil | 2012-10-26T09:46:00 | Requirement | Space | 1E16 | ROPPE - 40 FAWN - 4" HIGH RUBBER COVE BASE | n/a | n/a | n/a | n/a | Clinic_076-078_Finish Schedule | n/a
BaseMaterial | bill.east@us.army.mil | 2012-10-26T09:46:00 | Requirement | Space | 1E16 | RUBBER BASE | n/a | n/a | n/a | n/a | Clinic_076-078_Finish Schedule | n/a
CeilingColor | bill.east@us.army.mil | 2012-10-26T09:46:00 | Requirement | Space | 1E16 | ARMSTRONG CEILING TILE - CIRRUS TEGULAR; COLOR: WHITE; SERIES #534 GRID-15/16" EXPOSED TEE GRID SYSTEM-WHITE; SIZE: 2'x2'x3/4" | n/a | n/a | n/a | n/a | Clinic_076-078_Finish Schedule | n/a
CeilingMaterial | bill.east@us.army.mil | 2012-10-26T09:46:00 | Requirement | Space | 1E16 | ACOUSTICAL CEILING TILE | n/a | n/a | n/a | n/a | Clinic_076-078_Finish Schedule | n/a
FloorColor | bill.east@us.army.mil | 2012-10-26T09:46:00 | Requirement | Space | 1E16 | VAMERICAN OLEAN #A-55 DOE SIZE: 2"x2" | n/a | n/a | n/a | n/a | Clinic_076-078_Finish Schedule | n/a
FloorMaterial | bill.east@us.army.mil | 2012-10-26T09:46:00 | Requirement | Space | 1E16 | VINYL COMPOSITION TILE | n/a | n/a | n/a | n/a | Clinic_076-078_Finish Schedule | n/a
WallColor-East | bill.east@us.army.mil | 2012-10-26T09:46:00 | Requirement | Space | 1E16 | DEVOE # 2W18-2 PRARIE BUFF | n/a | n/a | n/a | n/a | Clinic_076-078_Finish Schedule | n/a
WallColor-North | bill.east@us.army.mil | 2012-10-26T09:46:00 | Requirement | Space | 1E16 | DEVOE # 2W18-2 PRARIE BUFF | n/a | n/a | n/a | n/a | Clinic_076-078_Finish Schedule | n/a
WallColor-South | bill.east@us.army.mil | 2012-10-26T09:46:00 | Requirement | Space | 1E16 | DEVOE # 2W18-2 PRARIE BUFF | n/a | n/a | n/a | n/a | Clinic_076-078_Finish Schedule | n/a
WallColor-West | bill.east@us.army.mil | 2012-10-26T09:46:00 | Requirement | Space | 1E16 | DEVOE # 2W18-2 PRARIE BUFF | n/a | n/a | n/a | n/a | Clinic_076-078_Finish Schedule | n/a
WallMaterial-East | bill.east@us.army.mil | 2012-10-26T09:46:00 | Requirement | Space | 1E16 | GYPSUM WALLBOARD WITH PAINT | n/a | n/a | n/a | n/a | Clinic_076-078_Finish Schedule | n/a
WallMaterial-North | bill.east@us.army.mil | 2012-10-26T09:46:00 | Requirement | Space | 1E16 | GYPSUM WALLBOARD WITH PAINT | n/a | n/a | n/a | n/a | Clinic_076-078_Finish Schedule | n/a
WallMaterial-South | bill.east@us.army.mil | 2012-10-26T09:46:00 | Requirement | Space | 1E16 | GYPSUM WALLBOARD WITH PAINT | n/a | n/a | n/a | n/a | Clinic_076-078_Finish Schedule | n/a
WallMaterial-West | bill.east@us.army.mil | 2012-10-26T09:46:00 | Requirement | Space | 1E16 | GYPSUM WALLBOARD WITH PAINT | n/a | n/a | n/a | n/a | Clinic_076-078_Finish Schedule | n/a
BaseColor | bill.east@us.army.mil | 2012-10-26T09:46:00 | Requirement | Space | 1E17 | ROPPE - 40 FAWN - 4" HIGH RUBBER COVE BASE | n/a | n/a | n/a | n/a | Clinic_076-078_Finish Schedule | n/a
BaseMaterial | bill.east@us.army.mil | 2012-10-26T09:46:00 | Requirement | Space | 1E17 | RUBBER BASE | n/a | n/a | n/a | n/a | Clinic_076-078_Finish Schedule | n/a
CeilingColor | bill.east@us.army.mil | 2012-10-26T09:46:00 | Requirement | Space | 1E17 | ARMSTRONG CEILING TILE - CIRRUS TEGULAR; COLOR: WHITE; SERIES #534 GRID-15/16" EXPOSED TEE GRID SYSTEM-WHITE; SIZE: 2'x2'x3/4" | n/a | n/a | n/a | n/a | Clinic_076-078_Finish Schedule | n/a
CeilingMaterial | bill.east@us.army.mil | 2012-10-26T09:46:00 | Requirement | Space | 1E17 | ACOUSTICAL CEILING TILE | n/a | n/a | n/a | n/a | Clinic_076-078_Finish Schedule | n/a
FloorColor | bill.east@us.army.mil | 2012-10-26T09:46:00 | Requirement | Space | 1E17 | VAMERICAN OLEAN #A-55 DOE SIZE: 2"x2" | n/a | n/a | n/a | n/a | Clinic_076-078_Finish Schedule | n/a
FloorMaterial | bill.east@us.army.mil | 2012-10-26T09:46:00 | Requirement | Space | 1E17 | VINYL COMPOSITION TILE | n/a | n/a | n/a | n/a | Clinic_076-078_Finish Schedule | n/a
WallColor-East | bill.east@us.army.mil | 2012-10-26T09:46:00 | Requirement | Space | 1E17 | DEVOE # 2W18-2 PRARIE BUFF | n/a | n/a | n/a | n/a | Clinic_076-078_Finish Schedule | n/a
WallColor-North | bill.east@us.army.mil | 2012-10-26T09:46:00 | Requirement | Space | 1E17 | DEVOE # 2W18-2 PRARIE BUFF | n/a | n/a | n/a | n/a | Clinic_076-078_Finish Schedule | n/a
WallColor-South | bill.east@us.army.mil | 2012-10-26T09:46:00 | Requirement | Space | 1E17 | DEVOE # 2W18-2 PRARIE BUFF | n/a | n/a | n/a | n/a | Clinic_076-078_Finish Schedule | n/a
WallColor-West | bill.east@us.army.mil | 2012-10-26T09:46:00 | Requirement | Space | 1E17 | DEVOE # 2W18-2 PRARIE BUFF | n/a | n/a | n/a | n/a | Clinic_076-078_Finish Schedule | n/a
WallMaterial-East | bill.east@us.army.mil | 2012-10-26T09:46:00 | Requirement | Space | 1E17 | GYPSUM WALLBOARD WITH PAINT | n/a | n/a | n/a | n/a | Clinic_076-078_Finish Schedule | n/a
WallMaterial-North | bill.east@us.army.mil | 2012-10-26T09:46:00 | Requirement | Space | 1E17 | GYPSUM WALLBOARD WITH PAINT | n/a | n/a | n/a | n/a | Clinic_076-078_Finish Schedule | n/a
WallMaterial-South | bill.east@us.army.mil | 2012-10-26T09:46:00 | Requirement | Space | 1E17 | GYPSUM WALLBOARD WITH PAINT | n/a | n/a | n/a | n/a | Clinic_076-078_Finish Schedule | n/a
WallMaterial-West | bill.east@us.army.mil | 2012-10-26T09:46:00 | Requirement | Space | 1E17 | GYPSUM WALLBOARD WITH PAINT | n/a | n/a | n/a | n/a | Clinic_076-078_Finish Schedule | n/a
BaseColor | bill.east@us.army.mil | 2012-10-26T09:46:00 | Requirement | Space | 1E18 | ROPPE - 40 FAWN - 4" HIGH RUBBER COVE BASE | n/a | n/a | n/a | n/a | Clinic_076-078_Finish Schedule | n/a
BaseMaterial | bill.east@us.army.mil | 2012-10-26T09:46:00 | Requirement | Space | 1E18 | RUBBER BASE | n/a | n/a | n/a | n/a | Clinic_076-078_Finish Schedule | n/a
CeilingColor | bill.east@us.army.mil | 2012-10-26T09:46:00 | Requirement | Space | 1E18 | ARMSTRONG CEILING TILE - CIRRUS TEGULAR; COLOR: WHITE; SERIES #534 GRID-15/16" EXPOSED TEE GRID SYSTEM-WHITE; SIZE: 2'x2'x3/4" | n/a | n/a | n/a | n/a | Clinic_076-078_Finish Schedule | n/a
CeilingMaterial | bill.east@us.army.mil | 2012-10-26T09:46:00 | Requirement | Space | 1E18 | ACOUSTICAL CEILING TILE | n/a | n/a | n/a | n/a | Clinic_076-078_Finish Schedule | n/a
FloorColor | bill.east@us.army.mil | 2012-10-26T09:46:00 | Requirement | Space | 1E18 | VAMERICAN OLEAN #A-55 DOE SIZE: 2"x2" | n/a | n/a | n/a | n/a | Clinic_076-078_Finish Schedule | n/a
FloorMaterial | bill.east@us.army.mil | 2012-10-26T09:46:00 | Requirement | Space | 1E18 | VINYL COMPOSITION TILE | n/a | n/a | n/a | n/a | Clinic_076-078_Finish Schedule | n/a
WallColor-East | bill.east@us.army.mil | 2012-10-26T09:46:00 | Requirement | Space | 1E18 | DEVOE # 2W18-2 PRARIE BUFF | n/a | n/a | n/a | n/a | Clinic_076-078_Finish Schedule | n/a
WallColor-North | bill.east@us.army.mil | 2012-10-26T09:46:00 | Requirement | Space | 1E18 | DEVOE # 2W18-2 PRARIE BUFF | n/a | n/a | n/a | n/a | Clinic_076-078_Finish Schedule | n/a
WallColor-South | bill.east@us.army.mil | 2012-10-26T09:46:00 | Requirement | Space | 1E18 | DEVOE # 2W18-2 PRARIE BUFF | n/a | n/a | n/a | n/a | Clinic_076-078_Finish Schedule | n/a
WallColor-West | bill.east@us.army.mil | 2012-10-26T09:46:00 | Requirement | Space | 1E18 | DEVOE # 2W18-2 PRARIE BUFF | n/a | n/a | n/a | n/a | Clinic_076-078_Finish Schedule | n/a
WallMaterial-East | bill.east@us.army.mil | 2012-10-26T09:46:00 | Requirement | Space | 1E18 | GYPSUM WALLBOARD WITH PAINT | n/a | n/a | n/a | n/a | Clinic_076-078_Finish Schedule | n/a
WallMaterial-North | bill.east@us.army.mil | 2012-10-26T09:46:00 | Requirement | Space | 1E18 | GYPSUM WALLBOARD WITH PAINT | n/a | n/a | n/a | n/a | Clinic_076-078_Finish Schedule | n/a
WallMaterial-South | bill.east@us.army.mil | 2012-10-26T09:46:00 | Requirement | Space | 1E18 | GYPSUM WALLBOARD WITH PAINT | n/a | n/a | n/a | n/a | Clinic_076-078_Finish Schedule | n/a
WallMaterial-West | bill.east@us.army.mil | 2012-10-26T09:46:00 | Requirement | Space | 1E18 | GYPSUM WALLBOARD WITH PAINT | n/a | n/a | n/a | n/a | Clinic_076-078_Finish Schedule | n/a
BaseColor | bill.east@us.army.mil | 2012-10-26T09:46:00 | Requirement | Space | 1E19 | ROPPE - 40 FAWN - 4" HIGH RUBBER COVE BASE | n/a | n/a | n/a | n/a | Clinic_076-078_Finish Schedule | n/a
BaseMaterial | bill.east@us.army.mil | 2012-10-26T09:46:00 | Requirement | Space | 1E19 | RUBBER BASE | n/a | n/a | n/a | n/a | Clinic_076-078_Finish Schedule | n/a
CeilingColor | bill.east@us.army.mil | 2012-10-26T09:46:00 | Requirement | Space | 1E19 | UNFINISHED | n/a | n/a | n/a | n/a | Clinic_076-078_Finish Schedule | n/a
CeilingMaterial | bill.east@us.army.mil | 2012-10-26T09:46:00 | Requirement | Space | 1E19 | CONCRETE | n/a | n/a | n/a | n/a | Clinic_076-078_Finish Schedule | n/a
FloorColor | bill.east@us.army.mil | 2012-10-26T09:46:00 | Requirement | Space | 1E19 | VAMERICAN OLEAN #A-55 DOE SIZE: 2"x2" | n/a | n/a | n/a | n/a | Clinic_076-078_Finish Schedule | n/a
FloorMaterial | bill.east@us.army.mil | 2012-10-26T09:46:00 | Requirement | Space | 1E19 | VINYL COMPOSITION TILE | n/a | n/a | n/a | n/a | Clinic_076-078_Finish Schedule | n/a
WallColor-East | bill.east@us.army.mil | 2012-10-26T09:46:00 | Requirement | Space | 1E19 | DEVOE # 2W18-2 PRARIE BUFF | n/a | n/a | n/a | n/a | Clinic_076-078_Finish Schedule | n/a
WallColor-North | bill.east@us.army.mil | 2012-10-26T09:46:00 | Requirement | Space | 1E19 | DEVOE # 2W18-2 PRARIE BUFF | n/a | n/a | n/a | n/a | Clinic_076-078_Finish Schedule | n/a
WallColor-South | bill.east@us.army.mil | 2012-10-26T09:46:00 | Requirement | Space | 1E19 | DEVOE # 2W18-2 PRARIE BUFF | n/a | n/a | n/a | n/a | Clinic_076-078_Finish Schedule | n/a
WallColor-West | bill.east@us.army.mil | 2012-10-26T09:46:00 | Requirement | Space | 1E19 | DEVOE # 2W18-2 PRARIE BUFF | n/a | n/a | n/a | n/a | Clinic_076-078_Finish Schedule | n/a
WallMaterial-East | bill.east@us.army.mil | 2012-10-26T09:46:00 | Requirement | Space | 1E19 | GYPSUM WALLBOARD WITH PAINT | n/a | n/a | n/a | n/a | Clinic_076-078_Finish Schedule | n/a
WallMaterial-North | bill.east@us.army.mil | 2012-10-26T09:46:00 | Requirement | Space | 1E19 | GYPSUM WALLBOARD WITH PAINT | n/a | n/a | n/a | n/a | Clinic_076-078_Finish Schedule | n/a
WallMaterial-South | bill.east@us.army.mil | 2012-10-26T09:46:00 | Requirement | Space | 1E19 | GYPSUM WALLBOARD WITH PAINT | n/a | n/a | n/a | n/a | Clinic_076-078_Finish Schedule | n/a
WallMaterial-West | bill.east@us.army.mil | 2012-10-26T09:46:00 | Requirement | Space | 1E19 | GYPSUM WALLBOARD WITH PAINT | n/a | n/a | n/a | n/a | Clinic_076-078_Finish Schedule | n/a
BaseColor | bill.east@us.army.mil | 2012-10-26T09:46:00 | Requirement | Space | 1E20 | ROPPE - 40 FAWN - 4" HIGH RUBBER COVE BASE | n/a | n/a | n/a | n/a | Clinic_076-078_Finish Schedule | n/a
BaseMaterial | bill.east@us.army.mil | 2012-10-26T09:46:00 | Requirement | Space | 1E20 | RUBBER BASE | n/a | n/a | n/a | n/a | Clinic_076-078_Finish Schedule | n/a
CeilingColor | bill.east@us.army.mil | 2012-10-26T09:46:00 | Requirement | Space | 1E20 | ARMSTRONG CEILING TILE - FINE FISSURED DURATEX; COLOR: WHITE; SERIES #1870; GRID 15/16" EXPOSED TEE GRID SYSTEM-WHITE; SIZE: 2'x2' | n/a | n/a | n/a | n/a | Clinic_076-078_Finish Schedule | n/a
CeilingMaterial | bill.east@us.army.mil | 2012-10-26T09:46:00 | Requirement | Space | 1E20 | ACOUSTICAL CEILING TILE | n/a | n/a | n/a | n/a | Clinic_076-078_Finish Schedule | n/a
FloorColor | bill.east@us.army.mil | 2012-10-26T09:46:00 | Requirement | Space | 1E20 | UNFINISHED | n/a | n/a | n/a | n/a | Clinic_076-078_Finish Schedule | n/a
FloorMaterial | bill.east@us.army.mil | 2012-10-26T09:46:00 | Requirement | Space | 1E20 | CONCRETE | n/a | n/a | n/a | n/a | Clinic_076-078_Finish Schedule | n/a
WallColor-East | bill.east@us.army.mil | 2012-10-26T09:46:00 | Requirement | Space | 1E20 | DEVOE # 2W18-2 PRARIE BUFF | n/a | n/a | n/a | n/a | Clinic_076-078_Finish Schedule | n/a
WallColor-North | bill.east@us.army.mil | 2012-10-26T09:46:00 | Requirement | Space | 1E20 | DEVOE # 2W18-2 PRARIE BUFF | n/a | n/a | n/a | n/a | Clinic_076-078_Finish Schedule | n/a
WallColor-South | bill.east@us.army.mil | 2012-10-26T09:46:00 | Requirement | Space | 1E20 | DEVOE # 2W18-2 PRARIE BUFF | n/a | n/a | n/a | n/a | Clinic_076-078_Finish Schedule | n/a
WallColor-West | bill.east@us.army.mil | 2012-10-26T09:46:00 | Requirement | Space | 1E20 | DEVOE # 2W18-2 PRARIE BUFF | n/a | n/a | n/a | n/a | Clinic_076-078_Finish Schedule | n/a
WallMaterial-East | bill.east@us.army.mil | 2012-10-26T09:46:00 | Requirement | Space | 1E20 | GYPSUM WALLBOARD WITH PAINT | n/a | n/a | n/a | n/a | Clinic_076-078_Finish Schedule | n/a
WallMaterial-North | bill.east@us.army.mil | 2012-10-26T09:46:00 | Requirement | Space | 1E20 | GYPSUM WALLBOARD WITH PAINT | n/a | n/a | n/a | n/a | Clinic_076-078_Finish Schedule | n/a
WallMaterial-South | bill.east@us.army.mil | 2012-10-26T09:46:00 | Requirement | Space | 1E20 | GYPSUM WALLBOARD WITH PAINT | n/a | n/a | n/a | n/a | Clinic_076-078_Finish Schedule | n/a
WallMaterial-West | bill.east@us.army.mil | 2012-10-26T09:46:00 | Requirement | Space | 1E20 | GYPSUM WALLBOARD WITH PAINT | n/a | n/a | n/a | n/a | Clinic_076-078_Finish Schedule | n/a
BaseColor | bill.east@us.army.mil | 2012-10-26T09:46:00 | Requirement | Space | 1E21 | ROPPE - 40 FAWN - 4" HIGH RUBBER COVE BASE | n/a | n/a | n/a | n/a | Clinic_076-078_Finish Schedule | n/a
BaseMaterial | bill.east@us.army.mil | 2012-10-26T09:46:00 | Requirement | Space | 1E21 | RUBBER BASE | n/a | n/a | n/a | n/a | Clinic_076-078_Finish Schedule | n/a
CeilingColor | bill.east@us.army.mil | 2012-10-26T09:46:00 | Requirement | Space | 1E21 | ARMSTRONG CEILING TILE - CIRRUS TEGULAR; COLOR: WHITE; SERIES #534 GRID-15/16" EXPOSED TEE GRID SYSTEM-WHITE; SIZE: 2'x2'x3/4" | n/a | n/a | n/a | n/a | Clinic_076-078_Finish Schedule | n/a
CeilingMaterial | bill.east@us.army.mil | 2012-10-26T09:46:00 | Requirement | Space | 1E21 | ACOUSTICAL CEILING TILE | n/a | n/a | n/a | n/a | Clinic_076-078_Finish Schedule | n/a
FloorColor | bill.east@us.army.mil | 2012-10-26T09:46:00 | Requirement | Space | 1E21 | VAMERICAN OLEAN #A-55 DOE SIZE: 2"x2" | n/a | n/a | n/a | n/a | Clinic_076-078_Finish Schedule | n/a
FloorMaterial | bill.east@us.army.mil | 2012-10-26T09:46:00 | Requirement | Space | 1E21 | VINYL COMPOSITION TILE | n/a | n/a | n/a | n/a | Clinic_076-078_Finish Schedule | n/a
WallColor-East | bill.east@us.army.mil | 2012-10-26T09:46:00 | Requirement | Space | 1E21 | DEVOE # 2W18-2 PRARIE BUFF | n/a | n/a | n/a | n/a | Clinic_076-078_Finish Schedule | n/a
WallColor-North | bill.east@us.army.mil | 2012-10-26T09:46:00 | Requirement | Space | 1E21 | DEVOE # 2W18-2 PRARIE BUFF | n/a | n/a | n/a | n/a | Clinic_076-078_Finish Schedule | n/a
WallColor-South | bill.east@us.army.mil | 2012-10-26T09:46:00 | Requirement | Space | 1E21 | DEVOE # 2W18-2 PRARIE BUFF | n/a | n/a | n/a | n/a | Clinic_076-078_Finish Schedule | n/a
WallColor-West | bill.east@us.army.mil | 2012-10-26T09:46:00 | Requirement | Space | 1E21 | DEVOE # 2W18-2 PRARIE BUFF | n/a | n/a | n/a | n/a | Clinic_076-078_Finish Schedule | n/a
WallMaterial-East | bill.east@us.army.mil | 2012-10-26T09:46:00 | Requirement | Space | 1E21 | GYPSUM WALLBOARD WITH PAINT | n/a | n/a | n/a | n/a | Clinic_076-078_Finish Schedule | n/a
WallMaterial-North | bill.east@us.army.mil | 2012-10-26T09:46:00 | Requirement | Space | 1E21 | GYPSUM WALLBOARD WITH PAINT | n/a | n/a | n/a | n/a | Clinic_076-078_Finish Schedule | n/a
WallMaterial-South | bill.east@us.army.mil | 2012-10-26T09:46:00 | Requirement | Space | 1E21 | GYPSUM WALLBOARD WITH PAINT | n/a | n/a | n/a | n/a | Clinic_076-078_Finish Schedule | n/a
WallMaterial-West | bill.east@us.army.mil | 2012-10-26T09:46:00 | Requirement | Space | 1E21 | GYPSUM WALLBOARD WITH PAINT | n/a | n/a | n/a | n/a | Clinic_076-078_Finish Schedule | n/a
BaseColor | bill.east@us.army.mil | 2012-10-26T09:46:00 | Requirement | Space | 1E22 | ROPPE - 40 FAWN - 4" HIGH RUBBER COVE BASE | n/a | n/a | n/a | n/a | Clinic_076-078_Finish Schedule | n/a
BaseMaterial | bill.east@us.army.mil | 2012-10-26T09:46:00 | Requirement | Space | 1E22 | RUBBER BASE | n/a | n/a | n/a | n/a | Clinic_076-078_Finish Schedule | n/a
CeilingColor | bill.east@us.army.mil | 2012-10-26T09:46:00 | Requirement | Space | 1E22 | ARMSTRONG CEILING TILE - CIRRUS TEGULAR; COLOR: WHITE; SERIES #534 GRID-15/16" EXPOSED TEE GRID SYSTEM-WHITE; SIZE: 2'x2'x3/4" | n/a | n/a | n/a | n/a | Clinic_076-078_Finish Schedule | n/a
CeilingMaterial | bill.east@us.army.mil | 2012-10-26T09:46:00 | Requirement | Space | 1E22 | ACOUSTICAL CEILING TILE | n/a | n/a | n/a | n/a | Clinic_076-078_Finish Schedule | n/a
FloorColor | bill.east@us.army.mil | 2012-10-26T09:46:00 | Requirement | Space | 1E22 | VAMERICAN OLEAN #A-55 DOE SIZE: 2"x2" | n/a | n/a | n/a | n/a | Clinic_076-078_Finish Schedule | n/a
FloorMaterial | bill.east@us.army.mil | 2012-10-26T09:46:00 | Requirement | Space | 1E22 | VINYL COMPOSITION TILE | n/a | n/a | n/a | n/a | Clinic_076-078_Finish Schedule | n/a
WallColor-East | bill.east@us.army.mil | 2012-10-26T09:46:00 | Requirement | Space | 1E22 | DEVOE # 2W18-2 PRARIE BUFF | n/a | n/a | n/a | n/a | Clinic_076-078_Finish Schedule | n/a
WallColor-North | bill.east@us.army.mil | 2012-10-26T09:46:00 | Requirement | Space | 1E22 | DEVOE # 2W18-2 PRARIE BUFF | n/a | n/a | n/a | n/a | Clinic_076-078_Finish Schedule | n/a
WallColor-South | bill.east@us.army.mil | 2012-10-26T09:46:00 | Requirement | Space | 1E22 | DEVOE # 2W18-2 PRARIE BUFF | n/a | n/a | n/a | n/a | Clinic_076-078_Finish Schedule | n/a
WallColor-West | bill.east@us.army.mil | 2012-10-26T09:46:00 | Requirement | Space | 1E22 | DEVOE # 2W18-2 PRARIE BUFF | n/a | n/a | n/a | n/a | Clinic_076-078_Finish Schedule | n/a
WallMaterial-East | bill.east@us.army.mil | 2012-10-26T09:46:00 | Requirement | Space | 1E22 | GYPSUM WALLBOARD WITH PAINT | n/a | n/a | n/a | n/a | Clinic_076-078_Finish Schedule | n/a
WallMaterial-North | bill.east@us.army.mil | 2012-10-26T09:46:00 | Requirement | Space | 1E22 | GYPSUM WALLBOARD WITH PAINT | n/a | n/a | n/a | n/a | Clinic_076-078_Finish Schedule | n/a
WallMaterial-South | bill.east@us.army.mil | 2012-10-26T09:46:00 | Requirement | Space | 1E22 | GYPSUM WALLBOARD WITH PAINT | n/a | n/a | n/a | n/a | Clinic_076-078_Finish Schedule | n/a
WallMaterial-West | bill.east@us.army.mil | 2012-10-26T09:46:00 | Requirement | Space | 1E22 | GYPSUM WALLBOARD WITH PAINT | n/a | n/a | n/a | n/a | Clinic_076-078_Finish Schedule | n/a
BaseColor | bill.east@us.army.mil | 2012-10-26T09:46:00 | Requirement | Space | 1E23 | ROPPE - 40 FAWN - 4" HIGH RUBBER COVE BASE | n/a | n/a | n/a | n/a | Clinic_076-078_Finish Schedule | n/a
BaseMaterial | bill.east@us.army.mil | 2012-10-26T09:46:00 | Requirement | Space | 1E23 | RUBBER BASE | n/a | n/a | n/a | n/a | Clinic_076-078_Finish Schedule | n/a
CeilingColor | bill.east@us.army.mil | 2012-10-26T09:46:00 | Requirement | Space | 1E23 | ARMSTRONG CEILING TILE - CIRRUS TEGULAR; COLOR: WHITE; SERIES #534 GRID-15/16" EXPOSED TEE GRID SYSTEM-WHITE; SIZE: 2'x2'x3/4" | n/a | n/a | n/a | n/a | Clinic_076-078_Finish Schedule | n/a
CeilingMaterial | bill.east@us.army.mil | 2012-10-26T09:46:00 | Requirement | Space | 1E23 | ACOUSTICAL CEILING TILE | n/a | n/a | n/a | n/a | Clinic_076-078_Finish Schedule | n/a
FloorColor | bill.east@us.army.mil | 2012-10-26T09:46:00 | Requirement | Space | 1E23 | VAMERICAN OLEAN #A-55 DOE SIZE: 2"x2" | n/a | n/a | n/a | n/a | Clinic_076-078_Finish Schedule | n/a
FloorMaterial | bill.east@us.army.mil | 2012-10-26T09:46:00 | Requirement | Space | 1E23 | VINYL COMPOSITION TILE | n/a | n/a | n/a | n/a | Clinic_076-078_Finish Schedule | n/a
WallColor-East | bill.east@us.army.mil | 2012-10-26T09:46:00 | Requirement | Space | 1E23 | DEVOE # 2W18-2 PRARIE BUFF | n/a | n/a | n/a | n/a | Clinic_076-078_Finish Schedule | n/a
WallColor-North | bill.east@us.army.mil | 2012-10-26T09:46:00 | Requirement | Space | 1E23 | DEVOE # 2W18-2 PRARIE BUFF | n/a | n/a | n/a | n/a | Clinic_076-078_Finish Schedule | n/a
WallColor-South | bill.east@us.army.mil | 2012-10-26T09:46:00 | Requirement | Space | 1E23 | DEVOE # 2W18-2 PRARIE BUFF | n/a | n/a | n/a | n/a | Clinic_076-078_Finish Schedule | n/a
WallColor-West | bill.east@us.army.mil | 2012-10-26T09:46:00 | Requirement | Space | 1E23 | DEVOE # 2W18-2 PRARIE BUFF | n/a | n/a | n/a | n/a | Clinic_076-078_Finish Schedule | n/a
WallMaterial-East | bill.east@us.army.mil | 2012-10-26T09:46:00 | Requirement | Space | 1E23 | GYPSUM WALLBOARD WITH PAINT | n/a | n/a | n/a | n/a | Clinic_076-078_Finish Schedule | n/a
WallMaterial-North | bill.east@us.army.mil | 2012-10-26T09:46:00 | Requirement | Space | 1E23 | GYPSUM WALLBOARD WITH PAINT | n/a | n/a | n/a | n/a | Clinic_076-078_Finish Schedule | n/a
WallMaterial-South | bill.east@us.army.mil | 2012-10-26T09:46:00 | Requirement | Space | 1E23 | GYPSUM WALLBOARD WITH PAINT | n/a | n/a | n/a | n/a | Clinic_076-078_Finish Schedule | n/a
WallMaterial-West | bill.east@us.army.mil | 2012-10-26T09:46:00 | Requirement | Space | 1E23 | GYPSUM WALLBOARD WITH PAINT | n/a | n/a | n/a | n/a | Clinic_076-078_Finish Schedule | n/a
BaseColor | bill.east@us.army.mil | 2012-10-26T09:46:00 | Requirement | Space | 1E24 | ROPPE - 40 FAWN - 4" HIGH RUBBER COVE BASE | n/a | n/a | n/a | n/a | Clinic_076-078_Finish Schedule | n/a
BaseMaterial | bill.east@us.army.mil | 2012-10-26T09:46:00 | Requirement | Space | 1E24 | RUBBER BASE | n/a | n/a | n/a | n/a | Clinic_076-078_Finish Schedule | n/a
CeilingColor | bill.east@us.army.mil | 2012-10-26T09:46:00 | Requirement | Space | 1E24 | ARMSTRONG CEILING TILE - CIRRUS TEGULAR; COLOR: WHITE; SERIES #534 GRID-15/16" EXPOSED TEE GRID SYSTEM-WHITE; SIZE: 2'x2'x3/4" | n/a | n/a | n/a | n/a | Clinic_076-078_Finish Schedule | n/a
CeilingMaterial | bill.east@us.army.mil | 2012-10-26T09:46:00 | Requirement | Space | 1E24 | ACOUSTICAL CEILING TILE | n/a | n/a | n/a | n/a | Clinic_076-078_Finish Schedule | n/a
FloorColor | bill.east@us.army.mil | 2012-10-26T09:46:00 | Requirement | Space | 1E24 | VAMERICAN OLEAN #A-55 DOE SIZE: 2"x2" | n/a | n/a | n/a | n/a | Clinic_076-078_Finish Schedule | n/a
FloorMaterial | bill.east@us.army.mil | 2012-10-26T09:46:00 | Requirement | Space | 1E24 | VINYL COMPOSITION TILE | n/a | n/a | n/a | n/a | Clinic_076-078_Finish Schedule | n/a
WallColor-East | bill.east@us.army.mil | 2012-10-26T09:46:00 | Requirement | Space | 1E24 | DEVOE # 2W18-2 PRARIE BUFF | n/a | n/a | n/a | n/a | Clinic_076-078_Finish Schedule | n/a
WallColor-North | bill.east@us.army.mil | 2012-10-26T09:46:00 | Requirement | Space | 1E24 | DEVOE # 2W18-2 PRARIE BUFF | n/a | n/a | n/a | n/a | Clinic_076-078_Finish Schedule | n/a
WallColor-South | bill.east@us.army.mil | 2012-10-26T09:46:00 | Requirement | Space | 1E24 | DEVOE # 2W18-2 PRARIE BUFF | n/a | n/a | n/a | n/a | Clinic_076-078_Finish Schedule | n/a
WallColor-West | bill.east@us.army.mil | 2012-10-26T09:46:00 | Requirement | Space | 1E24 | DEVOE # 2W18-2 PRARIE BUFF | n/a | n/a | n/a | n/a | Clinic_076-078_Finish Schedule | n/a
WallMaterial-East | bill.east@us.army.mil | 2012-10-26T09:46:00 | Requirement | Space | 1E24 | GYPSUM WALLBOARD WITH PAINT | n/a | n/a | n/a | n/a | Clinic_076-078_Finish Schedule | n/a
WallMaterial-North | bill.east@us.army.mil | 2012-10-26T09:46:00 | Requirement | Space | 1E24 | GYPSUM WALLBOARD WITH PAINT | n/a | n/a | n/a | n/a | Clinic_076-078_Finish Schedule | n/a
WallMaterial-South | bill.east@us.army.mil | 2012-10-26T09:46:00 | Requirement | Space | 1E24 | GYPSUM WALLBOARD WITH PAINT | n/a | n/a | n/a | n/a | Clinic_076-078_Finish Schedule | n/a
WallMaterial-West | bill.east@us.army.mil | 2012-10-26T09:46:00 | Requirement | Space | 1E24 | GYPSUM WALLBOARD WITH PAINT | n/a | n/a | n/a | n/a | Clinic_076-078_Finish Schedule | n/a
BaseColor | bill.east@us.army.mil | 2012-10-26T09:46:00 | Requirement | Space | 1E25 | ROPPE - 40 FAWN - 4" HIGH RUBBER COVE BASE | n/a | n/a | n/a | n/a | Clinic_076-078_Finish Schedule | n/a
BaseMaterial | bill.east@us.army.mil | 2012-10-26T09:46:00 | Requirement | Space | 1E25 | RUBBER BASE | n/a | n/a | n/a | n/a | Clinic_076-078_Finish Schedule | n/a
CeilingColor | bill.east@us.army.mil | 2012-10-26T09:46:00 | Requirement | Space | 1E25 | ARMSTRONG CEILING TILE - CIRRUS TEGULAR; COLOR: WHITE; SERIES #534 GRID-15/16" EXPOSED TEE GRID SYSTEM-WHITE; SIZE: 2'x2'x3/4" | n/a | n/a | n/a | n/a | Clinic_076-078_Finish Schedule | n/a
CeilingMaterial | bill.east@us.army.mil | 2012-10-26T09:46:00 | Requirement | Space | 1E25 | ACOUSTICAL CEILING TILE | n/a | n/a | n/a | n/a | Clinic_076-078_Finish Schedule | n/a
FloorColor | bill.east@us.army.mil | 2012-10-26T09:46:00 | Requirement | Space | 1E25 | VAMERICAN OLEAN #A-55 DOE SIZE: 2"x2" | n/a | n/a | n/a | n/a | Clinic_076-078_Finish Schedule | n/a
FloorMaterial | bill.east@us.army.mil | 2012-10-26T09:46:00 | Requirement | Space | 1E25 | VINYL COMPOSITION TILE | n/a | n/a | n/a | n/a | Clinic_076-078_Finish Schedule | n/a
WallColor-East | bill.east@us.army.mil | 2012-10-26T09:46:00 | Requirement | Space | 1E25 | DEVOE # 2W18-2 PRARIE BUFF | n/a | n/a | n/a | n/a | Clinic_076-078_Finish Schedule | n/a
WallColor-North | bill.east@us.army.mil | 2012-10-26T09:46:00 | Requirement | Space | 1E25 | DEVOE # 2W18-2 PRARIE BUFF | n/a | n/a | n/a | n/a | Clinic_076-078_Finish Schedule | n/a
WallColor-South | bill.east@us.army.mil | 2012-10-26T09:46:00 | Requirement | Space | 1E25 | DEVOE # 2W18-2 PRARIE BUFF | n/a | n/a | n/a | n/a | Clinic_076-078_Finish Schedule | n/a
WallColor-West | bill.east@us.army.mil | 2012-10-26T09:46:00 | Requirement | Space | 1E25 | DEVOE # 2W18-2 PRARIE BUFF | n/a | n/a | n/a | n/a | Clinic_076-078_Finish Schedule | n/a
WallMaterial-East | bill.east@us.army.mil | 2012-10-26T09:46:00 | Requirement | Space | 1E25 | GYPSUM WALLBOARD WITH PAINT | n/a | n/a | n/a | n/a | Clinic_076-078_Finish Schedule | n/a
WallMaterial-North | bill.east@us.army.mil | 2012-10-26T09:46:00 | Requirement | Space | 1E25 | GYPSUM WALLBOARD WITH PAINT | n/a | n/a | n/a | n/a | Clinic_076-078_Finish Schedule | n/a
WallMaterial-South | bill.east@us.army.mil | 2012-10-26T09:46:00 | Requirement | Space | 1E25 | GYPSUM WALLBOARD WITH PAINT | n/a | n/a | n/a | n/a | Clinic_076-078_Finish Schedule | n/a
WallMaterial-West | bill.east@us.army.mil | 2012-10-26T09:46:00 | Requirement | Space | 1E25 | GYPSUM WALLBOARD WITH PAINT | n/a | n/a | n/a | n/a | Clinic_076-078_Finish Schedule | n/a
BaseColor | bill.east@us.army.mil | 2012-10-26T09:46:00 | Requirement | Space | 1E26 | ROPPE - 40 FAWN - 4" HIGH RUBBER COVE BASE | n/a | n/a | n/a | n/a | Clinic_076-078_Finish Schedule | n/a
BaseMaterial | bill.east@us.army.mil | 2012-10-26T09:46:00 | Requirement | Space | 1E26 | RUBBER BASE | n/a | n/a | n/a | n/a | Clinic_076-078_Finish Schedule | n/a
CeilingColor | bill.east@us.army.mil | 2012-10-26T09:46:00 | Requirement | Space | 1E26 | ARMSTRONG CEILING TILE - CIRRUS TEGULAR; COLOR: WHITE; SERIES #534 GRID-15/16" EXPOSED TEE GRID SYSTEM-WHITE; SIZE: 2'x2'x3/4" | n/a | n/a | n/a | n/a | Clinic_076-078_Finish Schedule | n/a
CeilingMaterial | bill.east@us.army.mil | 2012-10-26T09:46:00 | Requirement | Space | 1E26 | ACOUSTICAL CEILING TILE | n/a | n/a | n/a | n/a | Clinic_076-078_Finish Schedule | n/a
FloorColor | bill.east@us.army.mil | 2012-10-26T09:46:00 | Requirement | Space | 1E26 | VAMERICAN OLEAN #A-55 DOE SIZE: 2"x2" | n/a | n/a | n/a | n/a | Clinic_076-078_Finish Schedule | n/a
FloorMaterial | bill.east@us.army.mil | 2012-10-26T09:46:00 | Requirement | Space | 1E26 | VINYL COMPOSITION TILE | n/a | n/a | n/a | n/a | Clinic_076-078_Finish Schedule | n/a
WallColor-East | bill.east@us.army.mil | 2012-10-26T09:46:00 | Requirement | Space | 1E26 | DEVOE # 2W18-2 PRARIE BUFF | n/a | n/a | n/a | n/a | Clinic_076-078_Finish Schedule | n/a
WallColor-North | bill.east@us.army.mil | 2012-10-26T09:46:00 | Requirement | Space | 1E26 | DEVOE # 2W18-2 PRARIE BUFF | n/a | n/a | n/a | n/a | Clinic_076-078_Finish Schedule | n/a
WallColor-South | bill.east@us.army.mil | 2012-10-26T09:46:00 | Requirement | Space | 1E26 | DEVOE # 2W18-2 PRARIE BUFF | n/a | n/a | n/a | n/a | Clinic_076-078_Finish Schedule | n/a
WallColor-West | bill.east@us.army.mil | 2012-10-26T09:46:00 | Requirement | Space | 1E26 | DEVOE # 2W18-2 PRARIE BUFF | n/a | n/a | n/a | n/a | Clinic_076-078_Finish Schedule | n/a
WallMaterial-East | bill.east@us.army.mil | 2012-10-26T09:46:00 | Requirement | Space | 1E26 | GYPSUM WALLBOARD WITH PAINT | n/a | n/a | n/a | n/a | Clinic_076-078_Finish Schedule | n/a
WallMaterial-North | bill.east@us.army.mil | 2012-10-26T09:46:00 | Requirement | Space | 1E26 | GYPSUM WALLBOARD WITH PAINT | n/a | n/a | n/a | n/a | Clinic_076-078_Finish Schedule | n/a
WallMaterial-South | bill.east@us.army.mil | 2012-10-26T09:46:00 | Requirement | Space | 1E26 | GYPSUM WALLBOARD WITH PAINT | n/a | n/a | n/a | n/a | Clinic_076-078_Finish Schedule | n/a
WallMaterial-West | bill.east@us.army.mil | 2012-10-26T09:46:00 | Requirement | Space | 1E26 | GYPSUM WALLBOARD WITH PAINT | n/a | n/a | n/a | n/a | Clinic_076-078_Finish Schedule | n/a
BaseColor | bill.east@us.army.mil | 2012-10-26T09:46:00 | Requirement | Space | 1E27 | ROPPE - 40 FAWN - 4" HIGH RUBBER COVE BASE | n/a | n/a | n/a | n/a | Clinic_076-078_Finish Schedule | n/a
BaseMaterial | bill.east@us.army.mil | 2012-10-26T09:46:00 | Requirement | Space | 1E27 | RUBBER BASE | n/a | n/a | n/a | n/a | Clinic_076-078_Finish Schedule | n/a
CeilingColor | bill.east@us.army.mil | 2012-10-26T09:46:00 | Requirement | Space | 1E27 | ARMSTRONG CEILING TILE - CIRRUS TEGULAR; COLOR: WHITE; SERIES #534 GRID-15/16" EXPOSED TEE GRID SYSTEM-WHITE; SIZE: 2'x2'x3/4" | n/a | n/a | n/a | n/a | Clinic_076-078_Finish Schedule | n/a
CeilingMaterial | bill.east@us.army.mil | 2012-10-26T09:46:00 | Requirement | Space | 1E27 | ACOUSTICAL CEILING TILE | n/a | n/a | n/a | n/a | Clinic_076-078_Finish Schedule | n/a
FloorColor | bill.east@us.army.mil | 2012-10-26T09:46:00 | Requirement | Space | 1E27 | INTERFACE - CARIBBEAN #3080 ANTIQUA | n/a | n/a | n/a | n/a | Clinic_076-078_Finish Schedule | n/a
FloorMaterial | bill.east@us.army.mil | 2012-10-26T09:46:00 | Requirement | Space | 1E27 | CARPET | n/a | n/a | n/a | n/a | Clinic_076-078_Finish Schedule | n/a
WallColor-East | bill.east@us.army.mil | 2012-10-26T09:46:00 | Requirement | Space | 1E27 | DEVOE # 2W18-2 PRARIE BUFF | n/a | n/a | n/a | n/a | Clinic_076-078_Finish Schedule | n/a
WallColor-North | bill.east@us.army.mil | 2012-10-26T09:46:00 | Requirement | Space | 1E27 | DEVOE # 2W18-2 PRARIE BUFF | n/a | n/a | n/a | n/a | Clinic_076-078_Finish Schedule | n/a
WallColor-South | bill.east@us.army.mil | 2012-10-26T09:46:00 | Requirement | Space | 1E27 | DEVOE # 2W18-2 PRARIE BUFF | n/a | n/a | n/a | n/a | Clinic_076-078_Finish Schedule | n/a
WallColor-West | bill.east@us.army.mil | 2012-10-26T09:46:00 | Requirement | Space | 1E27 | DEVOE # 2W18-2 PRARIE BUFF | n/a | n/a | n/a | n/a | Clinic_076-078_Finish Schedule | n/a
WallMaterial-East | bill.east@us.army.mil | 2012-10-26T09:46:00 | Requirement | Space | 1E27 | GYPSUM WALLBOARD WITH PAINT | n/a | n/a | n/a | n/a | Clinic_076-078_Finish Schedule | n/a
WallMaterial-North | bill.east@us.army.mil | 2012-10-26T09:46:00 | Requirement | Space | 1E27 | GYPSUM WALLBOARD WITH PAINT | n/a | n/a | n/a | n/a | Clinic_076-078_Finish Schedule | n/a
WallMaterial-South | bill.east@us.army.mil | 2012-10-26T09:46:00 | Requirement | Space | 1E27 | GYPSUM WALLBOARD WITH PAINT | n/a | n/a | n/a | n/a | Clinic_076-078_Finish Schedule | n/a
WallMaterial-West | bill.east@us.army.mil | 2012-10-26T09:46:00 | Requirement | Space | 1E27 | GYPSUM WALLBOARD WITH PAINT | n/a | n/a | n/a | n/a | Clinic_076-078_Finish Schedule | n/a
BaseColor | bill.east@us.army.mil | 2012-10-26T09:46:00 | Requirement | Space | 1E28 | ROPPE - 40 FAWN - 4" HIGH RUBBER COVE BASE | n/a | n/a | n/a | n/a | Clinic_076-078_Finish Schedule | n/a
BaseMaterial | bill.east@us.army.mil | 2012-10-26T09:46:00 | Requirement | Space | 1E28 | RUBBER BASE | n/a | n/a | n/a | n/a | Clinic_076-078_Finish Schedule | n/a
CeilingColor | bill.east@us.army.mil | 2012-10-26T09:46:00 | Requirement | Space | 1E28 | ARMSTRONG CEILING TILE - CIRRUS TEGULAR; COLOR: WHITE; SERIES #534 GRID-15/16" EXPOSED TEE GRID SYSTEM-WHITE; SIZE: 2'x2'x3/4" | n/a | n/a | n/a | n/a | Clinic_076-078_Finish Schedule | n/a
CeilingMaterial | bill.east@us.army.mil | 2012-10-26T09:46:00 | Requirement | Space | 1E28 | ACOUSTICAL CEILING TILE | n/a | n/a | n/a | n/a | Clinic_076-078_Finish Schedule | n/a
FloorColor | bill.east@us.army.mil | 2012-10-26T09:46:00 | Requirement | Space | 1E28 | INTERFACE - CARIBBEAN #3080 ANTIQUA | n/a | n/a | n/a | n/a | Clinic_076-078_Finish Schedule | n/a
FloorMaterial | bill.east@us.army.mil | 2012-10-26T09:46:00 | Requirement | Space | 1E28 | CARPET | n/a | n/a | n/a | n/a | Clinic_076-078_Finish Schedule | n/a
WallColor-East | bill.east@us.army.mil | 2012-10-26T09:46:00 | Requirement | Space | 1E28 | DEVOE # 2W18-2 PRARIE BUFF | n/a | n/a | n/a | n/a | Clinic_076-078_Finish Schedule | n/a
WallColor-North | bill.east@us.army.mil | 2012-10-26T09:46:00 | Requirement | Space | 1E28 | DEVOE # 2W18-2 PRARIE BUFF | n/a | n/a | n/a | n/a | Clinic_076-078_Finish Schedule | n/a
WallColor-South | bill.east@us.army.mil | 2012-10-26T09:46:00 | Requirement | Space | 1E28 | DEVOE # 2W18-2 PRARIE BUFF | n/a | n/a | n/a | n/a | Clinic_076-078_Finish Schedule | n/a
WallColor-West | bill.east@us.army.mil | 2012-10-26T09:46:00 | Requirement | Space | 1E28 | DEVOE # 2W18-2 PRARIE BUFF | n/a | n/a | n/a | n/a | Clinic_076-078_Finish Schedule | n/a
WallMaterial-East | bill.east@us.army.mil | 2012-10-26T09:46:00 | Requirement | Space | 1E28 | GYPSUM WALLBOARD WITH PAINT | n/a | n/a | n/a | n/a | Clinic_076-078_Finish Schedule | n/a
WallMaterial-North | bill.east@us.army.mil | 2012-10-26T09:46:00 | Requirement | Space | 1E28 | GYPSUM WALLBOARD WITH PAINT | n/a | n/a | n/a | n/a | Clinic_076-078_Finish Schedule | n/a
WallMaterial-South | bill.east@us.army.mil | 2012-10-26T09:46:00 | Requirement | Space | 1E28 | GYPSUM WALLBOARD WITH PAINT | n/a | n/a | n/a | n/a | Clinic_076-078_Finish Schedule | n/a
WallMaterial-West | bill.east@us.army.mil | 2012-10-26T09:46:00 | Requirement | Space | 1E28 | GYPSUM WALLBOARD WITH PAINT | n/a | n/a | n/a | n/a | Clinic_076-078_Finish Schedule | n/a
BaseColor | bill.east@us.army.mil | 2012-10-26T09:46:00 | Requirement | Space | 1E29 | ROPPE - 40 FAWN - 4" HIGH RUBBER COVE BASE | n/a | n/a | n/a | n/a | Clinic_076-078_Finish Schedule | n/a
BaseMaterial | bill.east@us.army.mil | 2012-10-26T09:46:00 | Requirement | Space | 1E29 | RUBBER BASE | n/a | n/a | n/a | n/a | Clinic_076-078_Finish Schedule | n/a
CeilingColor | bill.east@us.army.mil | 2012-10-26T09:46:00 | Requirement | Space | 1E29 | ARMSTRONG CEILING TILE - CIRRUS TEGULAR; COLOR: WHITE; SERIES #534 GRID-15/16" EXPOSED TEE GRID SYSTEM-WHITE; SIZE: 2'x2'x3/4" | n/a | n/a | n/a | n/a | Clinic_076-078_Finish Schedule | n/a
CeilingMaterial | bill.east@us.army.mil | 2012-10-26T09:46:00 | Requirement | Space | 1E29 | ACOUSTICAL CEILING TILE | n/a | n/a | n/a | n/a | Clinic_076-078_Finish Schedule | n/a
FloorColor | bill.east@us.army.mil | 2012-10-26T09:46:00 | Requirement | Space | 1E29 | INTERFACE - CARIBBEAN #3080 ANTIQUA | n/a | n/a | n/a | n/a | Clinic_076-078_Finish Schedule | n/a
FloorMaterial | bill.east@us.army.mil | 2012-10-26T09:46:00 | Requirement | Space | 1E29 | CARPET | n/a | n/a | n/a | n/a | Clinic_076-078_Finish Schedule | n/a
WallColor-East | bill.east@us.army.mil | 2012-10-26T09:46:00 | Requirement | Space | 1E29 | DEVOE # 2W18-2 PRARIE BUFF | n/a | n/a | n/a | n/a | Clinic_076-078_Finish Schedule | n/a
WallColor-North | bill.east@us.army.mil | 2012-10-26T09:46:00 | Requirement | Space | 1E29 | DEVOE # 2W18-2 PRARIE BUFF | n/a | n/a | n/a | n/a | Clinic_076-078_Finish Schedule | n/a
WallColor-South | bill.east@us.army.mil | 2012-10-26T09:46:00 | Requirement | Space | 1E29 | DEVOE # 2W18-2 PRARIE BUFF | n/a | n/a | n/a | n/a | Clinic_076-078_Finish Schedule | n/a
WallColor-West | bill.east@us.army.mil | 2012-10-26T09:46:00 | Requirement | Space | 1E29 | DEVOE # 2W18-2 PRARIE BUFF | n/a | n/a | n/a | n/a | Clinic_076-078_Finish Schedule | n/a
WallMaterial-East | bill.east@us.army.mil | 2012-10-26T09:46:00 | Requirement | Space | 1E29 | GYPSUM WALLBOARD WITH PAINT | n/a | n/a | n/a | n/a | Clinic_076-078_Finish Schedule | n/a
WallMaterial-North | bill.east@us.army.mil | 2012-10-26T09:46:00 | Requirement | Space | 1E29 | GYPSUM WALLBOARD WITH PAINT | n/a | n/a | n/a | n/a | Clinic_076-078_Finish Schedule | n/a
WallMaterial-South | bill.east@us.army.mil | 2012-10-26T09:46:00 | Requirement | Space | 1E29 | GYPSUM WALLBOARD WITH PAINT | n/a | n/a | n/a | n/a | Clinic_076-078_Finish Schedule | n/a
WallMaterial-West | bill.east@us.army.mil | 2012-10-26T09:46:00 | Requirement | Space | 1E29 | GYPSUM WALLBOARD WITH PAINT | n/a | n/a | n/a | n/a | Clinic_076-078_Finish Schedule | n/a
BaseColor | bill.east@us.army.mil | 2012-10-26T09:46:00 | Requirement | Space | 1E30 | ROPPE - 40 FAWN - 4" HIGH RUBBER COVE BASE | n/a | n/a | n/a | n/a | Clinic_076-078_Finish Schedule | n/a
BaseMaterial | bill.east@us.army.mil | 2012-10-26T09:46:00 | Requirement | Space | 1E30 | RUBBER BASE | n/a | n/a | n/a | n/a | Clinic_076-078_Finish Schedule | n/a
CeilingColor | bill.east@us.army.mil | 2012-10-26T09:46:00 | Requirement | Space | 1E30 | ARMSTRONG CEILING TILE - FINE FISSURED DURATEX; COLOR: WHITE; SERIES #1870; GRID 15/16" EXPOSED TEE GRID SYSTEM-WHITE; SIZE: 2'x2' | n/a | n/a | n/a | n/a | Clinic_076-078_Finish Schedule | n/a
CeilingMaterial | bill.east@us.army.mil | 2012-10-26T09:46:00 | Requirement | Space | 1E30 | ACOUSTICAL CEILING TILE | n/a | n/a | n/a | n/a | Clinic_076-078_Finish Schedule | n/a
FloorColor | bill.east@us.army.mil | 2012-10-26T09:46:00 | Requirement | Space | 1E30 | VAMERICAN OLEAN #A-55 DOE SIZE: 2"x2" | n/a | n/a | n/a | n/a | Clinic_076-078_Finish Schedule | n/a
FloorMaterial | bill.east@us.army.mil | 2012-10-26T09:46:00 | Requirement | Space | 1E30 | VINYL COMPOSITION TILE | n/a | n/a | n/a | n/a | Clinic_076-078_Finish Schedule | n/a
WallColor-East | bill.east@us.army.mil | 2012-10-26T09:46:00 | Requirement | Space | 1E30 | MATCH PT3 - Devoe # 2W19-4 CLAY PEBBLE | n/a | n/a | n/a | n/a | Clinic_076-078_Finish Schedule | n/a
WallColor-North | bill.east@us.army.mil | 2012-10-26T09:46:00 | Requirement | Space | 1E30 | MATCH PT3 - Devoe # 2W19-4 CLAY PEBBLE | n/a | n/a | n/a | n/a | Clinic_076-078_Finish Schedule | n/a
WallColor-South | bill.east@us.army.mil | 2012-10-26T09:46:00 | Requirement | Space | 1E30 | MATCH PT3 - Devoe # 2W19-4 CLAY PEBBLE | n/a | n/a | n/a | n/a | Clinic_076-078_Finish Schedule | n/a
WallColor-West | bill.east@us.army.mil | 2012-10-26T09:46:00 | Requirement | Space | 1E30 | MATCH PT3 - Devoe # 2W19-4 CLAY PEBBLE | n/a | n/a | n/a | n/a | Clinic_076-078_Finish Schedule | n/a
WallMaterial-East | bill.east@us.army.mil | 2012-10-26T09:46:00 | Requirement | Space | 1E30 | GYPSUM WALLBOARD WITH LIQUID GLAZED COATING | n/a | n/a | n/a | n/a | Clinic_076-078_Finish Schedule | n/a
WallMaterial-North | bill.east@us.army.mil | 2012-10-26T09:46:00 | Requirement | Space | 1E30 | GYPSUM WALLBOARD WITH LIQUID GLAZED COATING | n/a | n/a | n/a | n/a | Clinic_076-078_Finish Schedule | n/a
WallMaterial-South | bill.east@us.army.mil | 2012-10-26T09:46:00 | Requirement | Space | 1E30 | GYPSUM WALLBOARD WITH LIQUID GLAZED COATING | n/a | n/a | n/a | n/a | Clinic_076-078_Finish Schedule | n/a
WallMaterial-West | bill.east@us.army.mil | 2012-10-26T09:46:00 | Requirement | Space | 1E30 | GYPSUM WALLBOARD WITH LIQUID GLAZED COATING | n/a | n/a | n/a | n/a | Clinic_076-078_Finish Schedule | n/a
BaseColor | bill.east@us.army.mil | 2012-10-26T09:46:00 | Requirement | Space | 1E33 | ARMSTRONG - MEDINTECH - #86439 DESERT GOLD | n/a | n/a | n/a | n/a | Clinic_076-078_Finish Schedule | n/a
BaseMaterial | bill.east@us.army.mil | 2012-10-26T09:46:00 | Requirement | Space | 1E33 | INTEGRAL VINYL BASE | n/a | n/a | n/a | n/a | Clinic_076-078_Finish Schedule | n/a
CeilingColor | bill.east@us.army.mil | 2012-10-26T09:46:00 | Requirement | Space | 1E33 | ARMSTRONG CEILING TILE - FINE FISSURED DURATEX; COLOR: WHITE; SERIES #1870; GRID 15/16" EXPOSED TEE GRID SYSTEM-WHITE; SIZE: 2'x2' | n/a | n/a | n/a | n/a | Clinic_076-078_Finish Schedule | n/a
CeilingMaterial | bill.east@us.army.mil | 2012-10-26T09:46:00 | Requirement | Space | 1E33 | ACOUSTICAL CEILING TILE | n/a | n/a | n/a | n/a | Clinic_076-078_Finish Schedule | n/a
FloorColor | bill.east@us.army.mil | 2012-10-26T09:46:00 | Requirement | Space | 1E33 | ARMSTRONG - MEDIN TECH - #86439 DESERT GOLD | n/a | n/a | n/a | n/a | Clinic_076-078_Finish Schedule | n/a
FloorMaterial | bill.east@us.army.mil | 2012-10-26T09:46:00 | Requirement | Space | 1E33 | SHEET VINYL | n/a | n/a | n/a | n/a | Clinic_076-078_Finish Schedule | n/a
WallColor-East | bill.east@us.army.mil | 2012-10-26T09:46:00 | Requirement | Space | 1E33 | MATCH PT3 - Devoe # 2W19-4 CLAY PEBBLE | n/a | n/a | n/a | n/a | Clinic_076-078_Finish Schedule | n/a
WallColor-North | bill.east@us.army.mil | 2012-10-26T09:46:00 | Requirement | Space | 1E33 | MATCH PT3 - Devoe # 2W19-4 CLAY PEBBLE | n/a | n/a | n/a | n/a | Clinic_076-078_Finish Schedule | n/a
WallColor-South | bill.east@us.army.mil | 2012-10-26T09:46:00 | Requirement | Space | 1E33 | MATCH PT3 - Devoe # 2W19-4 CLAY PEBBLE | n/a | n/a | n/a | n/a | Clinic_076-078_Finish Schedule | n/a
WallColor-West | bill.east@us.army.mil | 2012-10-26T09:46:00 | Requirement | Space | 1E33 | MATCH PT3 - Devoe # 2W19-4 CLAY PEBBLE | n/a | n/a | n/a | n/a | Clinic_076-078_Finish Schedule | n/a
WallMaterial-East | bill.east@us.army.mil | 2012-10-26T09:46:00 | Requirement | Space | 1E33 | GYPSUM WALLBOARD WITH LIQUID GLAZED COATING | n/a | n/a | n/a | n/a | Clinic_076-078_Finish Schedule | n/a
WallMaterial-North | bill.east@us.army.mil | 2012-10-26T09:46:00 | Requirement | Space | 1E33 | GYPSUM WALLBOARD WITH LIQUID GLAZED COATING | n/a | n/a | n/a | n/a | Clinic_076-078_Finish Schedule | n/a
WallMaterial-South | bill.east@us.army.mil | 2012-10-26T09:46:00 | Requirement | Space | 1E33 | GYPSUM WALLBOARD WITH LIQUID GLAZED COATING | n/a | n/a | n/a | n/a | Clinic_076-078_Finish Schedule | n/a
WallMaterial-West | bill.east@us.army.mil | 2012-10-26T09:46:00 | Requirement | Space | 1E33 | GYPSUM WALLBOARD WITH LIQUID GLAZED COATING | n/a | n/a | n/a | n/a | Clinic_076-078_Finish Schedule | n/a
BaseColor | bill.east@us.army.mil | 2012-10-26T09:46:00 | Requirement | Space | 1EC1 | ROPPE - 40 FAWN - 4" HIGH RUBBER COVE BASE | n/a | n/a | n/a | n/a | Clinic_076-078_Finish Schedule | n/a
BaseMaterial | bill.east@us.army.mil | 2012-10-26T09:46:00 | Requirement | Space | 1EC1 | RUBBER BASE | n/a | n/a | n/a | n/a | Clinic_076-078_Finish Schedule | n/a
CeilingColor | bill.east@us.army.mil | 2012-10-26T09:46:00 | Requirement | Space | 1EC1 | ARMSTRONG CEILING TILE - CIRRUS TEGULAR; COLOR: WHITE; SERIES #534 GRID-15/16" EXPOSED TEE GRID SYSTEM-WHITE; SIZE: 2'x2'x3/4" | n/a | n/a | n/a | n/a | Clinic_076-078_Finish Schedule | n/a
CeilingMaterial | bill.east@us.army.mil | 2012-10-26T09:46:00 | Requirement | Space | 1EC1 | ACOUSTICAL CEILING TILE | n/a | n/a | n/a | n/a | Clinic_076-078_Finish Schedule | n/a
FloorColor | bill.east@us.army.mil | 2012-10-26T09:46:00 | Requirement | Space | 1EC1 | VAMERICAN OLEAN #A-55 DOE SIZE: 2"x2",2 | n/a | n/a | n/a | n/a | Clinic_076-078_Finish Schedule | n/a
FloorMaterial | bill.east@us.army.mil | 2012-10-26T09:46:00 | Requirement | Space | 1EC1 | VINYL COMPOSITION TILE | n/a | n/a | n/a | n/a | Clinic_076-078_Finish Schedule | n/a
WallColor-East | bill.east@us.army.mil | 2012-10-26T09:46:00 | Requirement | Space | 1EC1 | DEVOE # 2C20-4 ROSEMARY GRAY | n/a | n/a | n/a | n/a | Clinic_076-078_Finish Schedule | n/a
WallColor-North | bill.east@us.army.mil | 2012-10-26T09:46:00 | Requirement | Space | 1EC1 | DEVOE # 2W18-2 PRARIE BUFF | n/a | n/a | n/a | n/a | Clinic_076-078_Finish Schedule | n/a
WallColor-South | bill.east@us.army.mil | 2012-10-26T09:46:00 | Requirement | Space | 1EC1 | DEVOE # 2W18-2 PRARIE BUFF | n/a | n/a | n/a | n/a | Clinic_076-078_Finish Schedule | n/a
WallColor-West | bill.east@us.army.mil | 2012-10-26T09:46:00 | Requirement | Space | 1EC1 | DEVOE # 2W18-2 PRARIE BUFF | n/a | n/a | n/a | n/a | Clinic_076-078_Finish Schedule | n/a
WallMaterial-East | bill.east@us.army.mil | 2012-10-26T09:46:00 | Requirement | Space | 1EC1 | GYPSUM WALLBOARD WITH PAINT | n/a | n/a | n/a | n/a | Clinic_076-078_Finish Schedule | n/a
WallMaterial-North | bill.east@us.army.mil | 2012-10-26T09:46:00 | Requirement | Space | 1EC1 | GYPSUM WALLBOARD WITH PAINT | n/a | n/a | n/a | n/a | Clinic_076-078_Finish Schedule | n/a
WallMaterial-South | bill.east@us.army.mil | 2012-10-26T09:46:00 | Requirement | Space | 1EC1 | GYPSUM WALLBOARD WITH PAINT | n/a | n/a | n/a | n/a | Clinic_076-078_Finish Schedule | n/a
WallMaterial-West | bill.east@us.army.mil | 2012-10-26T09:46:00 | Requirement | Space | 1EC1 | GYPSUM WALLBOARD WITH PAINT | n/a | n/a | n/a | n/a | Clinic_076-078_Finish Schedule | n/a
BaseColor | bill.east@us.army.mil | 2012-10-26T09:46:00 | Requirement | Space | 1EC2 | ROPPE - 40 FAWN - 4" HIGH RUBBER COVE BASE | n/a | n/a | n/a | n/a | Clinic_076-078_Finish Schedule | n/a
BaseMaterial | bill.east@us.army.mil | 2012-10-26T09:46:00 | Requirement | Space | 1EC2 | RUBBER BASE | n/a | n/a | n/a | n/a | Clinic_076-078_Finish Schedule | n/a
CeilingColor | bill.east@us.army.mil | 2012-10-26T09:46:00 | Requirement | Space | 1EC2 | ARMSTRONG CEILING TILE - CIRRUS TEGULAR; COLOR: WHITE; SERIES #534 GRID-15/16" EXPOSED TEE GRID SYSTEM-WHITE; SIZE: 2'x2'x3/4" | n/a | n/a | n/a | n/a | Clinic_076-078_Finish Schedule | n/a
CeilingMaterial | bill.east@us.army.mil | 2012-10-26T09:46:00 | Requirement | Space | 1EC2 | ACOUSTICAL CEILING TILE | n/a | n/a | n/a | n/a | Clinic_076-078_Finish Schedule | n/a
FloorColor | bill.east@us.army.mil | 2012-10-26T09:46:00 | Requirement | Space | 1EC2 | VAMERICAN OLEAN #A-55 DOE SIZE: 2"x2",2 | n/a | n/a | n/a | n/a | Clinic_076-078_Finish Schedule | n/a
FloorMaterial | bill.east@us.army.mil | 2012-10-26T09:46:00 | Requirement | Space | 1EC2 | VINYL COMPOSITION TILE | n/a | n/a | n/a | n/a | Clinic_076-078_Finish Schedule | n/a
WallColor-East | bill.east@us.army.mil | 2012-10-26T09:46:00 | Requirement | Space | 1EC2 | DEVOE # 2W18-2 PRARIE BUFF | n/a | n/a | n/a | n/a | Clinic_076-078_Finish Schedule | n/a
WallColor-North | bill.east@us.army.mil | 2012-10-26T09:46:00 | Requirement | Space | 1EC2 | DEVOE # 2W18-2 PRARIE BUFF | n/a | n/a | n/a | n/a | Clinic_076-078_Finish Schedule | n/a
WallColor-South | bill.east@us.army.mil | 2012-10-26T09:46:00 | Requirement | Space | 1EC2 | DEVOE # 2W18-2 PRARIE BUFF | n/a | n/a | n/a | n/a | Clinic_076-078_Finish Schedule | n/a
WallColor-West | bill.east@us.army.mil | 2012-10-26T09:46:00 | Requirement | Space | 1EC2 | DEVOE # 2W18-2 PRARIE BUFF | n/a | n/a | n/a | n/a | Clinic_076-078_Finish Schedule | n/a
WallMaterial-East | bill.east@us.army.mil | 2012-10-26T09:46:00 | Requirement | Space | 1EC2 | GYPSUM WALLBOARD WITH PAINT | n/a | n/a | n/a | n/a | Clinic_076-078_Finish Schedule | n/a
WallMaterial-North | bill.east@us.army.mil | 2012-10-26T09:46:00 | Requirement | Space | 1EC2 | GYPSUM WALLBOARD WITH PAINT | n/a | n/a | n/a | n/a | Clinic_076-078_Finish Schedule | n/a
WallMaterial-South | bill.east@us.army.mil | 2012-10-26T09:46:00 | Requirement | Space | 1EC2 | GYPSUM WALLBOARD WITH PAINT | n/a | n/a | n/a | n/a | Clinic_076-078_Finish Schedule | n/a
WallMaterial-West | bill.east@us.army.mil | 2012-10-26T09:46:00 | Requirement | Space | 1EC2 | GYPSUM WALLBOARD WITH PAINT | n/a | n/a | n/a | n/a | Clinic_076-078_Finish Schedule | n/a
BaseColor | bill.east@us.army.mil | 2012-10-26T09:46:00 | Requirement | Space | 1EC3 | ROPPE - 40 FAWN - 4" HIGH RUBBER COVE BASE | n/a | n/a | n/a | n/a | Clinic_076-078_Finish Schedule | n/a
BaseMaterial | bill.east@us.army.mil | 2012-10-26T09:46:00 | Requirement | Space | 1EC3 | RUBBER BASE | n/a | n/a | n/a | n/a | Clinic_076-078_Finish Schedule | n/a
CeilingColor | bill.east@us.army.mil | 2012-10-26T09:46:00 | Requirement | Space | 1EC3 | ARMSTRONG CEILING TILE - CIRRUS TEGULAR; COLOR: WHITE; SERIES #534 GRID-15/16" EXPOSED TEE GRID SYSTEM-WHITE; SIZE: 2'x2'x3/4" | n/a | n/a | n/a | n/a | Clinic_076-078_Finish Schedule | n/a
CeilingMaterial | bill.east@us.army.mil | 2012-10-26T09:46:00 | Requirement | Space | 1EC3 | ACOUSTICAL CEILING TILE | n/a | n/a | n/a | n/a | Clinic_076-078_Finish Schedule | n/a
FloorColor | bill.east@us.army.mil | 2012-10-26T09:46:00 | Requirement | Space | 1EC3 | VAMERICAN OLEAN #A-55 DOE SIZE: 2"x2",2 | n/a | n/a | n/a | n/a | Clinic_076-078_Finish Schedule | n/a
FloorMaterial | bill.east@us.army.mil | 2012-10-26T09:46:00 | Requirement | Space | 1EC3 | VINYL COMPOSITION TILE | n/a | n/a | n/a | n/a | Clinic_076-078_Finish Schedule | n/a
WallColor-East | bill.east@us.army.mil | 2012-10-26T09:46:00 | Requirement | Space | 1EC3 | DEVOE # 2W18-2 PRARIE BUFF | n/a | n/a | n/a | n/a | Clinic_076-078_Finish Schedule | n/a
WallColor-North | bill.east@us.army.mil | 2012-10-26T09:46:00 | Requirement | Space | 1EC3 | DEVOE # 2W18-2 PRARIE BUFF | n/a | n/a | n/a | n/a | Clinic_076-078_Finish Schedule | n/a
WallColor-South | bill.east@us.army.mil | 2012-10-26T09:46:00 | Requirement | Space | 1EC3 | DEVOE # 2C20-4 ROSEMARY GRAY | n/a | n/a | n/a | n/a | Clinic_076-078_Finish Schedule | n/a
WallColor-West | bill.east@us.army.mil | 2012-10-26T09:46:00 | Requirement | Space | 1EC3 | CONCRETE | n/a | n/a | n/a | n/a | Clinic_076-078_Finish Schedule | n/a
WallMaterial-East | bill.east@us.army.mil | 2012-10-26T09:46:00 | Requirement | Space | 1EC3 | GYPSUM WALLBOARD WITH PAINT | n/a | n/a | n/a | n/a | Clinic_076-078_Finish Schedule | n/a
WallMaterial-North | bill.east@us.army.mil | 2012-10-26T09:46:00 | Requirement | Space | 1EC3 | GYPSUM WALLBOARD WITH PAINT | n/a | n/a | n/a | n/a | Clinic_076-078_Finish Schedule | n/a
WallMaterial-South | bill.east@us.army.mil | 2012-10-26T09:46:00 | Requirement | Space | 1EC3 | GYPSUM WALLBOARD WITH PAINT | n/a | n/a | n/a | n/a | Clinic_076-078_Finish Schedule | n/a
WallMaterial-West | bill.east@us.army.mil | 2012-10-26T09:46:00 | Requirement | Space | 1EC3 | CONCRETE | n/a | n/a | n/a | n/a | Clinic_076-078_Finish Schedule | n/a
BaseColor | bill.east@us.army.mil | 2012-10-26T09:46:00 | Requirement | Space | 1EC4 | ROPPE - 40 FAWN - 4" HIGH RUBBER COVE BASE | n/a | n/a | n/a | n/a | Clinic_076-078_Finish Schedule | n/a
BaseMaterial | bill.east@us.army.mil | 2012-10-26T09:46:00 | Requirement | Space | 1EC4 | RUBBER BASE | n/a | n/a | n/a | n/a | Clinic_076-078_Finish Schedule | n/a
CeilingColor | bill.east@us.army.mil | 2012-10-26T09:46:00 | Requirement | Space | 1EC4 | ARMSTRONG CEILING TILE - CIRRUS TEGULAR; COLOR: WHITE; SERIES #534 GRID-15/16" EXPOSED TEE GRID SYSTEM-WHITE; SIZE: 2'x2'x3/4" | n/a | n/a | n/a | n/a | Clinic_076-078_Finish Schedule | n/a
CeilingMaterial | bill.east@us.army.mil | 2012-10-26T09:46:00 | Requirement | Space | 1EC4 | ACOUSTICAL CEILING TILE | n/a | n/a | n/a | n/a | Clinic_076-078_Finish Schedule | n/a
FloorColor | bill.east@us.army.mil | 2012-10-26T09:46:00 | Requirement | Space | 1EC4 | VAMERICAN OLEAN #A-55 DOE SIZE: 2"x2",2 | n/a | n/a | n/a | n/a | Clinic_076-078_Finish Schedule | n/a
FloorMaterial | bill.east@us.army.mil | 2012-10-26T09:46:00 | Requirement | Space | 1EC4 | VINYL COMPOSITION TILE | n/a | n/a | n/a | n/a | Clinic_076-078_Finish Schedule | n/a
WallColor-East | bill.east@us.army.mil | 2012-10-26T09:46:00 | Requirement | Space | 1EC4 | DEVOE # 2W18-2 PRARIE BUFF | n/a | n/a | n/a | n/a | Clinic_076-078_Finish Schedule | n/a
WallColor-North | bill.east@us.army.mil | 2012-10-26T09:46:00 | Requirement | Space | 1EC4 | DEVOE # 2W18-2 PRARIE BUFF | n/a | n/a | n/a | n/a | Clinic_076-078_Finish Schedule | n/a
WallColor-South | bill.east@us.army.mil | 2012-10-26T09:46:00 | Requirement | Space | 1EC4 | DEVOE # 2W18-2 PRARIE BUFF | n/a | n/a | n/a | n/a | Clinic_076-078_Finish Schedule | n/a
WallColor-West | bill.east@us.army.mil | 2012-10-26T09:46:00 | Requirement | Space | 1EC4 | CONCRETE | n/a | n/a | n/a | n/a | Clinic_076-078_Finish Schedule | n/a
WallMaterial-East | bill.east@us.army.mil | 2012-10-26T09:46:00 | Requirement | Space | 1EC4 | GYPSUM WALLBOARD WITH PAINT | n/a | n/a | n/a | n/a | Clinic_076-078_Finish Schedule | n/a
WallMaterial-North | bill.east@us.army.mil | 2012-10-26T09:46:00 | Requirement | Space | 1EC4 | GYPSUM WALLBOARD WITH PAINT | n/a | n/a | n/a | n/a | Clinic_076-078_Finish Schedule | n/a
WallMaterial-South | bill.east@us.army.mil | 2012-10-26T09:46:00 | Requirement | Space | 1EC4 | GYPSUM WALLBOARD WITH PAINT | n/a | n/a | n/a | n/a | Clinic_076-078_Finish Schedule | n/a
WallMaterial-West | bill.east@us.army.mil | 2012-10-26T09:46:00 | Requirement | Space | 1EC4 | CONCRETE | n/a | n/a | n/a | n/a | Clinic_076-078_Finish Schedule | n/a
BaseColor | bill.east@us.army.mil | 2012-10-26T09:46:00 | Requirement | Space | 2A01 | ROPPE - 40 FAWN - 4" HIGH RUBBER COVE BASE | n/a | n/a | n/a | n/a | Clinic_076-078_Finish Schedule | n/a
BaseMaterial | bill.east@us.army.mil | 2012-10-26T09:46:00 | Requirement | Space | 2A01 | RUBBER BASE | n/a | n/a | n/a | n/a | Clinic_076-078_Finish Schedule | n/a
CeilingColor | bill.east@us.army.mil | 2012-10-26T09:46:00 | Requirement | Space | 2A01 | ARMSTRONG CEILING TILE - CIRRUS TEGULAR; COLOR: WHITE; SERIES #534 GRID-15/16" EXPOSED TEE GRID SYSTEM-WHITE; SIZE: 2'x2'x3/4" | n/a | n/a | n/a | n/a | Clinic_076-078_Finish Schedule | n/a
CeilingMaterial | bill.east@us.army.mil | 2012-10-26T09:46:00 | Requirement | Space | 2A01 | ACOUSTICAL CEILING TILE | n/a | n/a | n/a | n/a | Clinic_076-078_Finish Schedule | n/a
FloorColor | bill.east@us.army.mil | 2012-10-26T09:46:00 | Requirement | Space | 2A01 | INTERFACE - CARIBBEAN #3063 SEA TURTLE | n/a | n/a | n/a | n/a | Clinic_076-078_Finish Schedule | n/a
FloorMaterial | bill.east@us.army.mil | 2012-10-26T09:46:00 | Requirement | Space | 2A01 | CARPET | n/a | n/a | n/a | n/a | Clinic_076-078_Finish Schedule | n/a
WallColor-East | bill.east@us.army.mil | 2012-10-26T09:46:00 | Requirement | Space | 2A01 | DEVOE # 2W18-2 PRARIE BUFF | n/a | n/a | n/a | n/a | Clinic_076-078_Finish Schedule | n/a
WallColor-North | bill.east@us.army.mil | 2012-10-26T09:46:00 | Requirement | Space | 2A01 | DEVOE # 2W18-2 PRARIE BUFF | n/a | n/a | n/a | n/a | Clinic_076-078_Finish Schedule | n/a
WallColor-South | bill.east@us.army.mil | 2012-10-26T09:46:00 | Requirement | Space | 2A01 | DEVOE # 2W18-2 PRARIE BUFF | n/a | n/a | n/a | n/a | Clinic_076-078_Finish Schedule | n/a
WallColor-West | bill.east@us.army.mil | 2012-10-26T09:46:00 | Requirement | Space | 2A01 | DEVOE # 2W18-2 PRARIE BUFF | n/a | n/a | n/a | n/a | Clinic_076-078_Finish Schedule | n/a
WallMaterial-East | bill.east@us.army.mil | 2012-10-26T09:46:00 | Requirement | Space | 2A01 | GYPSUM WALLBOARD WITH PAINT | n/a | n/a | n/a | n/a | Clinic_076-078_Finish Schedule | n/a
WallMaterial-North | bill.east@us.army.mil | 2012-10-26T09:46:00 | Requirement | Space | 2A01 | GYPSUM WALLBOARD WITH PAINT | n/a | n/a | n/a | n/a | Clinic_076-078_Finish Schedule | n/a
WallMaterial-South | bill.east@us.army.mil | 2012-10-26T09:46:00 | Requirement | Space | 2A01 | GYPSUM WALLBOARD WITH PAINT | n/a | n/a | n/a | n/a | Clinic_076-078_Finish Schedule | n/a
WallMaterial-West | bill.east@us.army.mil | 2012-10-26T09:46:00 | Requirement | Space | 2A01 | GYPSUM WALLBOARD WITH PAINT | n/a | n/a | n/a | n/a | Clinic_076-078_Finish Schedule | n/a
BaseColor | bill.east@us.army.mil | 2012-10-26T09:46:00 | Requirement | Space | 2A02 | ROPPE - 40 FAWN - 4" HIGH RUBBER COVE BASE | n/a | n/a | n/a | n/a | Clinic_076-078_Finish Schedule | n/a
BaseMaterial | bill.east@us.army.mil | 2012-10-26T09:46:00 | Requirement | Space | 2A02 | RUBBER BASE | n/a | n/a | n/a | n/a | Clinic_076-078_Finish Schedule | n/a
CeilingColor | bill.east@us.army.mil | 2012-10-26T09:46:00 | Requirement | Space | 2A02 | ARMSTRONG CEILING TILE - CIRRUS TEGULAR; COLOR: WHITE; SERIES #534 GRID-15/16" EXPOSED TEE GRID SYSTEM-WHITE; SIZE: 2'x2'x3/4" | n/a | n/a | n/a | n/a | Clinic_076-078_Finish Schedule | n/a
CeilingMaterial | bill.east@us.army.mil | 2012-10-26T09:46:00 | Requirement | Space | 2A02 | ACOUSTICAL CEILING TILE | n/a | n/a | n/a | n/a | Clinic_076-078_Finish Schedule | n/a
FloorColor | bill.east@us.army.mil | 2012-10-26T09:46:00 | Requirement | Space | 2A02 | INTERFACE - CARIBBEAN #3063 SEA TURTLE | n/a | n/a | n/a | n/a | Clinic_076-078_Finish Schedule | n/a
FloorMaterial | bill.east@us.army.mil | 2012-10-26T09:46:00 | Requirement | Space | 2A02 | CARPET | n/a | n/a | n/a | n/a | Clinic_076-078_Finish Schedule | n/a
WallColor-East | bill.east@us.army.mil | 2012-10-26T09:46:00 | Requirement | Space | 2A02 | DEVOE # 2W18-2 PRARIE BUFF | n/a | n/a | n/a | n/a | Clinic_076-078_Finish Schedule | n/a
WallColor-North | bill.east@us.army.mil | 2012-10-26T09:46:00 | Requirement | Space | 2A02 | DEVOE # 2W18-2 PRARIE BUFF | n/a | n/a | n/a | n/a | Clinic_076-078_Finish Schedule | n/a
WallColor-South | bill.east@us.army.mil | 2012-10-26T09:46:00 | Requirement | Space | 2A02 | DEVOE # 2W18-2 PRARIE BUFF | n/a | n/a | n/a | n/a | Clinic_076-078_Finish Schedule | n/a
WallColor-West | bill.east@us.army.mil | 2012-10-26T09:46:00 | Requirement | Space | 2A02 | DEVOE # 2W18-2 PRARIE BUFF | n/a | n/a | n/a | n/a | Clinic_076-078_Finish Schedule | n/a
WallMaterial-East | bill.east@us.army.mil | 2012-10-26T09:46:00 | Requirement | Space | 2A02 | GYPSUM WALLBOARD WITH PAINT | n/a | n/a | n/a | n/a | Clinic_076-078_Finish Schedule | n/a
WallMaterial-North | bill.east@us.army.mil | 2012-10-26T09:46:00 | Requirement | Space | 2A02 | GYPSUM WALLBOARD WITH PAINT | n/a | n/a | n/a | n/a | Clinic_076-078_Finish Schedule | n/a
WallMaterial-South | bill.east@us.army.mil | 2012-10-26T09:46:00 | Requirement | Space | 2A02 | GYPSUM WALLBOARD WITH PAINT | n/a | n/a | n/a | n/a | Clinic_076-078_Finish Schedule | n/a
WallMaterial-West | bill.east@us.army.mil | 2012-10-26T09:46:00 | Requirement | Space | 2A02 | GYPSUM WALLBOARD WITH PAINT | n/a | n/a | n/a | n/a | Clinic_076-078_Finish Schedule | n/a
BaseColor | bill.east@us.army.mil | 2012-10-26T09:46:00 | Requirement | Space | 2A03 | ROPPE - 40 FAWN - 4" HIGH RUBBER COVE BASE | n/a | n/a | n/a | n/a | Clinic_076-078_Finish Schedule | n/a
BaseMaterial | bill.east@us.army.mil | 2012-10-26T09:46:00 | Requirement | Space | 2A03 | RUBBER BASE | n/a | n/a | n/a | n/a | Clinic_076-078_Finish Schedule | n/a
CeilingColor | bill.east@us.army.mil | 2012-10-26T09:46:00 | Requirement | Space | 2A03 | ARMSTRONG CEILING TILE - CIRRUS TEGULAR; COLOR: WHITE; SERIES #534 GRID-15/16" EXPOSED TEE GRID SYSTEM-WHITE; SIZE: 2'x2'x3/4" | n/a | n/a | n/a | n/a | Clinic_076-078_Finish Schedule | n/a
CeilingMaterial | bill.east@us.army.mil | 2012-10-26T09:46:00 | Requirement | Space | 2A03 | ACOUSTICAL CEILING TILE | n/a | n/a | n/a | n/a | Clinic_076-078_Finish Schedule | n/a
FloorColor | bill.east@us.army.mil | 2012-10-26T09:46:00 | Requirement | Space | 2A03 | INTERFACE - CARIBBEAN #3063 SEA TURTLE | n/a | n/a | n/a | n/a | Clinic_076-078_Finish Schedule | n/a
FloorMaterial | bill.east@us.army.mil | 2012-10-26T09:46:00 | Requirement | Space | 2A03 | CARPET | n/a | n/a | n/a | n/a | Clinic_076-078_Finish Schedule | n/a
WallColor-East | bill.east@us.army.mil | 2012-10-26T09:46:00 | Requirement | Space | 2A03 | DEVOE # 2W18-2 PRARIE BUFF | n/a | n/a | n/a | n/a | Clinic_076-078_Finish Schedule | n/a
WallColor-North | bill.east@us.army.mil | 2012-10-26T09:46:00 | Requirement | Space | 2A03 | DEVOE # 2W18-2 PRARIE BUFF | n/a | n/a | n/a | n/a | Clinic_076-078_Finish Schedule | n/a
WallColor-South | bill.east@us.army.mil | 2012-10-26T09:46:00 | Requirement | Space | 2A03 | DEVOE # 2W18-2 PRARIE BUFF | n/a | n/a | n/a | n/a | Clinic_076-078_Finish Schedule | n/a
WallColor-West | bill.east@us.army.mil | 2012-10-26T09:46:00 | Requirement | Space | 2A03 | DEVOE # 2W18-2 PRARIE BUFF | n/a | n/a | n/a | n/a | Clinic_076-078_Finish Schedule | n/a
WallMaterial-East | bill.east@us.army.mil | 2012-10-26T09:46:00 | Requirement | Space | 2A03 | GYPSUM WALLBOARD WITH PAINT | n/a | n/a | n/a | n/a | Clinic_076-078_Finish Schedule | n/a
WallMaterial-North | bill.east@us.army.mil | 2012-10-26T09:46:00 | Requirement | Space | 2A03 | GYPSUM WALLBOARD WITH PAINT | n/a | n/a | n/a | n/a | Clinic_076-078_Finish Schedule | n/a
WallMaterial-South | bill.east@us.army.mil | 2012-10-26T09:46:00 | Requirement | Space | 2A03 | GYPSUM WALLBOARD WITH PAINT | n/a | n/a | n/a | n/a | Clinic_076-078_Finish Schedule | n/a
WallMaterial-West | bill.east@us.army.mil | 2012-10-26T09:46:00 | Requirement | Space | 2A03 | GYPSUM WALLBOARD WITH PAINT | n/a | n/a | n/a | n/a | Clinic_076-078_Finish Schedule | n/a
BaseColor | bill.east@us.army.mil | 2012-10-26T09:46:00 | Requirement | Space | 2A04 | ROPPE - 40 FAWN - 4" HIGH RUBBER COVE BASE | n/a | n/a | n/a | n/a | Clinic_076-078_Finish Schedule | n/a
BaseMaterial | bill.east@us.army.mil | 2012-10-26T09:46:00 | Requirement | Space | 2A04 | RUBBER BASE | n/a | n/a | n/a | n/a | Clinic_076-078_Finish Schedule | n/a
CeilingColor | bill.east@us.army.mil | 2012-10-26T09:46:00 | Requirement | Space | 2A04 | ARMSTRONG CEILING TILE - CIRRUS TEGULAR; COLOR: WHITE; SERIES #534 GRID-15/16" EXPOSED TEE GRID SYSTEM-WHITE; SIZE: 2'x2'x3/4" | n/a | n/a | n/a | n/a | Clinic_076-078_Finish Schedule | n/a
CeilingMaterial | bill.east@us.army.mil | 2012-10-26T09:46:00 | Requirement | Space | 2A04 | ACOUSTICAL CEILING TILE | n/a | n/a | n/a | n/a | Clinic_076-078_Finish Schedule | n/a
FloorColor | bill.east@us.army.mil | 2012-10-26T09:46:00 | Requirement | Space | 2A04 | INTERFACE - CARIBBEAN #3063 SEA TURTLE | n/a | n/a | n/a | n/a | Clinic_076-078_Finish Schedule | n/a
FloorMaterial | bill.east@us.army.mil | 2012-10-26T09:46:00 | Requirement | Space | 2A04 | CARPET | n/a | n/a | n/a | n/a | Clinic_076-078_Finish Schedule | n/a
WallColor-East | bill.east@us.army.mil | 2012-10-26T09:46:00 | Requirement | Space | 2A04 | DEVOE # 2W18-2 PRARIE BUFF | n/a | n/a | n/a | n/a | Clinic_076-078_Finish Schedule | n/a
WallColor-North | bill.east@us.army.mil | 2012-10-26T09:46:00 | Requirement | Space | 2A04 | DEVOE # 2W18-2 PRARIE BUFF | n/a | n/a | n/a | n/a | Clinic_076-078_Finish Schedule | n/a
WallColor-South | bill.east@us.army.mil | 2012-10-26T09:46:00 | Requirement | Space | 2A04 | DEVOE # 2W18-2 PRARIE BUFF | n/a | n/a | n/a | n/a | Clinic_076-078_Finish Schedule | n/a
WallColor-West | bill.east@us.army.mil | 2012-10-26T09:46:00 | Requirement | Space | 2A04 | DEVOE # 2W18-2 PRARIE BUFF | n/a | n/a | n/a | n/a | Clinic_076-078_Finish Schedule | n/a
WallMaterial-East | bill.east@us.army.mil | 2012-10-26T09:46:00 | Requirement | Space | 2A04 | GYPSUM WALLBOARD WITH PAINT | n/a | n/a | n/a | n/a | Clinic_076-078_Finish Schedule | n/a
WallMaterial-North | bill.east@us.army.mil | 2012-10-26T09:46:00 | Requirement | Space | 2A04 | GYPSUM WALLBOARD WITH PAINT | n/a | n/a | n/a | n/a | Clinic_076-078_Finish Schedule | n/a
WallMaterial-South | bill.east@us.army.mil | 2012-10-26T09:46:00 | Requirement | Space | 2A04 | GYPSUM WALLBOARD WITH PAINT | n/a | n/a | n/a | n/a | Clinic_076-078_Finish Schedule | n/a
WallMaterial-West | bill.east@us.army.mil | 2012-10-26T09:46:00 | Requirement | Space | 2A04 | GYPSUM WALLBOARD WITH PAINT | n/a | n/a | n/a | n/a | Clinic_076-078_Finish Schedule | n/a
BaseColor | bill.east@us.army.mil | 2012-10-26T09:46:00 | Requirement | Space | 2A05 | ARMSTRONG - MEDINTECH - #86439 DESERT GOLD | n/a | n/a | n/a | n/a | Clinic_076-078_Finish Schedule | n/a
BaseMaterial | bill.east@us.army.mil | 2012-10-26T09:46:00 | Requirement | Space | 2A05 | INTEGRAL VINYL BASE | n/a | n/a | n/a | n/a | Clinic_076-078_Finish Schedule | n/a
CeilingColor | bill.east@us.army.mil | 2012-10-26T09:46:00 | Requirement | Space | 2A05 | ARMSTRONG CEILING TILE - CIRRUS TEGULAR; COLOR: WHITE; SERIES #534 GRID-15/16" EXPOSED TEE GRID SYSTEM-WHITE; SIZE: 2'x2'x3/4" | n/a | n/a | n/a | n/a | Clinic_076-078_Finish Schedule | n/a
CeilingMaterial | bill.east@us.army.mil | 2012-10-26T09:46:00 | Requirement | Space | 2A05 | ACOUSTICAL CEILING TILE | n/a | n/a | n/a | n/a | Clinic_076-078_Finish Schedule | n/a
FloorColor | bill.east@us.army.mil | 2012-10-26T09:46:00 | Requirement | Space | 2A05 | ARMSTRONG - MEDIN TECH - #86439 DESERT GOLD | n/a | n/a | n/a | n/a | Clinic_076-078_Finish Schedule | n/a
FloorMaterial | bill.east@us.army.mil | 2012-10-26T09:46:00 | Requirement | Space | 2A05 | SHEET VINYL | n/a | n/a | n/a | n/a | Clinic_076-078_Finish Schedule | n/a
WallColor-East | bill.east@us.army.mil | 2012-10-26T09:46:00 | Requirement | Space | 2A05 | MATCH PT3 - Devoe # 2W19-4 CLAY PEBBLE | n/a | n/a | n/a | n/a | Clinic_076-078_Finish Schedule | n/a
WallColor-North | bill.east@us.army.mil | 2012-10-26T09:46:00 | Requirement | Space | 2A05 | MATCH PT3 - Devoe # 2W19-4 CLAY PEBBLE | n/a | n/a | n/a | n/a | Clinic_076-078_Finish Schedule | n/a
WallColor-South | bill.east@us.army.mil | 2012-10-26T09:46:00 | Requirement | Space | 2A05 | MATCH PT3 - Devoe # 2W19-4 CLAY PEBBLE | n/a | n/a | n/a | n/a | Clinic_076-078_Finish Schedule | n/a
WallColor-West | bill.east@us.army.mil | 2012-10-26T09:46:00 | Requirement | Space | 2A05 | MATCH PT3 - Devoe # 2W19-4 CLAY PEBBLE | n/a | n/a | n/a | n/a | Clinic_076-078_Finish Schedule | n/a
WallMaterial-East | bill.east@us.army.mil | 2012-10-26T09:46:00 | Requirement | Space | 2A05 | GYPSUM WALLBOARD WITH LIQUID GLAZED COATING | n/a | n/a | n/a | n/a | Clinic_076-078_Finish Schedule | n/a
WallMaterial-North | bill.east@us.army.mil | 2012-10-26T09:46:00 | Requirement | Space | 2A05 | GYPSUM WALLBOARD WITH LIQUID GLAZED COATING | n/a | n/a | n/a | n/a | Clinic_076-078_Finish Schedule | n/a
WallMaterial-South | bill.east@us.army.mil | 2012-10-26T09:46:00 | Requirement | Space | 2A05 | GYPSUM WALLBOARD WITH LIQUID GLAZED COATING | n/a | n/a | n/a | n/a | Clinic_076-078_Finish Schedule | n/a
WallMaterial-West | bill.east@us.army.mil | 2012-10-26T09:46:00 | Requirement | Space | 2A05 | GYPSUM WALLBOARD WITH LIQUID GLAZED COATING | n/a | n/a | n/a | n/a | Clinic_076-078_Finish Schedule | n/a
BaseColor | bill.east@us.army.mil | 2012-10-26T09:46:00 | Requirement | Space | 2A06 | ARMSTRONG - MEDINTECH - #86439 DESERT GOLD | n/a | n/a | n/a | n/a | Clinic_076-078_Finish Schedule | n/a
BaseMaterial | bill.east@us.army.mil | 2012-10-26T09:46:00 | Requirement | Space | 2A06 | INTEGRAL VINYL BASE | n/a | n/a | n/a | n/a | Clinic_076-078_Finish Schedule | n/a
CeilingColor | bill.east@us.army.mil | 2012-10-26T09:46:00 | Requirement | Space | 2A06 | ARMSTRONG CEILING TILE - CIRRUS TEGULAR; COLOR: WHITE; SERIES #534 GRID-15/16" EXPOSED TEE GRID SYSTEM-WHITE; SIZE: 2'x2'x3/4" | n/a | n/a | n/a | n/a | Clinic_076-078_Finish Schedule | n/a
CeilingMaterial | bill.east@us.army.mil | 2012-10-26T09:46:00 | Requirement | Space | 2A06 | ACOUSTICAL CEILING TILE | n/a | n/a | n/a | n/a | Clinic_076-078_Finish Schedule | n/a
FloorColor | bill.east@us.army.mil | 2012-10-26T09:46:00 | Requirement | Space | 2A06 | ARMSTRONG - MEDIN TECH - #86439 DESERT GOLD | n/a | n/a | n/a | n/a | Clinic_076-078_Finish Schedule | n/a
FloorMaterial | bill.east@us.army.mil | 2012-10-26T09:46:00 | Requirement | Space | 2A06 | SHEET VINYL | n/a | n/a | n/a | n/a | Clinic_076-078_Finish Schedule | n/a
WallColor-East | bill.east@us.army.mil | 2012-10-26T09:46:00 | Requirement | Space | 2A06 | MATCH PT3 - Devoe # 2W19-4 CLAY PEBBLE | n/a | n/a | n/a | n/a | Clinic_076-078_Finish Schedule | n/a
WallColor-North | bill.east@us.army.mil | 2012-10-26T09:46:00 | Requirement | Space | 2A06 | MATCH PT3 - Devoe # 2W19-4 CLAY PEBBLE | n/a | n/a | n/a | n/a | Clinic_076-078_Finish Schedule | n/a
WallColor-South | bill.east@us.army.mil | 2012-10-26T09:46:00 | Requirement | Space | 2A06 | MATCH PT3 - Devoe # 2W19-4 CLAY PEBBLE | n/a | n/a | n/a | n/a | Clinic_076-078_Finish Schedule | n/a
WallColor-West | bill.east@us.army.mil | 2012-10-26T09:46:00 | Requirement | Space | 2A06 | MATCH PT3 - Devoe # 2W19-4 CLAY PEBBLE | n/a | n/a | n/a | n/a | Clinic_076-078_Finish Schedule | n/a
WallMaterial-East | bill.east@us.army.mil | 2012-10-26T09:46:00 | Requirement | Space | 2A06 | GYPSUM WALLBOARD WITH LIQUID GLAZED COATING | n/a | n/a | n/a | n/a | Clinic_076-078_Finish Schedule | n/a
WallMaterial-North | bill.east@us.army.mil | 2012-10-26T09:46:00 | Requirement | Space | 2A06 | GYPSUM WALLBOARD WITH LIQUID GLAZED COATING | n/a | n/a | n/a | n/a | Clinic_076-078_Finish Schedule | n/a
WallMaterial-South | bill.east@us.army.mil | 2012-10-26T09:46:00 | Requirement | Space | 2A06 | GYPSUM WALLBOARD WITH LIQUID GLAZED COATING | n/a | n/a | n/a | n/a | Clinic_076-078_Finish Schedule | n/a
WallMaterial-West | bill.east@us.army.mil | 2012-10-26T09:46:00 | Requirement | Space | 2A06 | GYPSUM WALLBOARD WITH LIQUID GLAZED COATING | n/a | n/a | n/a | n/a | Clinic_076-078_Finish Schedule | n/a
BaseColor | bill.east@us.army.mil | 2012-10-26T09:46:00 | Requirement | Space | 2A07 | ARMSTRONG - MEDINTECH - #86439 DESERT GOLD | n/a | n/a | n/a | n/a | Clinic_076-078_Finish Schedule | n/a
BaseMaterial | bill.east@us.army.mil | 2012-10-26T09:46:00 | Requirement | Space | 2A07 | INTEGRAL VINYL BASE | n/a | n/a | n/a | n/a | Clinic_076-078_Finish Schedule | n/a
CeilingColor | bill.east@us.army.mil | 2012-10-26T09:46:00 | Requirement | Space | 2A07 | ARMSTRONG CEILING TILE - CIRRUS TEGULAR; COLOR: WHITE; SERIES #534 GRID-15/16" EXPOSED TEE GRID SYSTEM-WHITE; SIZE: 2'x2'x3/4" | n/a | n/a | n/a | n/a | Clinic_076-078_Finish Schedule | n/a
CeilingMaterial | bill.east@us.army.mil | 2012-10-26T09:46:00 | Requirement | Space | 2A07 | ACOUSTICAL CEILING TILE | n/a | n/a | n/a | n/a | Clinic_076-078_Finish Schedule | n/a
FloorColor | bill.east@us.army.mil | 2012-10-26T09:46:00 | Requirement | Space | 2A07 | ARMSTRONG - MEDIN TECH - #86439 DESERT GOLD | n/a | n/a | n/a | n/a | Clinic_076-078_Finish Schedule | n/a
FloorMaterial | bill.east@us.army.mil | 2012-10-26T09:46:00 | Requirement | Space | 2A07 | SHEET VINYL | n/a | n/a | n/a | n/a | Clinic_076-078_Finish Schedule | n/a
WallColor-East | bill.east@us.army.mil | 2012-10-26T09:46:00 | Requirement | Space | 2A07 | MATCH PT3 - Devoe # 2W19-4 CLAY PEBBLE | n/a | n/a | n/a | n/a | Clinic_076-078_Finish Schedule | n/a
WallColor-North | bill.east@us.army.mil | 2012-10-26T09:46:00 | Requirement | Space | 2A07 | MATCH PT3 - Devoe # 2W19-4 CLAY PEBBLE | n/a | n/a | n/a | n/a | Clinic_076-078_Finish Schedule | n/a
WallColor-South | bill.east@us.army.mil | 2012-10-26T09:46:00 | Requirement | Space | 2A07 | MATCH PT3 - Devoe # 2W19-4 CLAY PEBBLE | n/a | n/a | n/a | n/a | Clinic_076-078_Finish Schedule | n/a
WallColor-West | bill.east@us.army.mil | 2012-10-26T09:46:00 | Requirement | Space | 2A07 | MATCH PT3 - Devoe # 2W19-4 CLAY PEBBLE | n/a | n/a | n/a | n/a | Clinic_076-078_Finish Schedule | n/a
WallMaterial-East | bill.east@us.army.mil | 2012-10-26T09:46:00 | Requirement | Space | 2A07 | GYPSUM WALLBOARD WITH LIQUID GLAZED COATING | n/a | n/a | n/a | n/a | Clinic_076-078_Finish Schedule | n/a
WallMaterial-North | bill.east@us.army.mil | 2012-10-26T09:46:00 | Requirement | Space | 2A07 | GYPSUM WALLBOARD WITH LIQUID GLAZED COATING | n/a | n/a | n/a | n/a | Clinic_076-078_Finish Schedule | n/a
WallMaterial-South | bill.east@us.army.mil | 2012-10-26T09:46:00 | Requirement | Space | 2A07 | GYPSUM WALLBOARD WITH LIQUID GLAZED COATING | n/a | n/a | n/a | n/a | Clinic_076-078_Finish Schedule | n/a
WallMaterial-West | bill.east@us.army.mil | 2012-10-26T09:46:00 | Requirement | Space | 2A07 | GYPSUM WALLBOARD WITH LIQUID GLAZED COATING | n/a | n/a | n/a | n/a | Clinic_076-078_Finish Schedule | n/a
BaseColor | bill.east@us.army.mil | 2012-10-26T09:46:00 | Requirement | Space | 2A08 | ARMSTRONG - MEDINTECH - #86439 DESERT GOLD | n/a | n/a | n/a | n/a | Clinic_076-078_Finish Schedule | n/a
BaseMaterial | bill.east@us.army.mil | 2012-10-26T09:46:00 | Requirement | Space | 2A08 | INTEGRAL VINYL BASE | n/a | n/a | n/a | n/a | Clinic_076-078_Finish Schedule | n/a
CeilingColor | bill.east@us.army.mil | 2012-10-26T09:46:00 | Requirement | Space | 2A08 | ARMSTRONG CEILING TILE - CIRRUS TEGULAR; COLOR: WHITE; SERIES #534 GRID-15/16" EXPOSED TEE GRID SYSTEM-WHITE; SIZE: 2'x2'x3/4" | n/a | n/a | n/a | n/a | Clinic_076-078_Finish Schedule | n/a
CeilingMaterial | bill.east@us.army.mil | 2012-10-26T09:46:00 | Requirement | Space | 2A08 | ACOUSTICAL CEILING TILE | n/a | n/a | n/a | n/a | Clinic_076-078_Finish Schedule | n/a
FloorColor | bill.east@us.army.mil | 2012-10-26T09:46:00 | Requirement | Space | 2A08 | ARMSTRONG - MEDIN TECH - #86439 DESERT GOLD | n/a | n/a | n/a | n/a | Clinic_076-078_Finish Schedule | n/a
FloorMaterial | bill.east@us.army.mil | 2012-10-26T09:46:00 | Requirement | Space | 2A08 | SHEET VINYL | n/a | n/a | n/a | n/a | Clinic_076-078_Finish Schedule | n/a
WallColor-East | bill.east@us.army.mil | 2012-10-26T09:46:00 | Requirement | Space | 2A08 | MATCH PT3 - Devoe # 2W19-4 CLAY PEBBLE | n/a | n/a | n/a | n/a | Clinic_076-078_Finish Schedule | n/a
WallColor-North | bill.east@us.army.mil | 2012-10-26T09:46:00 | Requirement | Space | 2A08 | MATCH PT3 - Devoe # 2W19-4 CLAY PEBBLE | n/a | n/a | n/a | n/a | Clinic_076-078_Finish Schedule | n/a
WallColor-South | bill.east@us.army.mil | 2012-10-26T09:46:00 | Requirement | Space | 2A08 | MATCH PT3 - Devoe # 2W19-4 CLAY PEBBLE | n/a | n/a | n/a | n/a | Clinic_076-078_Finish Schedule | n/a
WallColor-West | bill.east@us.army.mil | 2012-10-26T09:46:00 | Requirement | Space | 2A08 | MATCH PT3 - Devoe # 2W19-4 CLAY PEBBLE | n/a | n/a | n/a | n/a | Clinic_076-078_Finish Schedule | n/a
WallMaterial-East | bill.east@us.army.mil | 2012-10-26T09:46:00 | Requirement | Space | 2A08 | GYPSUM WALLBOARD WITH LIQUID GLAZED COATING | n/a | n/a | n/a | n/a | Clinic_076-078_Finish Schedule | n/a
WallMaterial-North | bill.east@us.army.mil | 2012-10-26T09:46:00 | Requirement | Space | 2A08 | GYPSUM WALLBOARD WITH LIQUID GLAZED COATING | n/a | n/a | n/a | n/a | Clinic_076-078_Finish Schedule | n/a
WallMaterial-South | bill.east@us.army.mil | 2012-10-26T09:46:00 | Requirement | Space | 2A08 | GYPSUM WALLBOARD WITH LIQUID GLAZED COATING | n/a | n/a | n/a | n/a | Clinic_076-078_Finish Schedule | n/a
WallMaterial-West | bill.east@us.army.mil | 2012-10-26T09:46:00 | Requirement | Space | 2A08 | GYPSUM WALLBOARD WITH LIQUID GLAZED COATING | n/a | n/a | n/a | n/a | Clinic_076-078_Finish Schedule | n/a
BaseColor | bill.east@us.army.mil | 2012-10-26T09:46:00 | Requirement | Space | 2A09 | ARMSTRONG - MEDINTECH - #86439 DESERT GOLD | n/a | n/a | n/a | n/a | Clinic_076-078_Finish Schedule | n/a
BaseMaterial | bill.east@us.army.mil | 2012-10-26T09:46:00 | Requirement | Space | 2A09 | INTEGRAL VINYL BASE | n/a | n/a | n/a | n/a | Clinic_076-078_Finish Schedule | n/a
CeilingColor | bill.east@us.army.mil | 2012-10-26T09:46:00 | Requirement | Space | 2A09 | ARMSTRONG CEILING TILE - CIRRUS TEGULAR; COLOR: WHITE; SERIES #534 GRID-15/16" EXPOSED TEE GRID SYSTEM-WHITE; SIZE: 2'x2'x3/4" | n/a | n/a | n/a | n/a | Clinic_076-078_Finish Schedule | n/a
CeilingMaterial | bill.east@us.army.mil | 2012-10-26T09:46:00 | Requirement | Space | 2A09 | ACOUSTICAL CEILING TILE | n/a | n/a | n/a | n/a | Clinic_076-078_Finish Schedule | n/a
FloorColor | bill.east@us.army.mil | 2012-10-26T09:46:00 | Requirement | Space | 2A09 | ARMSTRONG - MEDIN TECH - #86439 DESERT GOLD | n/a | n/a | n/a | n/a | Clinic_076-078_Finish Schedule | n/a
FloorMaterial | bill.east@us.army.mil | 2012-10-26T09:46:00 | Requirement | Space | 2A09 | SHEET VINYL | n/a | n/a | n/a | n/a | Clinic_076-078_Finish Schedule | n/a
WallColor-East | bill.east@us.army.mil | 2012-10-26T09:46:00 | Requirement | Space | 2A09 | MATCH PT3 - Devoe # 2W19-4 CLAY PEBBLE | n/a | n/a | n/a | n/a | Clinic_076-078_Finish Schedule | n/a
WallColor-North | bill.east@us.army.mil | 2012-10-26T09:46:00 | Requirement | Space | 2A09 | MATCH PT3 - Devoe # 2W19-4 CLAY PEBBLE | n/a | n/a | n/a | n/a | Clinic_076-078_Finish Schedule | n/a
WallColor-South | bill.east@us.army.mil | 2012-10-26T09:46:00 | Requirement | Space | 2A09 | MATCH PT3 - Devoe # 2W19-4 CLAY PEBBLE | n/a | n/a | n/a | n/a | Clinic_076-078_Finish Schedule | n/a
WallColor-West | bill.east@us.army.mil | 2012-10-26T09:46:00 | Requirement | Space | 2A09 | MATCH PT3 - Devoe # 2W19-4 CLAY PEBBLE | n/a | n/a | n/a | n/a | Clinic_076-078_Finish Schedule | n/a
WallMaterial-East | bill.east@us.army.mil | 2012-10-26T09:46:00 | Requirement | Space | 2A09 | GYPSUM WALLBOARD WITH LIQUID GLAZED COATING | n/a | n/a | n/a | n/a | Clinic_076-078_Finish Schedule | n/a
WallMaterial-North | bill.east@us.army.mil | 2012-10-26T09:46:00 | Requirement | Space | 2A09 | GYPSUM WALLBOARD WITH LIQUID GLAZED COATING | n/a | n/a | n/a | n/a | Clinic_076-078_Finish Schedule | n/a
WallMaterial-South | bill.east@us.army.mil | 2012-10-26T09:46:00 | Requirement | Space | 2A09 | GYPSUM WALLBOARD WITH LIQUID GLAZED COATING | n/a | n/a | n/a | n/a | Clinic_076-078_Finish Schedule | n/a
WallMaterial-West | bill.east@us.army.mil | 2012-10-26T09:46:00 | Requirement | Space | 2A09 | GYPSUM WALLBOARD WITH LIQUID GLAZED COATING | n/a | n/a | n/a | n/a | Clinic_076-078_Finish Schedule | n/a
BaseColor | bill.east@us.army.mil | 2012-10-26T09:46:00 | Requirement | Space | 2A10 | ROPPE - 40 FAWN - 4" HIGH RUBBER COVE BASE | n/a | n/a | n/a | n/a | Clinic_076-078_Finish Schedule | n/a
BaseMaterial | bill.east@us.army.mil | 2012-10-26T09:46:00 | Requirement | Space | 2A10 | RUBBER BASE | n/a | n/a | n/a | n/a | Clinic_076-078_Finish Schedule | n/a
CeilingColor | bill.east@us.army.mil | 2012-10-26T09:46:00 | Requirement | Space | 2A10 | ARMSTRONG CEILING TILE - CIRRUS TEGULAR; COLOR: WHITE; SERIES #534 GRID-15/16" EXPOSED TEE GRID SYSTEM-WHITE; SIZE: 2'x2'x3/4" | n/a | n/a | n/a | n/a | Clinic_076-078_Finish Schedule | n/a
CeilingMaterial | bill.east@us.army.mil | 2012-10-26T09:46:00 | Requirement | Space | 2A10 | ACOUSTICAL CEILING TILE | n/a | n/a | n/a | n/a | Clinic_076-078_Finish Schedule | n/a
FloorColor | bill.east@us.army.mil | 2012-10-26T09:46:00 | Requirement | Space | 2A10 | INTERFACE - CARIBBEAN #3063 SEA TURTLE | n/a | n/a | n/a | n/a | Clinic_076-078_Finish Schedule | n/a
FloorMaterial | bill.east@us.army.mil | 2012-10-26T09:46:00 | Requirement | Space | 2A10 | CARPET | n/a | n/a | n/a | n/a | Clinic_076-078_Finish Schedule | n/a
WallColor-East | bill.east@us.army.mil | 2012-10-26T09:46:00 | Requirement | Space | 2A10 | DEVOE # 2W18-2 PRARIE BUFF | n/a | n/a | n/a | n/a | Clinic_076-078_Finish Schedule | n/a
WallColor-North | bill.east@us.army.mil | 2012-10-26T09:46:00 | Requirement | Space | 2A10 | DEVOE # 2W18-2 PRARIE BUFF | n/a | n/a | n/a | n/a | Clinic_076-078_Finish Schedule | n/a
WallColor-South | bill.east@us.army.mil | 2012-10-26T09:46:00 | Requirement | Space | 2A10 | DEVOE # 2W18-2 PRARIE BUFF | n/a | n/a | n/a | n/a | Clinic_076-078_Finish Schedule | n/a
WallColor-West | bill.east@us.army.mil | 2012-10-26T09:46:00 | Requirement | Space | 2A10 | DEVOE # 2C20-4 ROSEMARY GRAY | n/a | n/a | n/a | n/a | Clinic_076-078_Finish Schedule | n/a
WallMaterial-East | bill.east@us.army.mil | 2012-10-26T09:46:00 | Requirement | Space | 2A10 | GYPSUM WALLBOARD WITH PAINT | n/a | n/a | n/a | n/a | Clinic_076-078_Finish Schedule | n/a
WallMaterial-North | bill.east@us.army.mil | 2012-10-26T09:46:00 | Requirement | Space | 2A10 | GYPSUM WALLBOARD WITH PAINT | n/a | n/a | n/a | n/a | Clinic_076-078_Finish Schedule | n/a
WallMaterial-South | bill.east@us.army.mil | 2012-10-26T09:46:00 | Requirement | Space | 2A10 | GYPSUM WALLBOARD WITH PAINT | n/a | n/a | n/a | n/a | Clinic_076-078_Finish Schedule | n/a
WallMaterial-West | bill.east@us.army.mil | 2012-10-26T09:46:00 | Requirement | Space | 2A10 | GYPSUM WALLBOARD WITH PAINT | n/a | n/a | n/a | n/a | Clinic_076-078_Finish Schedule | n/a
BaseColor | bill.east@us.army.mil | 2012-10-26T09:46:00 | Requirement | Space | 2A11 | ROPPE - 40 FAWN - 4" HIGH RUBBER COVE BASE | n/a | n/a | n/a | n/a | Clinic_076-078_Finish Schedule | n/a
BaseMaterial | bill.east@us.army.mil | 2012-10-26T09:46:00 | Requirement | Space | 2A11 | RUBBER BASE | n/a | n/a | n/a | n/a | Clinic_076-078_Finish Schedule | n/a
CeilingColor | bill.east@us.army.mil | 2012-10-26T09:46:00 | Requirement | Space | 2A11 | ARMSTRONG CEILING TILE - CIRRUS TEGULAR; COLOR: WHITE; SERIES #534 GRID-15/16" EXPOSED TEE GRID SYSTEM-WHITE; SIZE: 2'x2'x3/4" | n/a | n/a | n/a | n/a | Clinic_076-078_Finish Schedule | n/a
CeilingMaterial | bill.east@us.army.mil | 2012-10-26T09:46:00 | Requirement | Space | 2A11 | ACOUSTICAL CEILING TILE | n/a | n/a | n/a | n/a | Clinic_076-078_Finish Schedule | n/a
FloorColor | bill.east@us.army.mil | 2012-10-26T09:46:00 | Requirement | Space | 2A11 | INTERFACE - CARIBBEAN #3063 SEA TURTLE | n/a | n/a | n/a | n/a | Clinic_076-078_Finish Schedule | n/a
FloorMaterial | bill.east@us.army.mil | 2012-10-26T09:46:00 | Requirement | Space | 2A11 | CARPET | n/a | n/a | n/a | n/a | Clinic_076-078_Finish Schedule | n/a
WallColor-East | bill.east@us.army.mil | 2012-10-26T09:46:00 | Requirement | Space | 2A11 | DEVOE # 2W18-2 PRARIE BUFF | n/a | n/a | n/a | n/a | Clinic_076-078_Finish Schedule | n/a
WallColor-North | bill.east@us.army.mil | 2012-10-26T09:46:00 | Requirement | Space | 2A11 | DEVOE # 2C20-4 ROSEMARY GRAY | n/a | n/a | n/a | n/a | Clinic_076-078_Finish Schedule | n/a
WallColor-South | bill.east@us.army.mil | 2012-10-26T09:46:00 | Requirement | Space | 2A11 | DEVOE # 2W18-2 PRARIE BUFF | n/a | n/a | n/a | n/a | Clinic_076-078_Finish Schedule | n/a
WallColor-West | bill.east@us.army.mil | 2012-10-26T09:46:00 | Requirement | Space | 2A11 | DEVOE # 2W18-2 PRARIE BUFF | n/a | n/a | n/a | n/a | Clinic_076-078_Finish Schedule | n/a
WallMaterial-East | bill.east@us.army.mil | 2012-10-26T09:46:00 | Requirement | Space | 2A11 | GYPSUM WALLBOARD WITH PAINT | n/a | n/a | n/a | n/a | Clinic_076-078_Finish Schedule | n/a
WallMaterial-North | bill.east@us.army.mil | 2012-10-26T09:46:00 | Requirement | Space | 2A11 | GYPSUM WALLBOARD WITH PAINT | n/a | n/a | n/a | n/a | Clinic_076-078_Finish Schedule | n/a
WallMaterial-South | bill.east@us.army.mil | 2012-10-26T09:46:00 | Requirement | Space | 2A11 | GYPSUM WALLBOARD WITH PAINT | n/a | n/a | n/a | n/a | Clinic_076-078_Finish Schedule | n/a
WallMaterial-West | bill.east@us.army.mil | 2012-10-26T09:46:00 | Requirement | Space | 2A11 | GYPSUM WALLBOARD WITH PAINT | n/a | n/a | n/a | n/a | Clinic_076-078_Finish Schedule | n/a
BaseColor | bill.east@us.army.mil | 2012-10-26T09:46:00 | Requirement | Space | 2A12 | ROPPE - 40 FAWN - 4" HIGH RUBBER COVE BASE | n/a | n/a | n/a | n/a | Clinic_076-078_Finish Schedule | n/a
BaseMaterial | bill.east@us.army.mil | 2012-10-26T09:46:00 | Requirement | Space | 2A12 | RUBBER BASE | n/a | n/a | n/a | n/a | Clinic_076-078_Finish Schedule | n/a
CeilingColor | bill.east@us.army.mil | 2012-10-26T09:46:00 | Requirement | Space | 2A12 | ARMSTRONG CEILING TILE - CIRRUS TEGULAR; COLOR: WHITE; SERIES #534 GRID-15/16" EXPOSED TEE GRID SYSTEM-WHITE; SIZE: 2'x2'x3/4" | n/a | n/a | n/a | n/a | Clinic_076-078_Finish Schedule | n/a
CeilingMaterial | bill.east@us.army.mil | 2012-10-26T09:46:00 | Requirement | Space | 2A12 | ACOUSTICAL CEILING TILE | n/a | n/a | n/a | n/a | Clinic_076-078_Finish Schedule | n/a
FloorColor | bill.east@us.army.mil | 2012-10-26T09:46:00 | Requirement | Space | 2A12 | VAMERICAN OLEAN #A-55 DOE SIZE: 2"x2" | n/a | n/a | n/a | n/a | Clinic_076-078_Finish Schedule | n/a
FloorMaterial | bill.east@us.army.mil | 2012-10-26T09:46:00 | Requirement | Space | 2A12 | VINYL COMPOSITION TILE | n/a | n/a | n/a | n/a | Clinic_076-078_Finish Schedule | n/a
WallColor-East | bill.east@us.army.mil | 2012-10-26T09:46:00 | Requirement | Space | 2A12 | DEVOE # 2W18-2 PRARIE BUFF | n/a | n/a | n/a | n/a | Clinic_076-078_Finish Schedule | n/a
WallColor-North | bill.east@us.army.mil | 2012-10-26T09:46:00 | Requirement | Space | 2A12 | DEVOE # 2W18-2 PRARIE BUFF | n/a | n/a | n/a | n/a | Clinic_076-078_Finish Schedule | n/a
WallColor-South | bill.east@us.army.mil | 2012-10-26T09:46:00 | Requirement | Space | 2A12 | DEVOE # 2W18-2 PRARIE BUFF | n/a | n/a | n/a | n/a | Clinic_076-078_Finish Schedule | n/a
WallColor-West | bill.east@us.army.mil | 2012-10-26T09:46:00 | Requirement | Space | 2A12 | DEVOE # 2W18-2 PRARIE BUFF | n/a | n/a | n/a | n/a | Clinic_076-078_Finish Schedule | n/a
WallMaterial-East | bill.east@us.army.mil | 2012-10-26T09:46:00 | Requirement | Space | 2A12 | GYPSUM WALLBOARD WITH PAINT | n/a | n/a | n/a | n/a | Clinic_076-078_Finish Schedule | n/a
WallMaterial-North | bill.east@us.army.mil | 2012-10-26T09:46:00 | Requirement | Space | 2A12 | GYPSUM WALLBOARD WITH PAINT | n/a | n/a | n/a | n/a | Clinic_076-078_Finish Schedule | n/a
WallMaterial-South | bill.east@us.army.mil | 2012-10-26T09:46:00 | Requirement | Space | 2A12 | GYPSUM WALLBOARD WITH PAINT | n/a | n/a | n/a | n/a | Clinic_076-078_Finish Schedule | n/a
WallMaterial-West | bill.east@us.army.mil | 2012-10-26T09:46:00 | Requirement | Space | 2A12 | GYPSUM WALLBOARD WITH PAINT | n/a | n/a | n/a | n/a | Clinic_076-078_Finish Schedule | n/a
BaseColor | bill.east@us.army.mil | 2012-10-26T09:46:00 | Requirement | Space | 2A12A | ROPPE - 40 FAWN - 4" HIGH RUBBER COVE BASE | n/a | n/a | n/a | n/a | Clinic_076-078_Finish Schedule | n/a
BaseMaterial | bill.east@us.army.mil | 2012-10-26T09:46:00 | Requirement | Space | 2A12A | RUBBER BASE | n/a | n/a | n/a | n/a | Clinic_076-078_Finish Schedule | n/a
CeilingColor | bill.east@us.army.mil | 2012-10-26T09:46:00 | Requirement | Space | 2A12A | ARMSTRONG CEILING TILE - CIRRUS TEGULAR; COLOR: WHITE; SERIES #534 GRID-15/16" EXPOSED TEE GRID SYSTEM-WHITE; SIZE: 2'x2'x3/4" | n/a | n/a | n/a | n/a | Clinic_076-078_Finish Schedule | n/a
CeilingMaterial | bill.east@us.army.mil | 2012-10-26T09:46:00 | Requirement | Space | 2A12A | ACOUSTICAL CEILING TILE | n/a | n/a | n/a | n/a | Clinic_076-078_Finish Schedule | n/a
FloorColor | bill.east@us.army.mil | 2012-10-26T09:46:00 | Requirement | Space | 2A12A | VAMERICAN OLEAN #A-55 DOE SIZE: 2"x2" | n/a | n/a | n/a | n/a | Clinic_076-078_Finish Schedule | n/a
FloorMaterial | bill.east@us.army.mil | 2012-10-26T09:46:00 | Requirement | Space | 2A12A | VINYL COMPOSITION TILE | n/a | n/a | n/a | n/a | Clinic_076-078_Finish Schedule | n/a
WallColor-East | bill.east@us.army.mil | 2012-10-26T09:46:00 | Requirement | Space | 2A12A | DEVOE # 2W18-2 PRARIE BUFF | n/a | n/a | n/a | n/a | Clinic_076-078_Finish Schedule | n/a
WallColor-North | bill.east@us.army.mil | 2012-10-26T09:46:00 | Requirement | Space | 2A12A | DEVOE # 2W18-2 PRARIE BUFF | n/a | n/a | n/a | n/a | Clinic_076-078_Finish Schedule | n/a
WallColor-South | bill.east@us.army.mil | 2012-10-26T09:46:00 | Requirement | Space | 2A12A | DEVOE # 2W18-2 PRARIE BUFF | n/a | n/a | n/a | n/a | Clinic_076-078_Finish Schedule | n/a
WallColor-West | bill.east@us.army.mil | 2012-10-26T09:46:00 | Requirement | Space | 2A12A | DEVOE # 2W18-2 PRARIE BUFF | n/a | n/a | n/a | n/a | Clinic_076-078_Finish Schedule | n/a
WallMaterial-East | bill.east@us.army.mil | 2012-10-26T09:46:00 | Requirement | Space | 2A12A | GYPSUM WALLBOARD WITH PAINT | n/a | n/a | n/a | n/a | Clinic_076-078_Finish Schedule | n/a
WallMaterial-North | bill.east@us.army.mil | 2012-10-26T09:46:00 | Requirement | Space | 2A12A | GYPSUM WALLBOARD WITH PAINT | n/a | n/a | n/a | n/a | Clinic_076-078_Finish Schedule | n/a
WallMaterial-South | bill.east@us.army.mil | 2012-10-26T09:46:00 | Requirement | Space | 2A12A | GYPSUM WALLBOARD WITH PAINT | n/a | n/a | n/a | n/a | Clinic_076-078_Finish Schedule | n/a
WallMaterial-West | bill.east@us.army.mil | 2012-10-26T09:46:00 | Requirement | Space | 2A12A | GYPSUM WALLBOARD WITH PAINT | n/a | n/a | n/a | n/a | Clinic_076-078_Finish Schedule | n/a
BaseColor | bill.east@us.army.mil | 2012-10-26T09:46:00 | Requirement | Space | 2A13 | ROPPE - 40 FAWN - 4" HIGH RUBBER COVE BASE | n/a | n/a | n/a | n/a | Clinic_076-078_Finish Schedule | n/a
BaseMaterial | bill.east@us.army.mil | 2012-10-26T09:46:00 | Requirement | Space | 2A13 | RUBBER BASE | n/a | n/a | n/a | n/a | Clinic_076-078_Finish Schedule | n/a
CeilingColor | bill.east@us.army.mil | 2012-10-26T09:46:00 | Requirement | Space | 2A13 | ARMSTRONG CEILING TILE - CIRRUS TEGULAR; COLOR: WHITE; SERIES #534 GRID-15/16" EXPOSED TEE GRID SYSTEM-WHITE; SIZE: 2'x2'x3/4" | n/a | n/a | n/a | n/a | Clinic_076-078_Finish Schedule | n/a
CeilingMaterial | bill.east@us.army.mil | 2012-10-26T09:46:00 | Requirement | Space | 2A13 | ACOUSTICAL CEILING TILE | n/a | n/a | n/a | n/a | Clinic_076-078_Finish Schedule | n/a
FloorColor | bill.east@us.army.mil | 2012-10-26T09:46:00 | Requirement | Space | 2A13 | VAMERICAN OLEAN #A-55 DOE SIZE: 2"x2" | n/a | n/a | n/a | n/a | Clinic_076-078_Finish Schedule | n/a
FloorMaterial | bill.east@us.army.mil | 2012-10-26T09:46:00 | Requirement | Space | 2A13 | VINYL COMPOSITION TILE | n/a | n/a | n/a | n/a | Clinic_076-078_Finish Schedule | n/a
WallColor-East | bill.east@us.army.mil | 2012-10-26T09:46:00 | Requirement | Space | 2A13 | DEVOE # 2W18-2 PRARIE BUFF | n/a | n/a | n/a | n/a | Clinic_076-078_Finish Schedule | n/a
WallColor-North | bill.east@us.army.mil | 2012-10-26T09:46:00 | Requirement | Space | 2A13 | DEVOE # 2W18-2 PRARIE BUFF | n/a | n/a | n/a | n/a | Clinic_076-078_Finish Schedule | n/a
WallColor-South | bill.east@us.army.mil | 2012-10-26T09:46:00 | Requirement | Space | 2A13 | DEVOE # 2W18-2 PRARIE BUFF | n/a | n/a | n/a | n/a | Clinic_076-078_Finish Schedule | n/a
WallColor-West | bill.east@us.army.mil | 2012-10-26T09:46:00 | Requirement | Space | 2A13 | DEVOE # 2W18-2 PRARIE BUFF | n/a | n/a | n/a | n/a | Clinic_076-078_Finish Schedule | n/a
WallMaterial-East | bill.east@us.army.mil | 2012-10-26T09:46:00 | Requirement | Space | 2A13 | GYPSUM WALLBOARD WITH PAINT | n/a | n/a | n/a | n/a | Clinic_076-078_Finish Schedule | n/a
WallMaterial-North | bill.east@us.army.mil | 2012-10-26T09:46:00 | Requirement | Space | 2A13 | GYPSUM WALLBOARD WITH PAINT | n/a | n/a | n/a | n/a | Clinic_076-078_Finish Schedule | n/a
WallMaterial-South | bill.east@us.army.mil | 2012-10-26T09:46:00 | Requirement | Space | 2A13 | GYPSUM WALLBOARD WITH PAINT | n/a | n/a | n/a | n/a | Clinic_076-078_Finish Schedule | n/a
WallMaterial-West | bill.east@us.army.mil | 2012-10-26T09:46:00 | Requirement | Space | 2A13 | GYPSUM WALLBOARD WITH PAINT | n/a | n/a | n/a | n/a | Clinic_076-078_Finish Schedule | n/a
BaseColor | bill.east@us.army.mil | 2012-10-26T09:46:00 | Requirement | Space | 2A14 | ROPPE - 40 FAWN - 4" HIGH RUBBER COVE BASE | n/a | n/a | n/a | n/a | Clinic_076-078_Finish Schedule | n/a
BaseMaterial | bill.east@us.army.mil | 2012-10-26T09:46:00 | Requirement | Space | 2A14 | RUBBER BASE | n/a | n/a | n/a | n/a | Clinic_076-078_Finish Schedule | n/a
CeilingColor | bill.east@us.army.mil | 2012-10-26T09:46:00 | Requirement | Space | 2A14 | ARMSTRONG CEILING TILE - CIRRUS TEGULAR; COLOR: WHITE; SERIES #534 GRID-15/16" EXPOSED TEE GRID SYSTEM-WHITE; SIZE: 2'x2'x3/4" | n/a | n/a | n/a | n/a | Clinic_076-078_Finish Schedule | n/a
CeilingMaterial | bill.east@us.army.mil | 2012-10-26T09:46:00 | Requirement | Space | 2A14 | ACOUSTICAL CEILING TILE | n/a | n/a | n/a | n/a | Clinic_076-078_Finish Schedule | n/a
FloorColor | bill.east@us.army.mil | 2012-10-26T09:46:00 | Requirement | Space | 2A14 | INTERFACE - CARIBBEAN #3063 SEA TURTLE | n/a | n/a | n/a | n/a | Clinic_076-078_Finish Schedule | n/a
FloorMaterial | bill.east@us.army.mil | 2012-10-26T09:46:00 | Requirement | Space | 2A14 | CARPET | n/a | n/a | n/a | n/a | Clinic_076-078_Finish Schedule | n/a
WallColor-East | bill.east@us.army.mil | 2012-10-26T09:46:00 | Requirement | Space | 2A14 | DEVOE # 2W18-2 PRARIE BUFF | n/a | n/a | n/a | n/a | Clinic_076-078_Finish Schedule | n/a
WallColor-North | bill.east@us.army.mil | 2012-10-26T09:46:00 | Requirement | Space | 2A14 | DEVOE # 2W18-2 PRARIE BUFF | n/a | n/a | n/a | n/a | Clinic_076-078_Finish Schedule | n/a
WallColor-South | bill.east@us.army.mil | 2012-10-26T09:46:00 | Requirement | Space | 2A14 | DEVOE # 2W18-2 PRARIE BUFF | n/a | n/a | n/a | n/a | Clinic_076-078_Finish Schedule | n/a
WallColor-West | bill.east@us.army.mil | 2012-10-26T09:46:00 | Requirement | Space | 2A14 | DEVOE # 2W18-2 PRARIE BUFF | n/a | n/a | n/a | n/a | Clinic_076-078_Finish Schedule | n/a
WallMaterial-East | bill.east@us.army.mil | 2012-10-26T09:46:00 | Requirement | Space | 2A14 | GYPSUM WALLBOARD WITH PAINT | n/a | n/a | n/a | n/a | Clinic_076-078_Finish Schedule | n/a
WallMaterial-North | bill.east@us.army.mil | 2012-10-26T09:46:00 | Requirement | Space | 2A14 | GYPSUM WALLBOARD WITH PAINT | n/a | n/a | n/a | n/a | Clinic_076-078_Finish Schedule | n/a
WallMaterial-South | bill.east@us.army.mil | 2012-10-26T09:46:00 | Requirement | Space | 2A14 | GYPSUM WALLBOARD WITH PAINT | n/a | n/a | n/a | n/a | Clinic_076-078_Finish Schedule | n/a
WallMaterial-West | bill.east@us.army.mil | 2012-10-26T09:46:00 | Requirement | Space | 2A14 | GYPSUM WALLBOARD WITH PAINT | n/a | n/a | n/a | n/a | Clinic_076-078_Finish Schedule | n/a
BaseColor | bill.east@us.army.mil | 2012-10-26T09:46:00 | Requirement | Space | 2AC1 | CROSSVILLE CERAMICS COLOR: #VS21 PIETRA ROSA SIZE: I' X 1' FINISH: MATT | n/a | n/a | n/a | n/a | Clinic_076-078_Finish Schedule | n/a
BaseMaterial | bill.east@us.army.mil | 2012-10-26T09:46:00 | Requirement | Space | 2AC1 | RUBBER BASE | n/a | n/a | n/a | n/a | Clinic_076-078_Finish Schedule | n/a
CeilingColor | bill.east@us.army.mil | 2012-10-26T09:46:00 | Requirement | Space | 2AC1 | DEVOE # 2W18-2 PRARIE BUFF | n/a | n/a | n/a | n/a | Clinic_076-078_Finish Schedule | n/a
CeilingMaterial | bill.east@us.army.mil | 2012-10-26T09:46:00 | Requirement | Space | 2AC1 | GYPSUM WALLBOARD WITH PAINT | n/a | n/a | n/a | n/a | Clinic_076-078_Finish Schedule | n/a
FloorColor | bill.east@us.army.mil | 2012-10-26T09:46:00 | Requirement | Space | 2AC1 | VAMERICAN OLEAN #A-55 DOE SIZE: 2"x2",2 | n/a | n/a | n/a | n/a | Clinic_076-078_Finish Schedule | n/a
FloorMaterial | bill.east@us.army.mil | 2012-10-26T09:46:00 | Requirement | Space | 2AC1 | VINYL COMPOSITION TILE | n/a | n/a | n/a | n/a | Clinic_076-078_Finish Schedule | n/a
WallColor-East | bill.east@us.army.mil | 2012-10-26T09:46:00 | Requirement | Space | 2AC1 | DEVOE # 2W18-2 PRARIE BUFF | n/a | n/a | n/a | n/a | Clinic_076-078_Finish Schedule | n/a
WallColor-North | bill.east@us.army.mil | 2012-10-26T09:46:00 | Requirement | Space | 2AC1 | DEVOE # 2W18-2 PRARIE BUFF | n/a | n/a | n/a | n/a | Clinic_076-078_Finish Schedule | n/a
WallColor-South | bill.east@us.army.mil | 2012-10-26T09:46:00 | Requirement | Space | 2AC1 | DEVOE # 2W18-2 PRARIE BUFF | n/a | n/a | n/a | n/a | Clinic_076-078_Finish Schedule | n/a
WallColor-West | bill.east@us.army.mil | 2012-10-26T09:46:00 | Requirement | Space | 2AC1 | DEVOE # 2W18-2 PRARIE BUFF | n/a | n/a | n/a | n/a | Clinic_076-078_Finish Schedule | n/a
WallMaterial-East | bill.east@us.army.mil | 2012-10-26T09:46:00 | Requirement | Space | 2AC1 | GYPSUM WALLBOARD WITH PAINT | n/a | n/a | n/a | n/a | Clinic_076-078_Finish Schedule | n/a
WallMaterial-North | bill.east@us.army.mil | 2012-10-26T09:46:00 | Requirement | Space | 2AC1 | GYPSUM WALLBOARD WITH PAINT | n/a | n/a | n/a | n/a | Clinic_076-078_Finish Schedule | n/a
WallMaterial-South | bill.east@us.army.mil | 2012-10-26T09:46:00 | Requirement | Space | 2AC1 | GYPSUM WALLBOARD WITH PAINT | n/a | n/a | n/a | n/a | Clinic_076-078_Finish Schedule | n/a
WallMaterial-West | bill.east@us.army.mil | 2012-10-26T09:46:00 | Requirement | Space | 2AC1 | GYPSUM WALLBOARD WITH PAINT | n/a | n/a | n/a | n/a | Clinic_076-078_Finish Schedule | n/a
BaseColor | bill.east@us.army.mil | 2012-10-26T09:46:00 | Requirement | Space | 2AC2 | ROPPE - 40 FAWN - 4" HIGH RUBBER COVE BASE | n/a | n/a | n/a | n/a | Clinic_076-078_Finish Schedule | n/a
BaseMaterial | bill.east@us.army.mil | 2012-10-26T09:46:00 | Requirement | Space | 2AC2 | RUBBER BASE | n/a | n/a | n/a | n/a | Clinic_076-078_Finish Schedule | n/a
CeilingColor | bill.east@us.army.mil | 2012-10-26T09:46:00 | Requirement | Space | 2AC2 | VAMERICAN OLEAN #A-55 DOE SIZE: 2"x2",2,3,4 | n/a | n/a | n/a | n/a | Clinic_076-078_Finish Schedule | n/a
CeilingMaterial | bill.east@us.army.mil | 2012-10-26T09:46:00 | Requirement | Space | 2AC2 | CERAMIC TILE | n/a | n/a | n/a | n/a | Clinic_076-078_Finish Schedule | n/a
FloorColor | bill.east@us.army.mil | 2012-10-26T09:46:00 | Requirement | Space | 2AC2 | VAMERICAN OLEAN #A-55 DOE SIZE: 2"x2",2 | n/a | n/a | n/a | n/a | Clinic_076-078_Finish Schedule | n/a
FloorMaterial | bill.east@us.army.mil | 2012-10-26T09:46:00 | Requirement | Space | 2AC2 | VINYL COMPOSITION TILE | n/a | n/a | n/a | n/a | Clinic_076-078_Finish Schedule | n/a
WallColor-East | bill.east@us.army.mil | 2012-10-26T09:46:00 | Requirement | Space | 2AC2 | DEVOE # 2W18-2 PRARIE BUFF | n/a | n/a | n/a | n/a | Clinic_076-078_Finish Schedule | n/a
WallColor-North | bill.east@us.army.mil | 2012-10-26T09:46:00 | Requirement | Space | 2AC2 | DEVOE # 2W18-2 PRARIE BUFF | n/a | n/a | n/a | n/a | Clinic_076-078_Finish Schedule | n/a
WallColor-South | bill.east@us.army.mil | 2012-10-26T09:46:00 | Requirement | Space | 2AC2 | DEVOE # 2C20-4 ROSEMARY GRAY | n/a | n/a | n/a | n/a | Clinic_076-078_Finish Schedule | n/a
WallColor-West | bill.east@us.army.mil | 2012-10-26T09:46:00 | Requirement | Space | 2AC2 | DEVOE # 2W18-2 PRARIE BUFF | n/a | n/a | n/a | n/a | Clinic_076-078_Finish Schedule | n/a
WallMaterial-East | bill.east@us.army.mil | 2012-10-26T09:46:00 | Requirement | Space | 2AC2 | GYPSUM WALLBOARD WITH PAINT | n/a | n/a | n/a | n/a | Clinic_076-078_Finish Schedule | n/a
WallMaterial-North | bill.east@us.army.mil | 2012-10-26T09:46:00 | Requirement | Space | 2AC2 | GYPSUM WALLBOARD WITH PAINT | n/a | n/a | n/a | n/a | Clinic_076-078_Finish Schedule | n/a
WallMaterial-South | bill.east@us.army.mil | 2012-10-26T09:46:00 | Requirement | Space | 2AC2 | GYPSUM WALLBOARD WITH PAINT | n/a | n/a | n/a | n/a | Clinic_076-078_Finish Schedule | n/a
WallMaterial-West | bill.east@us.army.mil | 2012-10-26T09:46:00 | Requirement | Space | 2AC2 | GYPSUM WALLBOARD WITH PAINT | n/a | n/a | n/a | n/a | Clinic_076-078_Finish Schedule | n/a
BaseColor | bill.east@us.army.mil | 2012-10-26T09:46:00 | Requirement | Space | 2AC3 | ROPPE - 40 FAWN - 4" HIGH RUBBER COVE BASE | n/a | n/a | n/a | n/a | Clinic_076-078_Finish Schedule | n/a
BaseMaterial | bill.east@us.army.mil | 2012-10-26T09:46:00 | Requirement | Space | 2AC3 | RUBBER BASE | n/a | n/a | n/a | n/a | Clinic_076-078_Finish Schedule | n/a
CeilingColor | bill.east@us.army.mil | 2012-10-26T09:46:00 | Requirement | Space | 2AC3 | ARMSTRONG CEILING TILE - CIRRUS TEGULAR; COLOR: WHITE; SERIES #534 GRID-15/16" EXPOSED TEE GRID SYSTEM-WHITE; SIZE: 2'x2'x3/4" | n/a | n/a | n/a | n/a | Clinic_076-078_Finish Schedule | n/a
CeilingMaterial | bill.east@us.army.mil | 2012-10-26T09:46:00 | Requirement | Space | 2AC3 | ACOUSTICAL CEILING TILE | n/a | n/a | n/a | n/a | Clinic_076-078_Finish Schedule | n/a
FloorColor | bill.east@us.army.mil | 2012-10-26T09:46:00 | Requirement | Space | 2AC3 | INTERFACE - CARIBBEAN #3063 SEA TURTLE | n/a | n/a | n/a | n/a | Clinic_076-078_Finish Schedule | n/a
FloorMaterial | bill.east@us.army.mil | 2012-10-26T09:46:00 | Requirement | Space | 2AC3 | CARPET | n/a | n/a | n/a | n/a | Clinic_076-078_Finish Schedule | n/a
WallColor-East | bill.east@us.army.mil | 2012-10-26T09:46:00 | Requirement | Space | 2AC3 | DEVOE # 2W18-2 PRARIE BUFF | n/a | n/a | n/a | n/a | Clinic_076-078_Finish Schedule | n/a
WallColor-North | bill.east@us.army.mil | 2012-10-26T09:46:00 | Requirement | Space | 2AC3 | DEVOE # 2W18-2 PRARIE BUFF | n/a | n/a | n/a | n/a | Clinic_076-078_Finish Schedule | n/a
WallColor-South | bill.east@us.army.mil | 2012-10-26T09:46:00 | Requirement | Space | 2AC3 | DEVOE # 2W18-2 PRARIE BUFF | n/a | n/a | n/a | n/a | Clinic_076-078_Finish Schedule | n/a
WallColor-West | bill.east@us.army.mil | 2012-10-26T09:46:00 | Requirement | Space | 2AC3 | DEVOE # 2C20-4 ROSEMARY GRAY | n/a | n/a | n/a | n/a | Clinic_076-078_Finish Schedule | n/a
WallMaterial-East | bill.east@us.army.mil | 2012-10-26T09:46:00 | Requirement | Space | 2AC3 | GYPSUM WALLBOARD WITH PAINT | n/a | n/a | n/a | n/a | Clinic_076-078_Finish Schedule | n/a
WallMaterial-North | bill.east@us.army.mil | 2012-10-26T09:46:00 | Requirement | Space | 2AC3 | GYPSUM WALLBOARD WITH PAINT | n/a | n/a | n/a | n/a | Clinic_076-078_Finish Schedule | n/a
WallMaterial-South | bill.east@us.army.mil | 2012-10-26T09:46:00 | Requirement | Space | 2AC3 | GYPSUM WALLBOARD WITH PAINT | n/a | n/a | n/a | n/a | Clinic_076-078_Finish Schedule | n/a
WallMaterial-West | bill.east@us.army.mil | 2012-10-26T09:46:00 | Requirement | Space | 2AC3 | GYPSUM WALLBOARD WITH PAINT | n/a | n/a | n/a | n/a | Clinic_076-078_Finish Schedule | n/a
BaseColor | bill.east@us.army.mil | 2012-10-26T09:46:00 | Requirement | Space | 2AC4 | ROPPE - 40 FAWN - 4" HIGH RUBBER COVE BASE | n/a | n/a | n/a | n/a | Clinic_076-078_Finish Schedule | n/a
BaseMaterial | bill.east@us.army.mil | 2012-10-26T09:46:00 | Requirement | Space | 2AC4 | RUBBER BASE | n/a | n/a | n/a | n/a | Clinic_076-078_Finish Schedule | n/a
CeilingColor | bill.east@us.army.mil | 2012-10-26T09:46:00 | Requirement | Space | 2AC4 | ARMSTRONG CEILING TILE - CIRRUS TEGULAR; COLOR: WHITE; SERIES #534 GRID-15/16" EXPOSED TEE GRID SYSTEM-WHITE; SIZE: 2'x2'x3/4" | n/a | n/a | n/a | n/a | Clinic_076-078_Finish Schedule | n/a
CeilingMaterial | bill.east@us.army.mil | 2012-10-26T09:46:00 | Requirement | Space | 2AC4 | ACOUSTICAL CEILING TILE | n/a | n/a | n/a | n/a | Clinic_076-078_Finish Schedule | n/a
FloorColor | bill.east@us.army.mil | 2012-10-26T09:46:00 | Requirement | Space | 2AC4 | INTERFACE - CARIBBEAN #3063 SEA TURTLE | n/a | n/a | n/a | n/a | Clinic_076-078_Finish Schedule | n/a
FloorMaterial | bill.east@us.army.mil | 2012-10-26T09:46:00 | Requirement | Space | 2AC4 | CARPET | n/a | n/a | n/a | n/a | Clinic_076-078_Finish Schedule | n/a
WallColor-East | bill.east@us.army.mil | 2012-10-26T09:46:00 | Requirement | Space | 2AC4 | DEVOE # 2W18-2 PRARIE BUFF | n/a | n/a | n/a | n/a | Clinic_076-078_Finish Schedule | n/a
WallColor-North | bill.east@us.army.mil | 2012-10-26T09:46:00 | Requirement | Space | 2AC4 | DEVOE # 2C20-4 ROSEMARY GRAY | n/a | n/a | n/a | n/a | Clinic_076-078_Finish Schedule | n/a
WallColor-South | bill.east@us.army.mil | 2012-10-26T09:46:00 | Requirement | Space | 2AC4 | DEVOE # 2W18-2 PRARIE BUFF | n/a | n/a | n/a | n/a | Clinic_076-078_Finish Schedule | n/a
WallColor-West | bill.east@us.army.mil | 2012-10-26T09:46:00 | Requirement | Space | 2AC4 | DEVOE # 2W18-2 PRARIE BUFF | n/a | n/a | n/a | n/a | Clinic_076-078_Finish Schedule | n/a
WallMaterial-East | bill.east@us.army.mil | 2012-10-26T09:46:00 | Requirement | Space | 2AC4 | GYPSUM WALLBOARD WITH PAINT | n/a | n/a | n/a | n/a | Clinic_076-078_Finish Schedule | n/a
WallMaterial-North | bill.east@us.army.mil | 2012-10-26T09:46:00 | Requirement | Space | 2AC4 | GYPSUM WALLBOARD WITH PAINT | n/a | n/a | n/a | n/a | Clinic_076-078_Finish Schedule | n/a
WallMaterial-South | bill.east@us.army.mil | 2012-10-26T09:46:00 | Requirement | Space | 2AC4 | GYPSUM WALLBOARD WITH PAINT | n/a | n/a | n/a | n/a | Clinic_076-078_Finish Schedule | n/a
WallMaterial-West | bill.east@us.army.mil | 2012-10-26T09:46:00 | Requirement | Space | 2AC4 | GYPSUM WALLBOARD WITH PAINT | n/a | n/a | n/a | n/a | Clinic_076-078_Finish Schedule | n/a
BaseColor | bill.east@us.army.mil | 2012-10-26T09:46:00 | Requirement | Space | 2AC5 | ROPPE - 40 FAWN - 4" HIGH RUBBER COVE BASE | n/a | n/a | n/a | n/a | Clinic_076-078_Finish Schedule | n/a
BaseMaterial | bill.east@us.army.mil | 2012-10-26T09:46:00 | Requirement | Space | 2AC5 | RUBBER BASE | n/a | n/a | n/a | n/a | Clinic_076-078_Finish Schedule | n/a
CeilingColor | bill.east@us.army.mil | 2012-10-26T09:46:00 | Requirement | Space | 2AC5 | ARMSTRONG CEILING TILE - CIRRUS TEGULAR; COLOR: WHITE; SERIES #534 GRID-15/16" EXPOSED TEE GRID SYSTEM-WHITE; SIZE: 2'x2'x3/4" | n/a | n/a | n/a | n/a | Clinic_076-078_Finish Schedule | n/a
CeilingMaterial | bill.east@us.army.mil | 2012-10-26T09:46:00 | Requirement | Space | 2AC5 | ACOUSTICAL CEILING TILE | n/a | n/a | n/a | n/a | Clinic_076-078_Finish Schedule | n/a
FloorColor | bill.east@us.army.mil | 2012-10-26T09:46:00 | Requirement | Space | 2AC5 | INTERFACE - CARIBBEAN #3063 SEA TURTLE | n/a | n/a | n/a | n/a | Clinic_076-078_Finish Schedule | n/a
FloorMaterial | bill.east@us.army.mil | 2012-10-26T09:46:00 | Requirement | Space | 2AC5 | CARPET | n/a | n/a | n/a | n/a | Clinic_076-078_Finish Schedule | n/a
WallColor-East | bill.east@us.army.mil | 2012-10-26T09:46:00 | Requirement | Space | 2AC5 | DEVOE # 2C20-4 ROSEMARY GRAY | n/a | n/a | n/a | n/a | Clinic_076-078_Finish Schedule | n/a
WallColor-North | bill.east@us.army.mil | 2012-10-26T09:46:00 | Requirement | Space | 2AC5 | DEVOE # 2W18-2 PRARIE BUFF | n/a | n/a | n/a | n/a | Clinic_076-078_Finish Schedule | n/a
WallColor-South | bill.east@us.army.mil | 2012-10-26T09:46:00 | Requirement | Space | 2AC5 | DEVOE # 2W18-2 PRARIE BUFF | n/a | n/a | n/a | n/a | Clinic_076-078_Finish Schedule | n/a
WallColor-West | bill.east@us.army.mil | 2012-10-26T09:46:00 | Requirement | Space | 2AC5 | DEVOE # 2W18-2 PRARIE BUFF | n/a | n/a | n/a | n/a | Clinic_076-078_Finish Schedule | n/a
WallMaterial-East | bill.east@us.army.mil | 2012-10-26T09:46:00 | Requirement | Space | 2AC5 | GYPSUM WALLBOARD WITH PAINT | n/a | n/a | n/a | n/a | Clinic_076-078_Finish Schedule | n/a
WallMaterial-North | bill.east@us.army.mil | 2012-10-26T09:46:00 | Requirement | Space | 2AC5 | GYPSUM WALLBOARD WITH PAINT | n/a | n/a | n/a | n/a | Clinic_076-078_Finish Schedule | n/a
WallMaterial-South | bill.east@us.army.mil | 2012-10-26T09:46:00 | Requirement | Space | 2AC5 | GYPSUM WALLBOARD WITH PAINT | n/a | n/a | n/a | n/a | Clinic_076-078_Finish Schedule | n/a
WallMaterial-West | bill.east@us.army.mil | 2012-10-26T09:46:00 | Requirement | Space | 2AC5 | GYPSUM WALLBOARD WITH PAINT | n/a | n/a | n/a | n/a | Clinic_076-078_Finish Schedule | n/a
BaseColor | bill.east@us.army.mil | 2012-10-26T09:46:00 | Requirement | Space | 2AS1 | CROSSVILLE CERAMICS COLOR: #VS21 PIETRA ROSA SIZE: I' X 1' FINISH: MATT | n/a | n/a | n/a | n/a | Clinic_076-078_Finish Schedule | n/a
BaseMaterial | bill.east@us.army.mil | 2012-10-26T09:46:00 | Requirement | Space | 2AS1 | RUBBER BASE | n/a | n/a | n/a | n/a | Clinic_076-078_Finish Schedule | n/a
CeilingColor | bill.east@us.army.mil | 2012-10-26T09:46:00 | Requirement | Space | 2AS1 | DEVOE # 2W18-2 PRARIE BUFF | n/a | n/a | n/a | n/a | Clinic_076-078_Finish Schedule | n/a
CeilingMaterial | bill.east@us.army.mil | 2012-10-26T09:46:00 | Requirement | Space | 2AS1 | GYPSUM WALLBOARD WITH PAINT | n/a | n/a | n/a | n/a | Clinic_076-078_Finish Schedule | n/a
FloorColor | bill.east@us.army.mil | 2012-10-26T09:46:00 | Requirement | Space | 2AS1 | VAMERICAN OLEAN #A-55 DOE SIZE: 2"x2" | n/a | n/a | n/a | n/a | Clinic_076-078_Finish Schedule | n/a
FloorMaterial | bill.east@us.army.mil | 2012-10-26T09:46:00 | Requirement | Space | 2AS1 | VINYL COMPOSITION TILE | n/a | n/a | n/a | n/a | Clinic_076-078_Finish Schedule | n/a
WallColor-East | bill.east@us.army.mil | 2012-10-26T09:46:00 | Requirement | Space | 2AS1 | DEVOE # 2C20-4 ROSEMARY GRAY | n/a | n/a | n/a | n/a | Clinic_076-078_Finish Schedule | n/a
WallColor-North | bill.east@us.army.mil | 2012-10-26T09:46:00 | Requirement | Space | 2AS1 | DEVOE # 2W18-2 PRARIE BUFF | n/a | n/a | n/a | n/a | Clinic_076-078_Finish Schedule | n/a
WallColor-South | bill.east@us.army.mil | 2012-10-26T09:46:00 | Requirement | Space | 2AS1 | DEVOE # 2W18-2 PRARIE BUFF | n/a | n/a | n/a | n/a | Clinic_076-078_Finish Schedule | n/a
WallColor-West | bill.east@us.army.mil | 2012-10-26T09:46:00 | Requirement | Space | 2AS1 | DEVOE # 2W18-2 PRARIE BUFF | n/a | n/a | n/a | n/a | Clinic_076-078_Finish Schedule | n/a
WallMaterial-East | bill.east@us.army.mil | 2012-10-26T09:46:00 | Requirement | Space | 2AS1 | GYPSUM WALLBOARD WITH PAINT | n/a | n/a | n/a | n/a | Clinic_076-078_Finish Schedule | n/a
WallMaterial-North | bill.east@us.army.mil | 2012-10-26T09:46:00 | Requirement | Space | 2AS1 | GYPSUM WALLBOARD WITH PAINT | n/a | n/a | n/a | n/a | Clinic_076-078_Finish Schedule | n/a
WallMaterial-South | bill.east@us.army.mil | 2012-10-26T09:46:00 | Requirement | Space | 2AS1 | GYPSUM WALLBOARD WITH PAINT | n/a | n/a | n/a | n/a | Clinic_076-078_Finish Schedule | n/a
WallMaterial-West | bill.east@us.army.mil | 2012-10-26T09:46:00 | Requirement | Space | 2AS1 | GYPSUM WALLBOARD WITH PAINT | n/a | n/a | n/a | n/a | Clinic_076-078_Finish Schedule | n/a
BaseColor | bill.east@us.army.mil | 2012-10-26T09:46:00 | Requirement | Space | 2B01 | ROPPE - 40 FAWN - 4" HIGH RUBBER COVE BASE | n/a | n/a | n/a | n/a | Clinic_076-078_Finish Schedule | n/a
BaseMaterial | bill.east@us.army.mil | 2012-10-26T09:46:00 | Requirement | Space | 2B01 | RUBBER BASE | n/a | n/a | n/a | n/a | Clinic_076-078_Finish Schedule | n/a
CeilingColor | bill.east@us.army.mil | 2012-10-26T09:46:00 | Requirement | Space | 2B01 | ARMSTRONG CEILING TILE - CIRRUS TEGULAR; COLOR: WHITE; SERIES #534 GRID-15/16" EXPOSED TEE GRID SYSTEM-WHITE; SIZE: 2'x2'x3/4" | n/a | n/a | n/a | n/a | Clinic_076-078_Finish Schedule | n/a
CeilingMaterial | bill.east@us.army.mil | 2012-10-26T09:46:00 | Requirement | Space | 2B01 | ACOUSTICAL CEILING TILE | n/a | n/a | n/a | n/a | Clinic_076-078_Finish Schedule | n/a
FloorColor | bill.east@us.army.mil | 2012-10-26T09:46:00 | Requirement | Space | 2B01 | INTERFACE - CARIBBEAN #3073 NASSAU | n/a | n/a | n/a | n/a | Clinic_076-078_Finish Schedule | n/a
FloorMaterial | bill.east@us.army.mil | 2012-10-26T09:46:00 | Requirement | Space | 2B01 | CARPET | n/a | n/a | n/a | n/a | Clinic_076-078_Finish Schedule | n/a
WallColor-East | bill.east@us.army.mil | 2012-10-26T09:46:00 | Requirement | Space | 2B01 | DEVOE # 2W18-2 PRARIE BUFF | n/a | n/a | n/a | n/a | Clinic_076-078_Finish Schedule | n/a
WallColor-North | bill.east@us.army.mil | 2012-10-26T09:46:00 | Requirement | Space | 2B01 | DEVOE # 2W18-2 PRARIE BUFF | n/a | n/a | n/a | n/a | Clinic_076-078_Finish Schedule | n/a
WallColor-South | bill.east@us.army.mil | 2012-10-26T09:46:00 | Requirement | Space | 2B01 | DEVOE # 2W18-2 PRARIE BUFF | n/a | n/a | n/a | n/a | Clinic_076-078_Finish Schedule | n/a
WallColor-West | bill.east@us.army.mil | 2012-10-26T09:46:00 | Requirement | Space | 2B01 | DEVOE # 2W18-2 PRARIE BUFF | n/a | n/a | n/a | n/a | Clinic_076-078_Finish Schedule | n/a
WallMaterial-East | bill.east@us.army.mil | 2012-10-26T09:46:00 | Requirement | Space | 2B01 | GYPSUM WALLBOARD WITH PAINT | n/a | n/a | n/a | n/a | Clinic_076-078_Finish Schedule | n/a
WallMaterial-North | bill.east@us.army.mil | 2012-10-26T09:46:00 | Requirement | Space | 2B01 | GYPSUM WALLBOARD WITH PAINT | n/a | n/a | n/a | n/a | Clinic_076-078_Finish Schedule | n/a
WallMaterial-South | bill.east@us.army.mil | 2012-10-26T09:46:00 | Requirement | Space | 2B01 | GYPSUM WALLBOARD WITH PAINT | n/a | n/a | n/a | n/a | Clinic_076-078_Finish Schedule | n/a
WallMaterial-West | bill.east@us.army.mil | 2012-10-26T09:46:00 | Requirement | Space | 2B01 | GYPSUM WALLBOARD WITH PAINT | n/a | n/a | n/a | n/a | Clinic_076-078_Finish Schedule | n/a
BaseColor | bill.east@us.army.mil | 2012-10-26T09:46:00 | Requirement | Space | 2B02 | ROPPE - 40 FAWN - 4" HIGH RUBBER COVE BASE | n/a | n/a | n/a | n/a | Clinic_076-078_Finish Schedule | n/a
BaseMaterial | bill.east@us.army.mil | 2012-10-26T09:46:00 | Requirement | Space | 2B02 | RUBBER BASE | n/a | n/a | n/a | n/a | Clinic_076-078_Finish Schedule | n/a
CeilingColor | bill.east@us.army.mil | 2012-10-26T09:46:00 | Requirement | Space | 2B02 | MATCH PT3 - Devoe # 2W19-4 CLAY PEBBLE | n/a | n/a | n/a | n/a | Clinic_076-078_Finish Schedule | n/a
CeilingMaterial | bill.east@us.army.mil | 2012-10-26T09:46:00 | Requirement | Space | 2B02 | GYPSUM WALLBOARD WITH LIQUID GLAZED COATING | n/a | n/a | n/a | n/a | Clinic_076-078_Finish Schedule | n/a
FloorColor | bill.east@us.army.mil | 2012-10-26T09:46:00 | Requirement | Space | 2B02 | VAMERICAN OLEAN #A-55 DOE SIZE: 2"x2" | n/a | n/a | n/a | n/a | Clinic_076-078_Finish Schedule | n/a
FloorMaterial | bill.east@us.army.mil | 2012-10-26T09:46:00 | Requirement | Space | 2B02 | VINYL COMPOSITION TILE | n/a | n/a | n/a | n/a | Clinic_076-078_Finish Schedule | n/a
WallColor-East | bill.east@us.army.mil | 2012-10-26T09:46:00 | Requirement | Space | 2B02 | MATCH PT3 - Devoe # 2W19-4 CLAY PEBBLE | n/a | n/a | n/a | n/a | Clinic_076-078_Finish Schedule | n/a
WallColor-North | bill.east@us.army.mil | 2012-10-26T09:46:00 | Requirement | Space | 2B02 | MATCH PT3 - Devoe # 2W19-4 CLAY PEBBLE | n/a | n/a | n/a | n/a | Clinic_076-078_Finish Schedule | n/a
WallColor-South | bill.east@us.army.mil | 2012-10-26T09:46:00 | Requirement | Space | 2B02 | MATCH PT3 - Devoe # 2W19-4 CLAY PEBBLE | n/a | n/a | n/a | n/a | Clinic_076-078_Finish Schedule | n/a
WallColor-West | bill.east@us.army.mil | 2012-10-26T09:46:00 | Requirement | Space | 2B02 | MATCH PT3 - Devoe # 2W19-4 CLAY PEBBLE | n/a | n/a | n/a | n/a | Clinic_076-078_Finish Schedule | n/a
WallMaterial-East | bill.east@us.army.mil | 2012-10-26T09:46:00 | Requirement | Space | 2B02 | GYPSUM WALLBOARD WITH LIQUID GLAZED COATING | n/a | n/a | n/a | n/a | Clinic_076-078_Finish Schedule | n/a
WallMaterial-North | bill.east@us.army.mil | 2012-10-26T09:46:00 | Requirement | Space | 2B02 | GYPSUM WALLBOARD WITH LIQUID GLAZED COATING | n/a | n/a | n/a | n/a | Clinic_076-078_Finish Schedule | n/a
WallMaterial-South | bill.east@us.army.mil | 2012-10-26T09:46:00 | Requirement | Space | 2B02 | GYPSUM WALLBOARD WITH LIQUID GLAZED COATING | n/a | n/a | n/a | n/a | Clinic_076-078_Finish Schedule | n/a
WallMaterial-West | bill.east@us.army.mil | 2012-10-26T09:46:00 | Requirement | Space | 2B02 | GYPSUM WALLBOARD WITH LIQUID GLAZED COATING | n/a | n/a | n/a | n/a | Clinic_076-078_Finish Schedule | n/a
BaseColor | bill.east@us.army.mil | 2012-10-26T09:46:00 | Requirement | Space | 2B03 | ROPPE - 40 FAWN - 4" HIGH RUBBER COVE BASE | n/a | n/a | n/a | n/a | Clinic_076-078_Finish Schedule | n/a
BaseMaterial | bill.east@us.army.mil | 2012-10-26T09:46:00 | Requirement | Space | 2B03 | RUBBER BASE | n/a | n/a | n/a | n/a | Clinic_076-078_Finish Schedule | n/a
CeilingColor | bill.east@us.army.mil | 2012-10-26T09:46:00 | Requirement | Space | 2B03 | ARMSTRONG CEILING TILE - CIRRUS TEGULAR; COLOR: WHITE; SERIES #534 GRID-15/16" EXPOSED TEE GRID SYSTEM-WHITE; SIZE: 2'x2'x3/4" | n/a | n/a | n/a | n/a | Clinic_076-078_Finish Schedule | n/a
CeilingMaterial | bill.east@us.army.mil | 2012-10-26T09:46:00 | Requirement | Space | 2B03 | ACOUSTICAL CEILING TILE | n/a | n/a | n/a | n/a | Clinic_076-078_Finish Schedule | n/a
FloorColor | bill.east@us.army.mil | 2012-10-26T09:46:00 | Requirement | Space | 2B03 | INTERFACE - CARIBBEAN #3073 NASSAU | n/a | n/a | n/a | n/a | Clinic_076-078_Finish Schedule | n/a
FloorMaterial | bill.east@us.army.mil | 2012-10-26T09:46:00 | Requirement | Space | 2B03 | CARPET | n/a | n/a | n/a | n/a | Clinic_076-078_Finish Schedule | n/a
WallColor-East | bill.east@us.army.mil | 2012-10-26T09:46:00 | Requirement | Space | 2B03 | DEVOE # 2W18-2 PRARIE BUFF | n/a | n/a | n/a | n/a | Clinic_076-078_Finish Schedule | n/a
WallColor-North | bill.east@us.army.mil | 2012-10-26T09:46:00 | Requirement | Space | 2B03 | DEVOE # 2W18-2 PRARIE BUFF | n/a | n/a | n/a | n/a | Clinic_076-078_Finish Schedule | n/a
WallColor-South | bill.east@us.army.mil | 2012-10-26T09:46:00 | Requirement | Space | 2B03 | DEVOE # 2W18-2 PRARIE BUFF | n/a | n/a | n/a | n/a | Clinic_076-078_Finish Schedule | n/a
WallColor-West | bill.east@us.army.mil | 2012-10-26T09:46:00 | Requirement | Space | 2B03 | DEVOE # 2W18-2 PRARIE BUFF | n/a | n/a | n/a | n/a | Clinic_076-078_Finish Schedule | n/a
WallMaterial-East | bill.east@us.army.mil | 2012-10-26T09:46:00 | Requirement | Space | 2B03 | GYPSUM WALLBOARD WITH PAINT | n/a | n/a | n/a | n/a | Clinic_076-078_Finish Schedule | n/a
WallMaterial-North | bill.east@us.army.mil | 2012-10-26T09:46:00 | Requirement | Space | 2B03 | GYPSUM WALLBOARD WITH PAINT | n/a | n/a | n/a | n/a | Clinic_076-078_Finish Schedule | n/a
WallMaterial-South | bill.east@us.army.mil | 2012-10-26T09:46:00 | Requirement | Space | 2B03 | GYPSUM WALLBOARD WITH PAINT | n/a | n/a | n/a | n/a | Clinic_076-078_Finish Schedule | n/a
WallMaterial-West | bill.east@us.army.mil | 2012-10-26T09:46:00 | Requirement | Space | 2B03 | GYPSUM WALLBOARD WITH PAINT | n/a | n/a | n/a | n/a | Clinic_076-078_Finish Schedule | n/a
BaseColor | bill.east@us.army.mil | 2012-10-26T09:46:00 | Requirement | Space | 2B04 | ROPPE - 40 FAWN - 4" HIGH RUBBER COVE BASE | n/a | n/a | n/a | n/a | Clinic_076-078_Finish Schedule | n/a
BaseMaterial | bill.east@us.army.mil | 2012-10-26T09:46:00 | Requirement | Space | 2B04 | RUBBER BASE | n/a | n/a | n/a | n/a | Clinic_076-078_Finish Schedule | n/a
CeilingColor | bill.east@us.army.mil | 2012-10-26T09:46:00 | Requirement | Space | 2B04 | ARMSTRONG CEILING TILE - CIRRUS TEGULAR; COLOR: WHITE; SERIES #534 GRID-15/16" EXPOSED TEE GRID SYSTEM-WHITE; SIZE: 2'x2'x3/4" | n/a | n/a | n/a | n/a | Clinic_076-078_Finish Schedule | n/a
CeilingMaterial | bill.east@us.army.mil | 2012-10-26T09:46:00 | Requirement | Space | 2B04 | ACOUSTICAL CEILING TILE | n/a | n/a | n/a | n/a | Clinic_076-078_Finish Schedule | n/a
FloorColor | bill.east@us.army.mil | 2012-10-26T09:46:00 | Requirement | Space | 2B04 | INTERFACE - CARIBBEAN #3073 NASSAU | n/a | n/a | n/a | n/a | Clinic_076-078_Finish Schedule | n/a
FloorMaterial | bill.east@us.army.mil | 2012-10-26T09:46:00 | Requirement | Space | 2B04 | CARPET | n/a | n/a | n/a | n/a | Clinic_076-078_Finish Schedule | n/a
WallColor-East | bill.east@us.army.mil | 2012-10-26T09:46:00 | Requirement | Space | 2B04 | DEVOE # 2W18-2 PRARIE BUFF | n/a | n/a | n/a | n/a | Clinic_076-078_Finish Schedule | n/a
WallColor-North | bill.east@us.army.mil | 2012-10-26T09:46:00 | Requirement | Space | 2B04 | DEVOE # 2W18-2 PRARIE BUFF | n/a | n/a | n/a | n/a | Clinic_076-078_Finish Schedule | n/a
WallColor-South | bill.east@us.army.mil | 2012-10-26T09:46:00 | Requirement | Space | 2B04 | DEVOE # 2W18-2 PRARIE BUFF | n/a | n/a | n/a | n/a | Clinic_076-078_Finish Schedule | n/a
WallColor-West | bill.east@us.army.mil | 2012-10-26T09:46:00 | Requirement | Space | 2B04 | DEVOE # 2W18-2 PRARIE BUFF | n/a | n/a | n/a | n/a | Clinic_076-078_Finish Schedule | n/a
WallMaterial-East | bill.east@us.army.mil | 2012-10-26T09:46:00 | Requirement | Space | 2B04 | GYPSUM WALLBOARD WITH PAINT | n/a | n/a | n/a | n/a | Clinic_076-078_Finish Schedule | n/a
WallMaterial-North | bill.east@us.army.mil | 2012-10-26T09:46:00 | Requirement | Space | 2B04 | GYPSUM WALLBOARD WITH PAINT | n/a | n/a | n/a | n/a | Clinic_076-078_Finish Schedule | n/a
WallMaterial-South | bill.east@us.army.mil | 2012-10-26T09:46:00 | Requirement | Space | 2B04 | GYPSUM WALLBOARD WITH PAINT | n/a | n/a | n/a | n/a | Clinic_076-078_Finish Schedule | n/a
WallMaterial-West | bill.east@us.army.mil | 2012-10-26T09:46:00 | Requirement | Space | 2B04 | GYPSUM WALLBOARD WITH PAINT | n/a | n/a | n/a | n/a | Clinic_076-078_Finish Schedule | n/a
BaseColor | bill.east@us.army.mil | 2012-10-26T09:46:00 | Requirement | Space | 2B05 | DAL - TILE - #D-1452 CYPRESS - SIZE 4"X 4" | n/a | n/a | n/a | n/a | Clinic_076-078_Finish Schedule | n/a
BaseMaterial | bill.east@us.army.mil | 2012-10-26T09:46:00 | Requirement | Space | 2B05 | MAT GLAZED TILE | n/a | n/a | n/a | n/a | Clinic_076-078_Finish Schedule | n/a
CeilingColor | bill.east@us.army.mil | 2012-10-26T09:46:00 | Requirement | Space | 2B05 | ARMSTRONG - PREMIUM EXCELON - #52153 WARM GREEN | n/a | n/a | n/a | n/a | Clinic_076-078_Finish Schedule | n/a
CeilingMaterial | bill.east@us.army.mil | 2012-10-26T09:46:00 | Requirement | Space | 2B05 | ACOUSTICAL CEILING TILE | n/a | n/a | n/a | n/a | Clinic_076-078_Finish Schedule | n/a
FloorColor | bill.east@us.army.mil | 2012-10-26T09:46:00 | Requirement | Space | 2B05 | AMERICAN OLEAN #A-55 DOE SIZE: 2"x2" | n/a | n/a | n/a | n/a | Clinic_076-078_Finish Schedule | n/a
FloorMaterial | bill.east@us.army.mil | 2012-10-26T09:46:00 | Requirement | Space | 2B05 | CERAMIC TILE | n/a | n/a | n/a | n/a | Clinic_076-078_Finish Schedule | n/a
WallColor-East | bill.east@us.army.mil | 2012-10-26T09:46:00 | Requirement | Space | 2B05 | DAL - TILE - #D-1452 CYPRESS - SIZE 4"X 4" | n/a | n/a | n/a | n/a | Clinic_076-078_Finish Schedule | n/a
WallColor-North | bill.east@us.army.mil | 2012-10-26T09:46:00 | Requirement | Space | 2B05 | DAL - TILE - #D-1452 CYPRESS - SIZE 4"X 4" | n/a | n/a | n/a | n/a | Clinic_076-078_Finish Schedule | n/a
WallColor-South | bill.east@us.army.mil | 2012-10-26T09:46:00 | Requirement | Space | 2B05 | DAL - TILE - #D-1452 CYPRESS - SIZE 4"X 4" | n/a | n/a | n/a | n/a | Clinic_076-078_Finish Schedule | n/a
WallColor-West | bill.east@us.army.mil | 2012-10-26T09:46:00 | Requirement | Space | 2B05 | DAL - TILE - #D-1452 CYPRESS - SIZE 4"X 4" | n/a | n/a | n/a | n/a | Clinic_076-078_Finish Schedule | n/a
WallMaterial-East | bill.east@us.army.mil | 2012-10-26T09:46:00 | Requirement | Space | 2B05 | MAT GLAZED TILE | n/a | n/a | n/a | n/a | Clinic_076-078_Finish Schedule | n/a
WallMaterial-North | bill.east@us.army.mil | 2012-10-26T09:46:00 | Requirement | Space | 2B05 | MAT GLAZED TILE | n/a | n/a | n/a | n/a | Clinic_076-078_Finish Schedule | n/a
WallMaterial-South | bill.east@us.army.mil | 2012-10-26T09:46:00 | Requirement | Space | 2B05 | MAT GLAZED TILE | n/a | n/a | n/a | n/a | Clinic_076-078_Finish Schedule | n/a
WallMaterial-West | bill.east@us.army.mil | 2012-10-26T09:46:00 | Requirement | Space | 2B05 | MAT GLAZED TILE | n/a | n/a | n/a | n/a | Clinic_076-078_Finish Schedule | n/a
BaseColor | bill.east@us.army.mil | 2012-10-26T09:46:00 | Requirement | Space | 2B06 | DAL - TILE - #D-1452 CYPRESS - SIZE 4"X 4" | n/a | n/a | n/a | n/a | Clinic_076-078_Finish Schedule | n/a
BaseMaterial | bill.east@us.army.mil | 2012-10-26T09:46:00 | Requirement | Space | 2B06 | MAT GLAZED TILE | n/a | n/a | n/a | n/a | Clinic_076-078_Finish Schedule | n/a
CeilingColor | bill.east@us.army.mil | 2012-10-26T09:46:00 | Requirement | Space | 2B06 | ARMSTRONG - PREMIUM EXCELON - #52153 WARM GREEN | n/a | n/a | n/a | n/a | Clinic_076-078_Finish Schedule | n/a
CeilingMaterial | bill.east@us.army.mil | 2012-10-26T09:46:00 | Requirement | Space | 2B06 | ACOUSTICAL CEILING TILE | n/a | n/a | n/a | n/a | Clinic_076-078_Finish Schedule | n/a
FloorColor | bill.east@us.army.mil | 2012-10-26T09:46:00 | Requirement | Space | 2B06 | AMERICAN OLEAN #A-55 DOE SIZE: 2"x2" | n/a | n/a | n/a | n/a | Clinic_076-078_Finish Schedule | n/a
FloorMaterial | bill.east@us.army.mil | 2012-10-26T09:46:00 | Requirement | Space | 2B06 | CERAMIC TILE | n/a | n/a | n/a | n/a | Clinic_076-078_Finish Schedule | n/a
WallColor-East | bill.east@us.army.mil | 2012-10-26T09:46:00 | Requirement | Space | 2B06 | DAL - TILE - #D-1452 CYPRESS - SIZE 4"X 4" | n/a | n/a | n/a | n/a | Clinic_076-078_Finish Schedule | n/a
WallColor-North | bill.east@us.army.mil | 2012-10-26T09:46:00 | Requirement | Space | 2B06 | DAL - TILE - #D-1452 CYPRESS - SIZE 4"X 4" | n/a | n/a | n/a | n/a | Clinic_076-078_Finish Schedule | n/a
WallColor-South | bill.east@us.army.mil | 2012-10-26T09:46:00 | Requirement | Space | 2B06 | DAL - TILE - #D-1452 CYPRESS - SIZE 4"X 4" | n/a | n/a | n/a | n/a | Clinic_076-078_Finish Schedule | n/a
WallColor-West | bill.east@us.army.mil | 2012-10-26T09:46:00 | Requirement | Space | 2B06 | DAL - TILE - #D-1452 CYPRESS - SIZE 4"X 4" | n/a | n/a | n/a | n/a | Clinic_076-078_Finish Schedule | n/a
WallMaterial-East | bill.east@us.army.mil | 2012-10-26T09:46:00 | Requirement | Space | 2B06 | MAT GLAZED TILE | n/a | n/a | n/a | n/a | Clinic_076-078_Finish Schedule | n/a
WallMaterial-North | bill.east@us.army.mil | 2012-10-26T09:46:00 | Requirement | Space | 2B06 | MAT GLAZED TILE | n/a | n/a | n/a | n/a | Clinic_076-078_Finish Schedule | n/a
WallMaterial-South | bill.east@us.army.mil | 2012-10-26T09:46:00 | Requirement | Space | 2B06 | MAT GLAZED TILE | n/a | n/a | n/a | n/a | Clinic_076-078_Finish Schedule | n/a
WallMaterial-West | bill.east@us.army.mil | 2012-10-26T09:46:00 | Requirement | Space | 2B06 | MAT GLAZED TILE | n/a | n/a | n/a | n/a | Clinic_076-078_Finish Schedule | n/a
BaseColor | bill.east@us.army.mil | 2012-10-26T09:46:00 | Requirement | Space | 2B07 | ROPPE - 40 FAWN - 4" HIGH RUBBER COVE BASE | n/a | n/a | n/a | n/a | Clinic_076-078_Finish Schedule | n/a
BaseMaterial | bill.east@us.army.mil | 2012-10-26T09:46:00 | Requirement | Space | 2B07 | RUBBER BASE | n/a | n/a | n/a | n/a | Clinic_076-078_Finish Schedule | n/a
CeilingColor | bill.east@us.army.mil | 2012-10-26T09:46:00 | Requirement | Space | 2B07 | ARMSTRONG CEILING TILE - CIRRUS TEGULAR; COLOR: WHITE; SERIES #534 GRID-15/16" EXPOSED TEE GRID SYSTEM-WHITE; SIZE: 2'x2'x3/4" | n/a | n/a | n/a | n/a | Clinic_076-078_Finish Schedule | n/a
CeilingMaterial | bill.east@us.army.mil | 2012-10-26T09:46:00 | Requirement | Space | 2B07 | ACOUSTICAL CEILING TILE | n/a | n/a | n/a | n/a | Clinic_076-078_Finish Schedule | n/a
FloorColor | bill.east@us.army.mil | 2012-10-26T09:46:00 | Requirement | Space | 2B07 | INTERFACE - CARIBBEAN #3073 NASSAU | n/a | n/a | n/a | n/a | Clinic_076-078_Finish Schedule | n/a
FloorMaterial | bill.east@us.army.mil | 2012-10-26T09:46:00 | Requirement | Space | 2B07 | CARPET | n/a | n/a | n/a | n/a | Clinic_076-078_Finish Schedule | n/a
WallColor-East | bill.east@us.army.mil | 2012-10-26T09:46:00 | Requirement | Space | 2B07 | DEVOE # 2W18-2 PRARIE BUFF | n/a | n/a | n/a | n/a | Clinic_076-078_Finish Schedule | n/a
WallColor-North | bill.east@us.army.mil | 2012-10-26T09:46:00 | Requirement | Space | 2B07 | DEVOE # 2W18-2 PRARIE BUFF | n/a | n/a | n/a | n/a | Clinic_076-078_Finish Schedule | n/a
WallColor-South | bill.east@us.army.mil | 2012-10-26T09:46:00 | Requirement | Space | 2B07 | DEVOE # 2W18-2 PRARIE BUFF | n/a | n/a | n/a | n/a | Clinic_076-078_Finish Schedule | n/a
WallColor-West | bill.east@us.army.mil | 2012-10-26T09:46:00 | Requirement | Space | 2B07 | DEVOE # 2W18-2 PRARIE BUFF | n/a | n/a | n/a | n/a | Clinic_076-078_Finish Schedule | n/a
WallMaterial-East | bill.east@us.army.mil | 2012-10-26T09:46:00 | Requirement | Space | 2B07 | GYPSUM WALLBOARD WITH PAINT | n/a | n/a | n/a | n/a | Clinic_076-078_Finish Schedule | n/a
WallMaterial-North | bill.east@us.army.mil | 2012-10-26T09:46:00 | Requirement | Space | 2B07 | GYPSUM WALLBOARD WITH PAINT | n/a | n/a | n/a | n/a | Clinic_076-078_Finish Schedule | n/a
WallMaterial-South | bill.east@us.army.mil | 2012-10-26T09:46:00 | Requirement | Space | 2B07 | GYPSUM WALLBOARD WITH PAINT | n/a | n/a | n/a | n/a | Clinic_076-078_Finish Schedule | n/a
WallMaterial-West | bill.east@us.army.mil | 2012-10-26T09:46:00 | Requirement | Space | 2B07 | GYPSUM WALLBOARD WITH PAINT | n/a | n/a | n/a | n/a | Clinic_076-078_Finish Schedule | n/a
BaseColor | bill.east@us.army.mil | 2012-10-26T09:46:00 | Requirement | Space | 2B08 | ROPPE - 40 FAWN - 4" HIGH RUBBER COVE BASE | n/a | n/a | n/a | n/a | Clinic_076-078_Finish Schedule | n/a
BaseMaterial | bill.east@us.army.mil | 2012-10-26T09:46:00 | Requirement | Space | 2B08 | RUBBER BASE | n/a | n/a | n/a | n/a | Clinic_076-078_Finish Schedule | n/a
CeilingColor | bill.east@us.army.mil | 2012-10-26T09:46:00 | Requirement | Space | 2B08 | ARMSTRONG CEILING TILE - CIRRUS TEGULAR; COLOR: WHITE; SERIES #534 GRID-15/16" EXPOSED TEE GRID SYSTEM-WHITE; SIZE: 2'x2'x3/4" | n/a | n/a | n/a | n/a | Clinic_076-078_Finish Schedule | n/a
CeilingMaterial | bill.east@us.army.mil | 2012-10-26T09:46:00 | Requirement | Space | 2B08 | ACOUSTICAL CEILING TILE | n/a | n/a | n/a | n/a | Clinic_076-078_Finish Schedule | n/a
FloorColor | bill.east@us.army.mil | 2012-10-26T09:46:00 | Requirement | Space | 2B08 | INTERFACE - CARIBBEAN #3073 NASSAU | n/a | n/a | n/a | n/a | Clinic_076-078_Finish Schedule | n/a
FloorMaterial | bill.east@us.army.mil | 2012-10-26T09:46:00 | Requirement | Space | 2B08 | CARPET | n/a | n/a | n/a | n/a | Clinic_076-078_Finish Schedule | n/a
WallColor-East | bill.east@us.army.mil | 2012-10-26T09:46:00 | Requirement | Space | 2B08 | DEVOE # 2W18-2 PRARIE BUFF | n/a | n/a | n/a | n/a | Clinic_076-078_Finish Schedule | n/a
WallColor-North | bill.east@us.army.mil | 2012-10-26T09:46:00 | Requirement | Space | 2B08 | DEVOE # 2W18-2 PRARIE BUFF | n/a | n/a | n/a | n/a | Clinic_076-078_Finish Schedule | n/a
WallColor-South | bill.east@us.army.mil | 2012-10-26T09:46:00 | Requirement | Space | 2B08 | DEVOE # 2W18-2 PRARIE BUFF | n/a | n/a | n/a | n/a | Clinic_076-078_Finish Schedule | n/a
WallColor-West | bill.east@us.army.mil | 2012-10-26T09:46:00 | Requirement | Space | 2B08 | DEVOE # 2W18-2 PRARIE BUFF | n/a | n/a | n/a | n/a | Clinic_076-078_Finish Schedule | n/a
WallMaterial-East | bill.east@us.army.mil | 2012-10-26T09:46:00 | Requirement | Space | 2B08 | GYPSUM WALLBOARD WITH PAINT | n/a | n/a | n/a | n/a | Clinic_076-078_Finish Schedule | n/a
WallMaterial-North | bill.east@us.army.mil | 2012-10-26T09:46:00 | Requirement | Space | 2B08 | GYPSUM WALLBOARD WITH PAINT | n/a | n/a | n/a | n/a | Clinic_076-078_Finish Schedule | n/a
WallMaterial-South | bill.east@us.army.mil | 2012-10-26T09:46:00 | Requirement | Space | 2B08 | GYPSUM WALLBOARD WITH PAINT | n/a | n/a | n/a | n/a | Clinic_076-078_Finish Schedule | n/a
WallMaterial-West | bill.east@us.army.mil | 2012-10-26T09:46:00 | Requirement | Space | 2B08 | GYPSUM WALLBOARD WITH PAINT | n/a | n/a | n/a | n/a | Clinic_076-078_Finish Schedule | n/a
BaseColor | bill.east@us.army.mil | 2012-10-26T09:46:00 | Requirement | Space | 2B09 | ROPPE - 40 FAWN - 4" HIGH RUBBER COVE BASE | n/a | n/a | n/a | n/a | Clinic_076-078_Finish Schedule | n/a
BaseMaterial | bill.east@us.army.mil | 2012-10-26T09:46:00 | Requirement | Space | 2B09 | RUBBER BASE | n/a | n/a | n/a | n/a | Clinic_076-078_Finish Schedule | n/a
CeilingColor | bill.east@us.army.mil | 2012-10-26T09:46:00 | Requirement | Space | 2B09 | ARMSTRONG CEILING TILE - CIRRUS TEGULAR; COLOR: WHITE; SERIES #534 GRID-15/16" EXPOSED TEE GRID SYSTEM-WHITE; SIZE: 2'x2'x3/4" | n/a | n/a | n/a | n/a | Clinic_076-078_Finish Schedule | n/a
CeilingMaterial | bill.east@us.army.mil | 2012-10-26T09:46:00 | Requirement | Space | 2B09 | ACOUSTICAL CEILING TILE | n/a | n/a | n/a | n/a | Clinic_076-078_Finish Schedule | n/a
FloorColor | bill.east@us.army.mil | 2012-10-26T09:46:00 | Requirement | Space | 2B09 | INTERFACE - CARIBBEAN #3073 NASSAU | n/a | n/a | n/a | n/a | Clinic_076-078_Finish Schedule | n/a
FloorMaterial | bill.east@us.army.mil | 2012-10-26T09:46:00 | Requirement | Space | 2B09 | CARPET | n/a | n/a | n/a | n/a | Clinic_076-078_Finish Schedule | n/a
WallColor-East | bill.east@us.army.mil | 2012-10-26T09:46:00 | Requirement | Space | 2B09 | DEVOE # 2W18-2 PRARIE BUFF | n/a | n/a | n/a | n/a | Clinic_076-078_Finish Schedule | n/a
WallColor-North | bill.east@us.army.mil | 2012-10-26T09:46:00 | Requirement | Space | 2B09 | DEVOE # 2W18-2 PRARIE BUFF | n/a | n/a | n/a | n/a | Clinic_076-078_Finish Schedule | n/a
WallColor-South | bill.east@us.army.mil | 2012-10-26T09:46:00 | Requirement | Space | 2B09 | DEVOE # 2W18-2 PRARIE BUFF | n/a | n/a | n/a | n/a | Clinic_076-078_Finish Schedule | n/a
WallColor-West | bill.east@us.army.mil | 2012-10-26T09:46:00 | Requirement | Space | 2B09 | DEVOE # 2W18-2 PRARIE BUFF | n/a | n/a | n/a | n/a | Clinic_076-078_Finish Schedule | n/a
WallMaterial-East | bill.east@us.army.mil | 2012-10-26T09:46:00 | Requirement | Space | 2B09 | GYPSUM WALLBOARD WITH PAINT | n/a | n/a | n/a | n/a | Clinic_076-078_Finish Schedule | n/a
WallMaterial-North | bill.east@us.army.mil | 2012-10-26T09:46:00 | Requirement | Space | 2B09 | GYPSUM WALLBOARD WITH PAINT | n/a | n/a | n/a | n/a | Clinic_076-078_Finish Schedule | n/a
WallMaterial-South | bill.east@us.army.mil | 2012-10-26T09:46:00 | Requirement | Space | 2B09 | GYPSUM WALLBOARD WITH PAINT | n/a | n/a | n/a | n/a | Clinic_076-078_Finish Schedule | n/a
WallMaterial-West | bill.east@us.army.mil | 2012-10-26T09:46:00 | Requirement | Space | 2B09 | GYPSUM WALLBOARD WITH PAINT | n/a | n/a | n/a | n/a | Clinic_076-078_Finish Schedule | n/a
BaseColor | bill.east@us.army.mil | 2012-10-26T09:46:00 | Requirement | Space | 2B10 | ROPPE - 40 FAWN - 4" HIGH RUBBER COVE BASE | n/a | n/a | n/a | n/a | Clinic_076-078_Finish Schedule | n/a
BaseMaterial | bill.east@us.army.mil | 2012-10-26T09:46:00 | Requirement | Space | 2B10 | RUBBER BASE | n/a | n/a | n/a | n/a | Clinic_076-078_Finish Schedule | n/a
CeilingColor | bill.east@us.army.mil | 2012-10-26T09:46:00 | Requirement | Space | 2B10 | ARMSTRONG CEILING TILE - CIRRUS TEGULAR; COLOR: WHITE; SERIES #534 GRID-15/16" EXPOSED TEE GRID SYSTEM-WHITE; SIZE: 2'x2'x3/4" | n/a | n/a | n/a | n/a | Clinic_076-078_Finish Schedule | n/a
CeilingMaterial | bill.east@us.army.mil | 2012-10-26T09:46:00 | Requirement | Space | 2B10 | ACOUSTICAL CEILING TILE | n/a | n/a | n/a | n/a | Clinic_076-078_Finish Schedule | n/a
FloorColor | bill.east@us.army.mil | 2012-10-26T09:46:00 | Requirement | Space | 2B10 | INTERFACE - CARIBBEAN #3073 NASSAU | n/a | n/a | n/a | n/a | Clinic_076-078_Finish Schedule | n/a
FloorMaterial | bill.east@us.army.mil | 2012-10-26T09:46:00 | Requirement | Space | 2B10 | CARPET | n/a | n/a | n/a | n/a | Clinic_076-078_Finish Schedule | n/a
WallColor-East | bill.east@us.army.mil | 2012-10-26T09:46:00 | Requirement | Space | 2B10 | DEVOE # 2W18-2 PRARIE BUFF | n/a | n/a | n/a | n/a | Clinic_076-078_Finish Schedule | n/a
WallColor-North | bill.east@us.army.mil | 2012-10-26T09:46:00 | Requirement | Space | 2B10 | DEVOE # 2W18-2 PRARIE BUFF | n/a | n/a | n/a | n/a | Clinic_076-078_Finish Schedule | n/a
WallColor-South | bill.east@us.army.mil | 2012-10-26T09:46:00 | Requirement | Space | 2B10 | DEVOE # 2W18-2 PRARIE BUFF | n/a | n/a | n/a | n/a | Clinic_076-078_Finish Schedule | n/a
WallColor-West | bill.east@us.army.mil | 2012-10-26T09:46:00 | Requirement | Space | 2B10 | DEVOE # 2W18-2 PRARIE BUFF | n/a | n/a | n/a | n/a | Clinic_076-078_Finish Schedule | n/a
WallMaterial-East | bill.east@us.army.mil | 2012-10-26T09:46:00 | Requirement | Space | 2B10 | GYPSUM WALLBOARD WITH PAINT | n/a | n/a | n/a | n/a | Clinic_076-078_Finish Schedule | n/a
WallMaterial-North | bill.east@us.army.mil | 2012-10-26T09:46:00 | Requirement | Space | 2B10 | GYPSUM WALLBOARD WITH PAINT | n/a | n/a | n/a | n/a | Clinic_076-078_Finish Schedule | n/a
WallMaterial-South | bill.east@us.army.mil | 2012-10-26T09:46:00 | Requirement | Space | 2B10 | GYPSUM WALLBOARD WITH PAINT | n/a | n/a | n/a | n/a | Clinic_076-078_Finish Schedule | n/a
WallMaterial-West | bill.east@us.army.mil | 2012-10-26T09:46:00 | Requirement | Space | 2B10 | GYPSUM WALLBOARD WITH PAINT | n/a | n/a | n/a | n/a | Clinic_076-078_Finish Schedule | n/a
BaseColor | bill.east@us.army.mil | 2012-10-26T09:46:00 | Requirement | Space | 2B11 | ROPPE - 40 FAWN - 4" HIGH RUBBER COVE BASE | n/a | n/a | n/a | n/a | Clinic_076-078_Finish Schedule | n/a
BaseMaterial | bill.east@us.army.mil | 2012-10-26T09:46:00 | Requirement | Space | 2B11 | RUBBER BASE | n/a | n/a | n/a | n/a | Clinic_076-078_Finish Schedule | n/a
CeilingColor | bill.east@us.army.mil | 2012-10-26T09:46:00 | Requirement | Space | 2B11 | ARMSTRONG CEILING TILE - CIRRUS TEGULAR; COLOR: WHITE; SERIES #534 GRID-15/16" EXPOSED TEE GRID SYSTEM-WHITE; SIZE: 2'x2'x3/4" | n/a | n/a | n/a | n/a | Clinic_076-078_Finish Schedule | n/a
CeilingMaterial | bill.east@us.army.mil | 2012-10-26T09:46:00 | Requirement | Space | 2B11 | ACOUSTICAL CEILING TILE | n/a | n/a | n/a | n/a | Clinic_076-078_Finish Schedule | n/a
FloorColor | bill.east@us.army.mil | 2012-10-26T09:46:00 | Requirement | Space | 2B11 | INTERFACE - CARIBBEAN #3073 NASSAU | n/a | n/a | n/a | n/a | Clinic_076-078_Finish Schedule | n/a
FloorMaterial | bill.east@us.army.mil | 2012-10-26T09:46:00 | Requirement | Space | 2B11 | CARPET | n/a | n/a | n/a | n/a | Clinic_076-078_Finish Schedule | n/a
WallColor-East | bill.east@us.army.mil | 2012-10-26T09:46:00 | Requirement | Space | 2B11 | DEVOE # 2W18-2 PRARIE BUFF | n/a | n/a | n/a | n/a | Clinic_076-078_Finish Schedule | n/a
WallColor-North | bill.east@us.army.mil | 2012-10-26T09:46:00 | Requirement | Space | 2B11 | DEVOE # 2W18-2 PRARIE BUFF | n/a | n/a | n/a | n/a | Clinic_076-078_Finish Schedule | n/a
WallColor-South | bill.east@us.army.mil | 2012-10-26T09:46:00 | Requirement | Space | 2B11 | DEVOE # 2W18-2 PRARIE BUFF | n/a | n/a | n/a | n/a | Clinic_076-078_Finish Schedule | n/a
WallColor-West | bill.east@us.army.mil | 2012-10-26T09:46:00 | Requirement | Space | 2B11 | DEVOE # 2W18-2 PRARIE BUFF | n/a | n/a | n/a | n/a | Clinic_076-078_Finish Schedule | n/a
WallMaterial-East | bill.east@us.army.mil | 2012-10-26T09:46:00 | Requirement | Space | 2B11 | GYPSUM WALLBOARD WITH PAINT | n/a | n/a | n/a | n/a | Clinic_076-078_Finish Schedule | n/a
WallMaterial-North | bill.east@us.army.mil | 2012-10-26T09:46:00 | Requirement | Space | 2B11 | GYPSUM WALLBOARD WITH PAINT | n/a | n/a | n/a | n/a | Clinic_076-078_Finish Schedule | n/a
WallMaterial-South | bill.east@us.army.mil | 2012-10-26T09:46:00 | Requirement | Space | 2B11 | GYPSUM WALLBOARD WITH PAINT | n/a | n/a | n/a | n/a | Clinic_076-078_Finish Schedule | n/a
WallMaterial-West | bill.east@us.army.mil | 2012-10-26T09:46:00 | Requirement | Space | 2B11 | GYPSUM WALLBOARD WITH PAINT | n/a | n/a | n/a | n/a | Clinic_076-078_Finish Schedule | n/a
BaseColor | bill.east@us.army.mil | 2012-10-26T09:46:00 | Requirement | Space | 2B12 | ROPPE - 40 FAWN - 4" HIGH RUBBER COVE BASE | n/a | n/a | n/a | n/a | Clinic_076-078_Finish Schedule | n/a
BaseMaterial | bill.east@us.army.mil | 2012-10-26T09:46:00 | Requirement | Space | 2B12 | RUBBER BASE | n/a | n/a | n/a | n/a | Clinic_076-078_Finish Schedule | n/a
CeilingColor | bill.east@us.army.mil | 2012-10-26T09:46:00 | Requirement | Space | 2B12 | UNFINISHED | n/a | n/a | n/a | n/a | Clinic_076-078_Finish Schedule | n/a
CeilingMaterial | bill.east@us.army.mil | 2012-10-26T09:46:00 | Requirement | Space | 2B12 | CONCRETE | n/a | n/a | n/a | n/a | Clinic_076-078_Finish Schedule | n/a
FloorColor | bill.east@us.army.mil | 2012-10-26T09:46:00 | Requirement | Space | 2B12 | VAMERICAN OLEAN #A-55 DOE SIZE: 2"x2" | n/a | n/a | n/a | n/a | Clinic_076-078_Finish Schedule | n/a
FloorMaterial | bill.east@us.army.mil | 2012-10-26T09:46:00 | Requirement | Space | 2B12 | VINYL COMPOSITION TILE | n/a | n/a | n/a | n/a | Clinic_076-078_Finish Schedule | n/a
WallColor-East | bill.east@us.army.mil | 2012-10-26T09:46:00 | Requirement | Space | 2B12 | DEVOE # 2W18-2 PRARIE BUFF | n/a | n/a | n/a | n/a | Clinic_076-078_Finish Schedule | n/a
WallColor-North | bill.east@us.army.mil | 2012-10-26T09:46:00 | Requirement | Space | 2B12 | DEVOE # 2W18-2 PRARIE BUFF | n/a | n/a | n/a | n/a | Clinic_076-078_Finish Schedule | n/a
WallColor-South | bill.east@us.army.mil | 2012-10-26T09:46:00 | Requirement | Space | 2B12 | DEVOE # 2W18-2 PRARIE BUFF | n/a | n/a | n/a | n/a | Clinic_076-078_Finish Schedule | n/a
WallColor-West | bill.east@us.army.mil | 2012-10-26T09:46:00 | Requirement | Space | 2B12 | DEVOE # 2W18-2 PRARIE BUFF | n/a | n/a | n/a | n/a | Clinic_076-078_Finish Schedule | n/a
WallMaterial-East | bill.east@us.army.mil | 2012-10-26T09:46:00 | Requirement | Space | 2B12 | GYPSUM WALLBOARD WITH PAINT | n/a | n/a | n/a | n/a | Clinic_076-078_Finish Schedule | n/a
WallMaterial-North | bill.east@us.army.mil | 2012-10-26T09:46:00 | Requirement | Space | 2B12 | GYPSUM WALLBOARD WITH PAINT | n/a | n/a | n/a | n/a | Clinic_076-078_Finish Schedule | n/a
WallMaterial-South | bill.east@us.army.mil | 2012-10-26T09:46:00 | Requirement | Space | 2B12 | GYPSUM WALLBOARD WITH PAINT | n/a | n/a | n/a | n/a | Clinic_076-078_Finish Schedule | n/a
WallMaterial-West | bill.east@us.army.mil | 2012-10-26T09:46:00 | Requirement | Space | 2B12 | GYPSUM WALLBOARD WITH PAINT | n/a | n/a | n/a | n/a | Clinic_076-078_Finish Schedule | n/a
BaseColor | bill.east@us.army.mil | 2012-10-26T09:46:00 | Requirement | Space | 2B13 | ROPPE - 40 FAWN - 4" HIGH RUBBER COVE BASE | n/a | n/a | n/a | n/a | Clinic_076-078_Finish Schedule | n/a
BaseMaterial | bill.east@us.army.mil | 2012-10-26T09:46:00 | Requirement | Space | 2B13 | RUBBER BASE | n/a | n/a | n/a | n/a | Clinic_076-078_Finish Schedule | n/a
CeilingColor | bill.east@us.army.mil | 2012-10-26T09:46:00 | Requirement | Space | 2B13 | UNFINISHED | n/a | n/a | n/a | n/a | Clinic_076-078_Finish Schedule | n/a
CeilingMaterial | bill.east@us.army.mil | 2012-10-26T09:46:00 | Requirement | Space | 2B13 | CONCRETE | n/a | n/a | n/a | n/a | Clinic_076-078_Finish Schedule | n/a
FloorColor | bill.east@us.army.mil | 2012-10-26T09:46:00 | Requirement | Space | 2B13 | VAMERICAN OLEAN #A-55 DOE SIZE: 2"x2" | n/a | n/a | n/a | n/a | Clinic_076-078_Finish Schedule | n/a
FloorMaterial | bill.east@us.army.mil | 2012-10-26T09:46:00 | Requirement | Space | 2B13 | VINYL COMPOSITION TILE | n/a | n/a | n/a | n/a | Clinic_076-078_Finish Schedule | n/a
WallColor-East | bill.east@us.army.mil | 2012-10-26T09:46:00 | Requirement | Space | 2B13 | DEVOE # 2W18-2 PRARIE BUFF | n/a | n/a | n/a | n/a | Clinic_076-078_Finish Schedule | n/a
WallColor-North | bill.east@us.army.mil | 2012-10-26T09:46:00 | Requirement | Space | 2B13 | DEVOE # 2W18-2 PRARIE BUFF | n/a | n/a | n/a | n/a | Clinic_076-078_Finish Schedule | n/a
WallColor-South | bill.east@us.army.mil | 2012-10-26T09:46:00 | Requirement | Space | 2B13 | DEVOE # 2W18-2 PRARIE BUFF | n/a | n/a | n/a | n/a | Clinic_076-078_Finish Schedule | n/a
WallColor-West | bill.east@us.army.mil | 2012-10-26T09:46:00 | Requirement | Space | 2B13 | DEVOE # 2W18-2 PRARIE BUFF | n/a | n/a | n/a | n/a | Clinic_076-078_Finish Schedule | n/a
WallMaterial-East | bill.east@us.army.mil | 2012-10-26T09:46:00 | Requirement | Space | 2B13 | GYPSUM WALLBOARD WITH PAINT | n/a | n/a | n/a | n/a | Clinic_076-078_Finish Schedule | n/a
WallMaterial-North | bill.east@us.army.mil | 2012-10-26T09:46:00 | Requirement | Space | 2B13 | GYPSUM WALLBOARD WITH PAINT | n/a | n/a | n/a | n/a | Clinic_076-078_Finish Schedule | n/a
WallMaterial-South | bill.east@us.army.mil | 2012-10-26T09:46:00 | Requirement | Space | 2B13 | GYPSUM WALLBOARD WITH PAINT | n/a | n/a | n/a | n/a | Clinic_076-078_Finish Schedule | n/a
WallMaterial-West | bill.east@us.army.mil | 2012-10-26T09:46:00 | Requirement | Space | 2B13 | GYPSUM WALLBOARD WITH PAINT | n/a | n/a | n/a | n/a | Clinic_076-078_Finish Schedule | n/a
BaseColor | bill.east@us.army.mil | 2012-10-26T09:46:00 | Requirement | Space | 2B14 | ROPPE - 40 FAWN - 4" HIGH RUBBER COVE BASE | n/a | n/a | n/a | n/a | Clinic_076-078_Finish Schedule | n/a
BaseMaterial | bill.east@us.army.mil | 2012-10-26T09:46:00 | Requirement | Space | 2B14 | RUBBER BASE | n/a | n/a | n/a | n/a | Clinic_076-078_Finish Schedule | n/a
CeilingColor | bill.east@us.army.mil | 2012-10-26T09:46:00 | Requirement | Space | 2B14 | ARMSTRONG CEILING TILE - CIRRUS TEGULAR; COLOR: WHITE; SERIES #534 GRID-15/16" EXPOSED TEE GRID SYSTEM-WHITE; SIZE: 2'x2'x3/4" | n/a | n/a | n/a | n/a | Clinic_076-078_Finish Schedule | n/a
CeilingMaterial | bill.east@us.army.mil | 2012-10-26T09:46:00 | Requirement | Space | 2B14 | ACOUSTICAL CEILING TILE | n/a | n/a | n/a | n/a | Clinic_076-078_Finish Schedule | n/a
FloorColor | bill.east@us.army.mil | 2012-10-26T09:46:00 | Requirement | Space | 2B14 | VAMERICAN OLEAN #A-55 DOE SIZE: 2"x2" | n/a | n/a | n/a | n/a | Clinic_076-078_Finish Schedule | n/a
FloorMaterial | bill.east@us.army.mil | 2012-10-26T09:46:00 | Requirement | Space | 2B14 | VINYL COMPOSITION TILE | n/a | n/a | n/a | n/a | Clinic_076-078_Finish Schedule | n/a
WallColor-East | bill.east@us.army.mil | 2012-10-26T09:46:00 | Requirement | Space | 2B14 | DEVOE # 2W18-2 PRARIE BUFF | n/a | n/a | n/a | n/a | Clinic_076-078_Finish Schedule | n/a
WallColor-North | bill.east@us.army.mil | 2012-10-26T09:46:00 | Requirement | Space | 2B14 | DEVOE # 2W18-2 PRARIE BUFF | n/a | n/a | n/a | n/a | Clinic_076-078_Finish Schedule | n/a
WallColor-South | bill.east@us.army.mil | 2012-10-26T09:46:00 | Requirement | Space | 2B14 | DEVOE # 2W18-2 PRARIE BUFF | n/a | n/a | n/a | n/a | Clinic_076-078_Finish Schedule | n/a
WallColor-West | bill.east@us.army.mil | 2012-10-26T09:46:00 | Requirement | Space | 2B14 | DEVOE # 2W18-2 PRARIE BUFF | n/a | n/a | n/a | n/a | Clinic_076-078_Finish Schedule | n/a
WallMaterial-East | bill.east@us.army.mil | 2012-10-26T09:46:00 | Requirement | Space | 2B14 | GYPSUM WALLBOARD WITH PAINT | n/a | n/a | n/a | n/a | Clinic_076-078_Finish Schedule | n/a
WallMaterial-North | bill.east@us.army.mil | 2012-10-26T09:46:00 | Requirement | Space | 2B14 | GYPSUM WALLBOARD WITH PAINT | n/a | n/a | n/a | n/a | Clinic_076-078_Finish Schedule | n/a
WallMaterial-South | bill.east@us.army.mil | 2012-10-26T09:46:00 | Requirement | Space | 2B14 | GYPSUM WALLBOARD WITH PAINT | n/a | n/a | n/a | n/a | Clinic_076-078_Finish Schedule | n/a
WallMaterial-West | bill.east@us.army.mil | 2012-10-26T09:46:00 | Requirement | Space | 2B14 | GYPSUM WALLBOARD WITH PAINT | n/a | n/a | n/a | n/a | Clinic_076-078_Finish Schedule | n/a
BaseColor | bill.east@us.army.mil | 2012-10-26T09:46:00 | Requirement | Space | 2B15 | ROPPE - 40 FAWN - 4" HIGH RUBBER COVE BASE | n/a | n/a | n/a | n/a | Clinic_076-078_Finish Schedule | n/a
BaseMaterial | bill.east@us.army.mil | 2012-10-26T09:46:00 | Requirement | Space | 2B15 | RUBBER BASE | n/a | n/a | n/a | n/a | Clinic_076-078_Finish Schedule | n/a
CeilingColor | bill.east@us.army.mil | 2012-10-26T09:46:00 | Requirement | Space | 2B15 | ARMSTRONG CEILING TILE - CIRRUS TEGULAR; COLOR: WHITE; SERIES #534 GRID-15/16" EXPOSED TEE GRID SYSTEM-WHITE; SIZE: 2'x2'x3/4" | n/a | n/a | n/a | n/a | Clinic_076-078_Finish Schedule | n/a
CeilingMaterial | bill.east@us.army.mil | 2012-10-26T09:46:00 | Requirement | Space | 2B15 | ACOUSTICAL CEILING TILE | n/a | n/a | n/a | n/a | Clinic_076-078_Finish Schedule | n/a
FloorColor | bill.east@us.army.mil | 2012-10-26T09:46:00 | Requirement | Space | 2B15 | INTERFACE - CARIBBEAN #3080 ANTIQUA | n/a | n/a | n/a | n/a | Clinic_076-078_Finish Schedule | n/a
FloorMaterial | bill.east@us.army.mil | 2012-10-26T09:46:00 | Requirement | Space | 2B15 | CARPET | n/a | n/a | n/a | n/a | Clinic_076-078_Finish Schedule | n/a
WallColor-East | bill.east@us.army.mil | 2012-10-26T09:46:00 | Requirement | Space | 2B15 | DEVOE # 2W18-2 PRARIE BUFF | n/a | n/a | n/a | n/a | Clinic_076-078_Finish Schedule | n/a
WallColor-North | bill.east@us.army.mil | 2012-10-26T09:46:00 | Requirement | Space | 2B15 | DEVOE # 2W18-2 PRARIE BUFF | n/a | n/a | n/a | n/a | Clinic_076-078_Finish Schedule | n/a
WallColor-South | bill.east@us.army.mil | 2012-10-26T09:46:00 | Requirement | Space | 2B15 | DEVOE # 2W18-2 PRARIE BUFF | n/a | n/a | n/a | n/a | Clinic_076-078_Finish Schedule | n/a
WallColor-West | bill.east@us.army.mil | 2012-10-26T09:46:00 | Requirement | Space | 2B15 | DEVOE # 2W18-2 PRARIE BUFF | n/a | n/a | n/a | n/a | Clinic_076-078_Finish Schedule | n/a
WallMaterial-East | bill.east@us.army.mil | 2012-10-26T09:46:00 | Requirement | Space | 2B15 | GYPSUM WALLBOARD WITH PAINT | n/a | n/a | n/a | n/a | Clinic_076-078_Finish Schedule | n/a
WallMaterial-North | bill.east@us.army.mil | 2012-10-26T09:46:00 | Requirement | Space | 2B15 | GYPSUM WALLBOARD WITH PAINT | n/a | n/a | n/a | n/a | Clinic_076-078_Finish Schedule | n/a
WallMaterial-South | bill.east@us.army.mil | 2012-10-26T09:46:00 | Requirement | Space | 2B15 | GYPSUM WALLBOARD WITH PAINT | n/a | n/a | n/a | n/a | Clinic_076-078_Finish Schedule | n/a
WallMaterial-West | bill.east@us.army.mil | 2012-10-26T09:46:00 | Requirement | Space | 2B15 | GYPSUM WALLBOARD WITH PAINT | n/a | n/a | n/a | n/a | Clinic_076-078_Finish Schedule | n/a
BaseColor | bill.east@us.army.mil | 2012-10-26T09:46:00 | Requirement | Space | 2B16 | ROPPE - 40 FAWN - 4" HIGH RUBBER COVE BASE | n/a | n/a | n/a | n/a | Clinic_076-078_Finish Schedule | n/a
BaseMaterial | bill.east@us.army.mil | 2012-10-26T09:46:00 | Requirement | Space | 2B16 | RUBBER BASE | n/a | n/a | n/a | n/a | Clinic_076-078_Finish Schedule | n/a
CeilingColor | bill.east@us.army.mil | 2012-10-26T09:46:00 | Requirement | Space | 2B16 | ARMSTRONG CEILING TILE - CIRRUS TEGULAR; COLOR: WHITE; SERIES #534 GRID-15/16" EXPOSED TEE GRID SYSTEM-WHITE; SIZE: 2'x2'x3/4" | n/a | n/a | n/a | n/a | Clinic_076-078_Finish Schedule | n/a
CeilingMaterial | bill.east@us.army.mil | 2012-10-26T09:46:00 | Requirement | Space | 2B16 | ACOUSTICAL CEILING TILE | n/a | n/a | n/a | n/a | Clinic_076-078_Finish Schedule | n/a
FloorColor | bill.east@us.army.mil | 2012-10-26T09:46:00 | Requirement | Space | 2B16 | INTERFACE - CARIBBEAN #3080 ANTIQUA | n/a | n/a | n/a | n/a | Clinic_076-078_Finish Schedule | n/a
FloorMaterial | bill.east@us.army.mil | 2012-10-26T09:46:00 | Requirement | Space | 2B16 | CARPET | n/a | n/a | n/a | n/a | Clinic_076-078_Finish Schedule | n/a
WallColor-East | bill.east@us.army.mil | 2012-10-26T09:46:00 | Requirement | Space | 2B16 | DEVOE # 2W18-2 PRARIE BUFF | n/a | n/a | n/a | n/a | Clinic_076-078_Finish Schedule | n/a
WallColor-North | bill.east@us.army.mil | 2012-10-26T09:46:00 | Requirement | Space | 2B16 | DEVOE # 2W18-2 PRARIE BUFF | n/a | n/a | n/a | n/a | Clinic_076-078_Finish Schedule | n/a
WallColor-South | bill.east@us.army.mil | 2012-10-26T09:46:00 | Requirement | Space | 2B16 | DEVOE # 2W18-2 PRARIE BUFF | n/a | n/a | n/a | n/a | Clinic_076-078_Finish Schedule | n/a
WallColor-West | bill.east@us.army.mil | 2012-10-26T09:46:00 | Requirement | Space | 2B16 | DEVOE # 2W18-2 PRARIE BUFF | n/a | n/a | n/a | n/a | Clinic_076-078_Finish Schedule | n/a
WallMaterial-East | bill.east@us.army.mil | 2012-10-26T09:46:00 | Requirement | Space | 2B16 | GYPSUM WALLBOARD WITH PAINT | n/a | n/a | n/a | n/a | Clinic_076-078_Finish Schedule | n/a
WallMaterial-North | bill.east@us.army.mil | 2012-10-26T09:46:00 | Requirement | Space | 2B16 | GYPSUM WALLBOARD WITH PAINT | n/a | n/a | n/a | n/a | Clinic_076-078_Finish Schedule | n/a
WallMaterial-South | bill.east@us.army.mil | 2012-10-26T09:46:00 | Requirement | Space | 2B16 | GYPSUM WALLBOARD WITH PAINT | n/a | n/a | n/a | n/a | Clinic_076-078_Finish Schedule | n/a
WallMaterial-West | bill.east@us.army.mil | 2012-10-26T09:46:00 | Requirement | Space | 2B16 | GYPSUM WALLBOARD WITH PAINT | n/a | n/a | n/a | n/a | Clinic_076-078_Finish Schedule | n/a
BaseColor | bill.east@us.army.mil | 2012-10-26T09:46:00 | Requirement | Space | 2B17 | ROPPE - 40 FAWN - 4" HIGH RUBBER COVE BASE | n/a | n/a | n/a | n/a | Clinic_076-078_Finish Schedule | n/a
BaseMaterial | bill.east@us.army.mil | 2012-10-26T09:46:00 | Requirement | Space | 2B17 | RUBBER BASE | n/a | n/a | n/a | n/a | Clinic_076-078_Finish Schedule | n/a
CeilingColor | bill.east@us.army.mil | 2012-10-26T09:46:00 | Requirement | Space | 2B17 | ARMSTRONG CEILING TILE - CIRRUS TEGULAR; COLOR: WHITE; SERIES #534 GRID-15/16" EXPOSED TEE GRID SYSTEM-WHITE; SIZE: 2'x2'x3/4" | n/a | n/a | n/a | n/a | Clinic_076-078_Finish Schedule | n/a
CeilingMaterial | bill.east@us.army.mil | 2012-10-26T09:46:00 | Requirement | Space | 2B17 | ACOUSTICAL CEILING TILE | n/a | n/a | n/a | n/a | Clinic_076-078_Finish Schedule | n/a
FloorColor | bill.east@us.army.mil | 2012-10-26T09:46:00 | Requirement | Space | 2B17 | VAMERICAN OLEAN #A-55 DOE SIZE: 2"x2",2 | n/a | n/a | n/a | n/a | Clinic_076-078_Finish Schedule | n/a
FloorMaterial | bill.east@us.army.mil | 2012-10-26T09:46:00 | Requirement | Space | 2B17 | VINYL COMPOSITION TILE | n/a | n/a | n/a | n/a | Clinic_076-078_Finish Schedule | n/a
WallColor-East | bill.east@us.army.mil | 2012-10-26T09:46:00 | Requirement | Space | 2B17 | MATCH PT3 - Devoe # 2W19-4 CLAY PEBBLE | n/a | n/a | n/a | n/a | Clinic_076-078_Finish Schedule | n/a
WallColor-North | bill.east@us.army.mil | 2012-10-26T09:46:00 | Requirement | Space | 2B17 | MATCH PT3 - Devoe # 2W19-4 CLAY PEBBLE | n/a | n/a | n/a | n/a | Clinic_076-078_Finish Schedule | n/a
WallColor-South | bill.east@us.army.mil | 2012-10-26T09:46:00 | Requirement | Space | 2B17 | MATCH PT3 - Devoe # 2W19-4 CLAY PEBBLE | n/a | n/a | n/a | n/a | Clinic_076-078_Finish Schedule | n/a
WallColor-West | bill.east@us.army.mil | 2012-10-26T09:46:00 | Requirement | Space | 2B17 | MATCH PT3 - Devoe # 2W19-4 CLAY PEBBLE | n/a | n/a | n/a | n/a | Clinic_076-078_Finish Schedule | n/a
WallMaterial-East | bill.east@us.army.mil | 2012-10-26T09:46:00 | Requirement | Space | 2B17 | GYPSUM WALLBOARD WITH LIQUID GLAZED COATING | n/a | n/a | n/a | n/a | Clinic_076-078_Finish Schedule | n/a
WallMaterial-North | bill.east@us.army.mil | 2012-10-26T09:46:00 | Requirement | Space | 2B17 | GYPSUM WALLBOARD WITH LIQUID GLAZED COATING | n/a | n/a | n/a | n/a | Clinic_076-078_Finish Schedule | n/a
WallMaterial-South | bill.east@us.army.mil | 2012-10-26T09:46:00 | Requirement | Space | 2B17 | GYPSUM WALLBOARD WITH LIQUID GLAZED COATING | n/a | n/a | n/a | n/a | Clinic_076-078_Finish Schedule | n/a
WallMaterial-West | bill.east@us.army.mil | 2012-10-26T09:46:00 | Requirement | Space | 2B17 | GYPSUM WALLBOARD WITH LIQUID GLAZED COATING | n/a | n/a | n/a | n/a | Clinic_076-078_Finish Schedule | n/a
BaseColor | bill.east@us.army.mil | 2012-10-26T09:46:00 | Requirement | Space | 2B18 | ROPPE - 40 FAWN - 4" HIGH RUBBER COVE BASE | n/a | n/a | n/a | n/a | Clinic_076-078_Finish Schedule | n/a
BaseMaterial | bill.east@us.army.mil | 2012-10-26T09:46:00 | Requirement | Space | 2B18 | RUBBER BASE | n/a | n/a | n/a | n/a | Clinic_076-078_Finish Schedule | n/a
CeilingColor | bill.east@us.army.mil | 2012-10-26T09:46:00 | Requirement | Space | 2B18 | ARMSTRONG CEILING TILE - CIRRUS TEGULAR; COLOR: WHITE; SERIES #534 GRID-15/16" EXPOSED TEE GRID SYSTEM-WHITE; SIZE: 2'x2'x3/4" | n/a | n/a | n/a | n/a | Clinic_076-078_Finish Schedule | n/a
CeilingMaterial | bill.east@us.army.mil | 2012-10-26T09:46:00 | Requirement | Space | 2B18 | ACOUSTICAL CEILING TILE | n/a | n/a | n/a | n/a | Clinic_076-078_Finish Schedule | n/a
FloorColor | bill.east@us.army.mil | 2012-10-26T09:46:00 | Requirement | Space | 2B18 | INTERFACE - CARIBBEAN #3080 ANTIQUA | n/a | n/a | n/a | n/a | Clinic_076-078_Finish Schedule | n/a
FloorMaterial | bill.east@us.army.mil | 2012-10-26T09:46:00 | Requirement | Space | 2B18 | CARPET | n/a | n/a | n/a | n/a | Clinic_076-078_Finish Schedule | n/a
WallColor-East | bill.east@us.army.mil | 2012-10-26T09:46:00 | Requirement | Space | 2B18 | DEVOE # 2W18-2 PRARIE BUFF | n/a | n/a | n/a | n/a | Clinic_076-078_Finish Schedule | n/a
WallColor-North | bill.east@us.army.mil | 2012-10-26T09:46:00 | Requirement | Space | 2B18 | DEVOE # 2W18-2 PRARIE BUFF | n/a | n/a | n/a | n/a | Clinic_076-078_Finish Schedule | n/a
WallColor-South | bill.east@us.army.mil | 2012-10-26T09:46:00 | Requirement | Space | 2B18 | DEVOE # 2W18-2 PRARIE BUFF | n/a | n/a | n/a | n/a | Clinic_076-078_Finish Schedule | n/a
WallColor-West | bill.east@us.army.mil | 2012-10-26T09:46:00 | Requirement | Space | 2B18 | DEVOE # 2W18-2 PRARIE BUFF | n/a | n/a | n/a | n/a | Clinic_076-078_Finish Schedule | n/a
WallMaterial-East | bill.east@us.army.mil | 2012-10-26T09:46:00 | Requirement | Space | 2B18 | GYPSUM WALLBOARD WITH PAINT | n/a | n/a | n/a | n/a | Clinic_076-078_Finish Schedule | n/a
WallMaterial-North | bill.east@us.army.mil | 2012-10-26T09:46:00 | Requirement | Space | 2B18 | GYPSUM WALLBOARD WITH PAINT | n/a | n/a | n/a | n/a | Clinic_076-078_Finish Schedule | n/a
WallMaterial-South | bill.east@us.army.mil | 2012-10-26T09:46:00 | Requirement | Space | 2B18 | GYPSUM WALLBOARD WITH PAINT | n/a | n/a | n/a | n/a | Clinic_076-078_Finish Schedule | n/a
WallMaterial-West | bill.east@us.army.mil | 2012-10-26T09:46:00 | Requirement | Space | 2B18 | GYPSUM WALLBOARD WITH PAINT | n/a | n/a | n/a | n/a | Clinic_076-078_Finish Schedule | n/a
BaseColor | bill.east@us.army.mil | 2012-10-26T09:46:00 | Requirement | Space | 2B19 | ROPPE - 40 FAWN - 4" HIGH RUBBER COVE BASE | n/a | n/a | n/a | n/a | Clinic_076-078_Finish Schedule | n/a
BaseMaterial | bill.east@us.army.mil | 2012-10-26T09:46:00 | Requirement | Space | 2B19 | RUBBER BASE | n/a | n/a | n/a | n/a | Clinic_076-078_Finish Schedule | n/a
CeilingColor | bill.east@us.army.mil | 2012-10-26T09:46:00 | Requirement | Space | 2B19 | ARMSTRONG CEILING TILE - FINE FISSURED DURATEX; COLOR: WHITE; SERIES #1870; GRID 15/16" EXPOSED TEE GRID SYSTEM-WHITE; SIZE: 2'x2' | n/a | n/a | n/a | n/a | Clinic_076-078_Finish Schedule | n/a
CeilingMaterial | bill.east@us.army.mil | 2012-10-26T09:46:00 | Requirement | Space | 2B19 | ACOUSTICAL CEILING TILE | n/a | n/a | n/a | n/a | Clinic_076-078_Finish Schedule | n/a
FloorColor | bill.east@us.army.mil | 2012-10-26T09:46:00 | Requirement | Space | 2B19 | ARMSTRONG - MEDIN TECH - #86439 DESERT GOLD | n/a | n/a | n/a | n/a | Clinic_076-078_Finish Schedule | n/a
FloorMaterial | bill.east@us.army.mil | 2012-10-26T09:46:00 | Requirement | Space | 2B19 | SHEET VINYL | n/a | n/a | n/a | n/a | Clinic_076-078_Finish Schedule | n/a
WallColor-East | bill.east@us.army.mil | 2012-10-26T09:46:00 | Requirement | Space | 2B19 | MATCH PT3 - Devoe # 2W19-4 CLAY PEBBLE | n/a | n/a | n/a | n/a | Clinic_076-078_Finish Schedule | n/a
WallColor-North | bill.east@us.army.mil | 2012-10-26T09:46:00 | Requirement | Space | 2B19 | MATCH PT3 - Devoe # 2W19-4 CLAY PEBBLE | n/a | n/a | n/a | n/a | Clinic_076-078_Finish Schedule | n/a
WallColor-South | bill.east@us.army.mil | 2012-10-26T09:46:00 | Requirement | Space | 2B19 | MATCH PT3 - Devoe # 2W19-4 CLAY PEBBLE | n/a | n/a | n/a | n/a | Clinic_076-078_Finish Schedule | n/a
WallColor-West | bill.east@us.army.mil | 2012-10-26T09:46:00 | Requirement | Space | 2B19 | MATCH PT3 - Devoe # 2W19-4 CLAY PEBBLE | n/a | n/a | n/a | n/a | Clinic_076-078_Finish Schedule | n/a
WallMaterial-East | bill.east@us.army.mil | 2012-10-26T09:46:00 | Requirement | Space | 2B19 | GYPSUM WALLBOARD WITH LIQUID GLAZED COATING | n/a | n/a | n/a | n/a | Clinic_076-078_Finish Schedule | n/a
WallMaterial-North | bill.east@us.army.mil | 2012-10-26T09:46:00 | Requirement | Space | 2B19 | GYPSUM WALLBOARD WITH LIQUID GLAZED COATING | n/a | n/a | n/a | n/a | Clinic_076-078_Finish Schedule | n/a
WallMaterial-South | bill.east@us.army.mil | 2012-10-26T09:46:00 | Requirement | Space | 2B19 | GYPSUM WALLBOARD WITH LIQUID GLAZED COATING | n/a | n/a | n/a | n/a | Clinic_076-078_Finish Schedule | n/a
WallMaterial-West | bill.east@us.army.mil | 2012-10-26T09:46:00 | Requirement | Space | 2B19 | GYPSUM WALLBOARD WITH LIQUID GLAZED COATING | n/a | n/a | n/a | n/a | Clinic_076-078_Finish Schedule | n/a
BaseColor | bill.east@us.army.mil | 2012-10-26T09:46:00 | Requirement | Space | 2B20 | ROPPE - 40 FAWN - 4" HIGH RUBBER COVE BASE | n/a | n/a | n/a | n/a | Clinic_076-078_Finish Schedule | n/a
BaseMaterial | bill.east@us.army.mil | 2012-10-26T09:46:00 | Requirement | Space | 2B20 | RUBBER BASE | n/a | n/a | n/a | n/a | Clinic_076-078_Finish Schedule | n/a
CeilingColor | bill.east@us.army.mil | 2012-10-26T09:46:00 | Requirement | Space | 2B20 | MATCH PT3 - Devoe # 2W19-4 CLAY PEBBLE | n/a | n/a | n/a | n/a | Clinic_076-078_Finish Schedule | n/a
CeilingMaterial | bill.east@us.army.mil | 2012-10-26T09:46:00 | Requirement | Space | 2B20 | GYPSUM WALLBOARD WITH LIQUID GLAZED COATING | n/a | n/a | n/a | n/a | Clinic_076-078_Finish Schedule | n/a
FloorColor | bill.east@us.army.mil | 2012-10-26T09:46:00 | Requirement | Space | 2B20 | VAMERICAN OLEAN #A-55 DOE SIZE: 2"x2" | n/a | n/a | n/a | n/a | Clinic_076-078_Finish Schedule | n/a
FloorMaterial | bill.east@us.army.mil | 2012-10-26T09:46:00 | Requirement | Space | 2B20 | VINYL COMPOSITION TILE | n/a | n/a | n/a | n/a | Clinic_076-078_Finish Schedule | n/a
WallColor-East | bill.east@us.army.mil | 2012-10-26T09:46:00 | Requirement | Space | 2B20 | MATCH PT3 - Devoe # 2W19-4 CLAY PEBBLE | n/a | n/a | n/a | n/a | Clinic_076-078_Finish Schedule | n/a
WallColor-North | bill.east@us.army.mil | 2012-10-26T09:46:00 | Requirement | Space | 2B20 | MATCH PT3 - Devoe # 2W19-4 CLAY PEBBLE | n/a | n/a | n/a | n/a | Clinic_076-078_Finish Schedule | n/a
WallColor-South | bill.east@us.army.mil | 2012-10-26T09:46:00 | Requirement | Space | 2B20 | MATCH PT3 - Devoe # 2W19-4 CLAY PEBBLE | n/a | n/a | n/a | n/a | Clinic_076-078_Finish Schedule | n/a
WallColor-West | bill.east@us.army.mil | 2012-10-26T09:46:00 | Requirement | Space | 2B20 | MATCH PT3 - Devoe # 2W19-4 CLAY PEBBLE | n/a | n/a | n/a | n/a | Clinic_076-078_Finish Schedule | n/a
WallMaterial-East | bill.east@us.army.mil | 2012-10-26T09:46:00 | Requirement | Space | 2B20 | GYPSUM WALLBOARD WITH LIQUID GLAZED COATING | n/a | n/a | n/a | n/a | Clinic_076-078_Finish Schedule | n/a
WallMaterial-North | bill.east@us.army.mil | 2012-10-26T09:46:00 | Requirement | Space | 2B20 | GYPSUM WALLBOARD WITH LIQUID GLAZED COATING | n/a | n/a | n/a | n/a | Clinic_076-078_Finish Schedule | n/a
WallMaterial-South | bill.east@us.army.mil | 2012-10-26T09:46:00 | Requirement | Space | 2B20 | GYPSUM WALLBOARD WITH LIQUID GLAZED COATING | n/a | n/a | n/a | n/a | Clinic_076-078_Finish Schedule | n/a
WallMaterial-West | bill.east@us.army.mil | 2012-10-26T09:46:00 | Requirement | Space | 2B20 | GYPSUM WALLBOARD WITH LIQUID GLAZED COATING | n/a | n/a | n/a | n/a | Clinic_076-078_Finish Schedule | n/a
BaseColor | bill.east@us.army.mil | 2012-10-26T09:46:00 | Requirement | Space | 2B21 | ROPPE - 40 FAWN - 4" HIGH RUBBER COVE BASE | n/a | n/a | n/a | n/a | Clinic_076-078_Finish Schedule | n/a
BaseMaterial | bill.east@us.army.mil | 2012-10-26T09:46:00 | Requirement | Space | 2B21 | RUBBER BASE | n/a | n/a | n/a | n/a | Clinic_076-078_Finish Schedule | n/a
CeilingColor | bill.east@us.army.mil | 2012-10-26T09:46:00 | Requirement | Space | 2B21 | ARMSTRONG CEILING TILE - CIRRUS TEGULAR; COLOR: WHITE; SERIES #534 GRID-15/16" EXPOSED TEE GRID SYSTEM-WHITE; SIZE: 2'x2'x3/4" | n/a | n/a | n/a | n/a | Clinic_076-078_Finish Schedule | n/a
CeilingMaterial | bill.east@us.army.mil | 2012-10-26T09:46:00 | Requirement | Space | 2B21 | ACOUSTICAL CEILING TILE | n/a | n/a | n/a | n/a | Clinic_076-078_Finish Schedule | n/a
FloorColor | bill.east@us.army.mil | 2012-10-26T09:46:00 | Requirement | Space | 2B21 | INTERFACE - CARIBBEAN #3080 ANTIQUA | n/a | n/a | n/a | n/a | Clinic_076-078_Finish Schedule | n/a
FloorMaterial | bill.east@us.army.mil | 2012-10-26T09:46:00 | Requirement | Space | 2B21 | CARPET | n/a | n/a | n/a | n/a | Clinic_076-078_Finish Schedule | n/a
WallColor-East | bill.east@us.army.mil | 2012-10-26T09:46:00 | Requirement | Space | 2B21 | DEVOE # 2W18-2 PRARIE BUFF | n/a | n/a | n/a | n/a | Clinic_076-078_Finish Schedule | n/a
WallColor-North | bill.east@us.army.mil | 2012-10-26T09:46:00 | Requirement | Space | 2B21 | DEVOE # 2W18-2 PRARIE BUFF | n/a | n/a | n/a | n/a | Clinic_076-078_Finish Schedule | n/a
WallColor-South | bill.east@us.army.mil | 2012-10-26T09:46:00 | Requirement | Space | 2B21 | DEVOE # 2W18-2 PRARIE BUFF | n/a | n/a | n/a | n/a | Clinic_076-078_Finish Schedule | n/a
WallColor-West | bill.east@us.army.mil | 2012-10-26T09:46:00 | Requirement | Space | 2B21 | DEVOE # 2W18-2 PRARIE BUFF | n/a | n/a | n/a | n/a | Clinic_076-078_Finish Schedule | n/a
WallMaterial-East | bill.east@us.army.mil | 2012-10-26T09:46:00 | Requirement | Space | 2B21 | GYPSUM WALLBOARD WITH PAINT | n/a | n/a | n/a | n/a | Clinic_076-078_Finish Schedule | n/a
WallMaterial-North | bill.east@us.army.mil | 2012-10-26T09:46:00 | Requirement | Space | 2B21 | GYPSUM WALLBOARD WITH PAINT | n/a | n/a | n/a | n/a | Clinic_076-078_Finish Schedule | n/a
WallMaterial-South | bill.east@us.army.mil | 2012-10-26T09:46:00 | Requirement | Space | 2B21 | GYPSUM WALLBOARD WITH PAINT | n/a | n/a | n/a | n/a | Clinic_076-078_Finish Schedule | n/a
WallMaterial-West | bill.east@us.army.mil | 2012-10-26T09:46:00 | Requirement | Space | 2B21 | GYPSUM WALLBOARD WITH PAINT | n/a | n/a | n/a | n/a | Clinic_076-078_Finish Schedule | n/a
BaseColor | bill.east@us.army.mil | 2012-10-26T09:46:00 | Requirement | Space | 2B22 | DAL - TILE - #D-1452 CYPRESS - SIZE 4"X 4" | n/a | n/a | n/a | n/a | Clinic_076-078_Finish Schedule | n/a
BaseMaterial | bill.east@us.army.mil | 2012-10-26T09:46:00 | Requirement | Space | 2B22 | MAT GLAZED TILE | n/a | n/a | n/a | n/a | Clinic_076-078_Finish Schedule | n/a
CeilingColor | bill.east@us.army.mil | 2012-10-26T09:46:00 | Requirement | Space | 2B22 | ARMSTRONG - PREMIUM EXCELON - #52153 WARM GREEN | n/a | n/a | n/a | n/a | Clinic_076-078_Finish Schedule | n/a
CeilingMaterial | bill.east@us.army.mil | 2012-10-26T09:46:00 | Requirement | Space | 2B22 | ACOUSTICAL CEILING TILE | n/a | n/a | n/a | n/a | Clinic_076-078_Finish Schedule | n/a
FloorColor | bill.east@us.army.mil | 2012-10-26T09:46:00 | Requirement | Space | 2B22 | AMERICAN OLEAN #A-55 DOE SIZE: 2"x2" | n/a | n/a | n/a | n/a | Clinic_076-078_Finish Schedule | n/a
FloorMaterial | bill.east@us.army.mil | 2012-10-26T09:46:00 | Requirement | Space | 2B22 | CERAMIC TILE | n/a | n/a | n/a | n/a | Clinic_076-078_Finish Schedule | n/a
WallColor-East | bill.east@us.army.mil | 2012-10-26T09:46:00 | Requirement | Space | 2B22 | DAL - TILE - #D-1452 CYPRESS - SIZE 4"X 4" | n/a | n/a | n/a | n/a | Clinic_076-078_Finish Schedule | n/a
WallColor-North | bill.east@us.army.mil | 2012-10-26T09:46:00 | Requirement | Space | 2B22 | DAL - TILE - #D-1452 CYPRESS - SIZE 4"X 4" | n/a | n/a | n/a | n/a | Clinic_076-078_Finish Schedule | n/a
WallColor-South | bill.east@us.army.mil | 2012-10-26T09:46:00 | Requirement | Space | 2B22 | DAL - TILE - #D-1452 CYPRESS - SIZE 4"X 4" | n/a | n/a | n/a | n/a | Clinic_076-078_Finish Schedule | n/a
WallColor-West | bill.east@us.army.mil | 2012-10-26T09:46:00 | Requirement | Space | 2B22 | DAL - TILE - #D-1452 CYPRESS - SIZE 4"X 4" | n/a | n/a | n/a | n/a | Clinic_076-078_Finish Schedule | n/a
WallMaterial-East | bill.east@us.army.mil | 2012-10-26T09:46:00 | Requirement | Space | 2B22 | MAT GLAZED TILE | n/a | n/a | n/a | n/a | Clinic_076-078_Finish Schedule | n/a
WallMaterial-North | bill.east@us.army.mil | 2012-10-26T09:46:00 | Requirement | Space | 2B22 | MAT GLAZED TILE | n/a | n/a | n/a | n/a | Clinic_076-078_Finish Schedule | n/a
WallMaterial-South | bill.east@us.army.mil | 2012-10-26T09:46:00 | Requirement | Space | 2B22 | MAT GLAZED TILE | n/a | n/a | n/a | n/a | Clinic_076-078_Finish Schedule | n/a
WallMaterial-West | bill.east@us.army.mil | 2012-10-26T09:46:00 | Requirement | Space | 2B22 | MAT GLAZED TILE | n/a | n/a | n/a | n/a | Clinic_076-078_Finish Schedule | n/a
BaseColor | bill.east@us.army.mil | 2012-10-26T09:46:00 | Requirement | Space | 2B23 | ROPPE - 40 FAWN - 4" HIGH RUBBER COVE BASE | n/a | n/a | n/a | n/a | Clinic_076-078_Finish Schedule | n/a
BaseMaterial | bill.east@us.army.mil | 2012-10-26T09:46:00 | Requirement | Space | 2B23 | RUBBER BASE | n/a | n/a | n/a | n/a | Clinic_076-078_Finish Schedule | n/a
CeilingColor | bill.east@us.army.mil | 2012-10-26T09:46:00 | Requirement | Space | 2B23 | ARMSTRONG CEILING TILE - CIRRUS TEGULAR; COLOR: WHITE; SERIES #534 GRID-15/16" EXPOSED TEE GRID SYSTEM-WHITE; SIZE: 2'x2'x3/4" | n/a | n/a | n/a | n/a | Clinic_076-078_Finish Schedule | n/a
CeilingMaterial | bill.east@us.army.mil | 2012-10-26T09:46:00 | Requirement | Space | 2B23 | ACOUSTICAL CEILING TILE | n/a | n/a | n/a | n/a | Clinic_076-078_Finish Schedule | n/a
FloorColor | bill.east@us.army.mil | 2012-10-26T09:46:00 | Requirement | Space | 2B23 | INTERFACE - CARIBBEAN #3080 ANTIQUA | n/a | n/a | n/a | n/a | Clinic_076-078_Finish Schedule | n/a
FloorMaterial | bill.east@us.army.mil | 2012-10-26T09:46:00 | Requirement | Space | 2B23 | CARPET | n/a | n/a | n/a | n/a | Clinic_076-078_Finish Schedule | n/a
WallColor-East | bill.east@us.army.mil | 2012-10-26T09:46:00 | Requirement | Space | 2B23 | DEVOE # 2W18-2 PRARIE BUFF | n/a | n/a | n/a | n/a | Clinic_076-078_Finish Schedule | n/a
WallColor-North | bill.east@us.army.mil | 2012-10-26T09:46:00 | Requirement | Space | 2B23 | DEVOE # 2W18-2 PRARIE BUFF | n/a | n/a | n/a | n/a | Clinic_076-078_Finish Schedule | n/a
WallColor-South | bill.east@us.army.mil | 2012-10-26T09:46:00 | Requirement | Space | 2B23 | DEVOE # 2W18-2 PRARIE BUFF | n/a | n/a | n/a | n/a | Clinic_076-078_Finish Schedule | n/a
WallColor-West | bill.east@us.army.mil | 2012-10-26T09:46:00 | Requirement | Space | 2B23 | DEVOE # 2W18-2 PRARIE BUFF | n/a | n/a | n/a | n/a | Clinic_076-078_Finish Schedule | n/a
WallMaterial-East | bill.east@us.army.mil | 2012-10-26T09:46:00 | Requirement | Space | 2B23 | GYPSUM WALLBOARD WITH PAINT | n/a | n/a | n/a | n/a | Clinic_076-078_Finish Schedule | n/a
WallMaterial-North | bill.east@us.army.mil | 2012-10-26T09:46:00 | Requirement | Space | 2B23 | GYPSUM WALLBOARD WITH PAINT | n/a | n/a | n/a | n/a | Clinic_076-078_Finish Schedule | n/a
WallMaterial-South | bill.east@us.army.mil | 2012-10-26T09:46:00 | Requirement | Space | 2B23 | GYPSUM WALLBOARD WITH PAINT | n/a | n/a | n/a | n/a | Clinic_076-078_Finish Schedule | n/a
WallMaterial-West | bill.east@us.army.mil | 2012-10-26T09:46:00 | Requirement | Space | 2B23 | GYPSUM WALLBOARD WITH PAINT | n/a | n/a | n/a | n/a | Clinic_076-078_Finish Schedule | n/a
BaseColor | bill.east@us.army.mil | 2012-10-26T09:46:00 | Requirement | Space | 2B24 | ROPPE - 40 FAWN - 4" HIGH RUBBER COVE BASE | n/a | n/a | n/a | n/a | Clinic_076-078_Finish Schedule | n/a
BaseMaterial | bill.east@us.army.mil | 2012-10-26T09:46:00 | Requirement | Space | 2B24 | RUBBER BASE | n/a | n/a | n/a | n/a | Clinic_076-078_Finish Schedule | n/a
CeilingColor | bill.east@us.army.mil | 2012-10-26T09:46:00 | Requirement | Space | 2B24 | ARMSTRONG CEILING TILE - CIRRUS TEGULAR; COLOR: WHITE; SERIES #534 GRID-15/16" EXPOSED TEE GRID SYSTEM-WHITE; SIZE: 2'x2'x3/4" | n/a | n/a | n/a | n/a | Clinic_076-078_Finish Schedule | n/a
CeilingMaterial | bill.east@us.army.mil | 2012-10-26T09:46:00 | Requirement | Space | 2B24 | ACOUSTICAL CEILING TILE | n/a | n/a | n/a | n/a | Clinic_076-078_Finish Schedule | n/a
FloorColor | bill.east@us.army.mil | 2012-10-26T09:46:00 | Requirement | Space | 2B24 | INTERFACE - CARIBBEAN #3080 ANTIQUA | n/a | n/a | n/a | n/a | Clinic_076-078_Finish Schedule | n/a
FloorMaterial | bill.east@us.army.mil | 2012-10-26T09:46:00 | Requirement | Space | 2B24 | CARPET | n/a | n/a | n/a | n/a | Clinic_076-078_Finish Schedule | n/a
WallColor-East | bill.east@us.army.mil | 2012-10-26T09:46:00 | Requirement | Space | 2B24 | DEVOE # 2W18-2 PRARIE BUFF | n/a | n/a | n/a | n/a | Clinic_076-078_Finish Schedule | n/a
WallColor-North | bill.east@us.army.mil | 2012-10-26T09:46:00 | Requirement | Space | 2B24 | DEVOE # 2W18-2 PRARIE BUFF | n/a | n/a | n/a | n/a | Clinic_076-078_Finish Schedule | n/a
WallColor-South | bill.east@us.army.mil | 2012-10-26T09:46:00 | Requirement | Space | 2B24 | DEVOE # 2W18-2 PRARIE BUFF | n/a | n/a | n/a | n/a | Clinic_076-078_Finish Schedule | n/a
WallColor-West | bill.east@us.army.mil | 2012-10-26T09:46:00 | Requirement | Space | 2B24 | DEVOE # 2W18-2 PRARIE BUFF | n/a | n/a | n/a | n/a | Clinic_076-078_Finish Schedule | n/a
WallMaterial-East | bill.east@us.army.mil | 2012-10-26T09:46:00 | Requirement | Space | 2B24 | GYPSUM WALLBOARD WITH PAINT | n/a | n/a | n/a | n/a | Clinic_076-078_Finish Schedule | n/a
WallMaterial-North | bill.east@us.army.mil | 2012-10-26T09:46:00 | Requirement | Space | 2B24 | GYPSUM WALLBOARD WITH PAINT | n/a | n/a | n/a | n/a | Clinic_076-078_Finish Schedule | n/a
WallMaterial-South | bill.east@us.army.mil | 2012-10-26T09:46:00 | Requirement | Space | 2B24 | GYPSUM WALLBOARD WITH PAINT | n/a | n/a | n/a | n/a | Clinic_076-078_Finish Schedule | n/a
WallMaterial-West | bill.east@us.army.mil | 2012-10-26T09:46:00 | Requirement | Space | 2B24 | GYPSUM WALLBOARD WITH PAINT | n/a | n/a | n/a | n/a | Clinic_076-078_Finish Schedule | n/a
BaseColor | bill.east@us.army.mil | 2012-10-26T09:46:00 | Requirement | Space | 2B25 | ROPPE - 40 FAWN - 4" HIGH RUBBER COVE BASE | n/a | n/a | n/a | n/a | Clinic_076-078_Finish Schedule | n/a
BaseMaterial | bill.east@us.army.mil | 2012-10-26T09:46:00 | Requirement | Space | 2B25 | RUBBER BASE | n/a | n/a | n/a | n/a | Clinic_076-078_Finish Schedule | n/a
CeilingColor | bill.east@us.army.mil | 2012-10-26T09:46:00 | Requirement | Space | 2B25 | ARMSTRONG CEILING TILE - FINE FISSURED DURATEX; COLOR: WHITE; SERIES #1870; GRID 15/16" EXPOSED TEE GRID SYSTEM-WHITE; SIZE: 2'x2' | n/a | n/a | n/a | n/a | Clinic_076-078_Finish Schedule | n/a
CeilingMaterial | bill.east@us.army.mil | 2012-10-26T09:46:00 | Requirement | Space | 2B25 | ACOUSTICAL CEILING TILE | n/a | n/a | n/a | n/a | Clinic_076-078_Finish Schedule | n/a
FloorColor | bill.east@us.army.mil | 2012-10-26T09:46:00 | Requirement | Space | 2B25 | VAMERICAN OLEAN #A-55 DOE SIZE: 2"x2" | n/a | n/a | n/a | n/a | Clinic_076-078_Finish Schedule | n/a
FloorMaterial | bill.east@us.army.mil | 2012-10-26T09:46:00 | Requirement | Space | 2B25 | VINYL COMPOSITION TILE | n/a | n/a | n/a | n/a | Clinic_076-078_Finish Schedule | n/a
WallColor-East | bill.east@us.army.mil | 2012-10-26T09:46:00 | Requirement | Space | 2B25 | MATCH PT3 - Devoe # 2W19-4 CLAY PEBBLE | n/a | n/a | n/a | n/a | Clinic_076-078_Finish Schedule | n/a
WallColor-North | bill.east@us.army.mil | 2012-10-26T09:46:00 | Requirement | Space | 2B25 | MATCH PT3 - Devoe # 2W19-4 CLAY PEBBLE | n/a | n/a | n/a | n/a | Clinic_076-078_Finish Schedule | n/a
WallColor-South | bill.east@us.army.mil | 2012-10-26T09:46:00 | Requirement | Space | 2B25 | MATCH PT3 - Devoe # 2W19-4 CLAY PEBBLE | n/a | n/a | n/a | n/a | Clinic_076-078_Finish Schedule | n/a
WallColor-West | bill.east@us.army.mil | 2012-10-26T09:46:00 | Requirement | Space | 2B25 | MATCH PT3 - Devoe # 2W19-4 CLAY PEBBLE | n/a | n/a | n/a | n/a | Clinic_076-078_Finish Schedule | n/a
WallMaterial-East | bill.east@us.army.mil | 2012-10-26T09:46:00 | Requirement | Space | 2B25 | GYPSUM WALLBOARD WITH LIQUID GLAZED COATING | n/a | n/a | n/a | n/a | Clinic_076-078_Finish Schedule | n/a
WallMaterial-North | bill.east@us.army.mil | 2012-10-26T09:46:00 | Requirement | Space | 2B25 | GYPSUM WALLBOARD WITH LIQUID GLAZED COATING | n/a | n/a | n/a | n/a | Clinic_076-078_Finish Schedule | n/a
WallMaterial-South | bill.east@us.army.mil | 2012-10-26T09:46:00 | Requirement | Space | 2B25 | GYPSUM WALLBOARD WITH LIQUID GLAZED COATING | n/a | n/a | n/a | n/a | Clinic_076-078_Finish Schedule | n/a
WallMaterial-West | bill.east@us.army.mil | 2012-10-26T09:46:00 | Requirement | Space | 2B25 | GYPSUM WALLBOARD WITH LIQUID GLAZED COATING | n/a | n/a | n/a | n/a | Clinic_076-078_Finish Schedule | n/a
BaseColor | bill.east@us.army.mil | 2012-10-26T09:46:00 | Requirement | Space | 2BC1 | ROPPE - 40 FAWN - 4" HIGH RUBBER COVE BASE | n/a | n/a | n/a | n/a | Clinic_076-078_Finish Schedule | n/a
BaseMaterial | bill.east@us.army.mil | 2012-10-26T09:46:00 | Requirement | Space | 2BC1 | RUBBER BASE | n/a | n/a | n/a | n/a | Clinic_076-078_Finish Schedule | n/a
CeilingColor | bill.east@us.army.mil | 2012-10-26T09:46:00 | Requirement | Space | 2BC1 | DEVOE # 2W18-2 PRARIE BUFF | n/a | n/a | n/a | n/a | Clinic_076-078_Finish Schedule | n/a
CeilingMaterial | bill.east@us.army.mil | 2012-10-26T09:46:00 | Requirement | Space | 2BC1 | GYPSUM WALLBOARD WITH PAINT | n/a | n/a | n/a | n/a | Clinic_076-078_Finish Schedule | n/a
FloorColor | bill.east@us.army.mil | 2012-10-26T09:46:00 | Requirement | Space | 2BC1 | VAMERICAN OLEAN #A-55 DOE SIZE: 2"x2",2 | n/a | n/a | n/a | n/a | Clinic_076-078_Finish Schedule | n/a
FloorMaterial | bill.east@us.army.mil | 2012-10-26T09:46:00 | Requirement | Space | 2BC1 | VINYL COMPOSITION TILE | n/a | n/a | n/a | n/a | Clinic_076-078_Finish Schedule | n/a
WallColor-East | bill.east@us.army.mil | 2012-10-26T09:46:00 | Requirement | Space | 2BC1 | DEVOE # 2W18-2 PRARIE BUFF | n/a | n/a | n/a | n/a | Clinic_076-078_Finish Schedule | n/a
WallColor-North | bill.east@us.army.mil | 2012-10-26T09:46:00 | Requirement | Space | 2BC1 | DEVOE # 2W18-2 PRARIE BUFF | n/a | n/a | n/a | n/a | Clinic_076-078_Finish Schedule | n/a
WallColor-South | bill.east@us.army.mil | 2012-10-26T09:46:00 | Requirement | Space | 2BC1 | DEVOE # 2W18-2 PRARIE BUFF | n/a | n/a | n/a | n/a | Clinic_076-078_Finish Schedule | n/a
WallColor-West | bill.east@us.army.mil | 2012-10-26T09:46:00 | Requirement | Space | 2BC1 | DEVOE # 2W18-2 PRARIE BUFF | n/a | n/a | n/a | n/a | Clinic_076-078_Finish Schedule | n/a
WallMaterial-East | bill.east@us.army.mil | 2012-10-26T09:46:00 | Requirement | Space | 2BC1 | GYPSUM WALLBOARD WITH PAINT | n/a | n/a | n/a | n/a | Clinic_076-078_Finish Schedule | n/a
WallMaterial-North | bill.east@us.army.mil | 2012-10-26T09:46:00 | Requirement | Space | 2BC1 | GYPSUM WALLBOARD WITH PAINT | n/a | n/a | n/a | n/a | Clinic_076-078_Finish Schedule | n/a
WallMaterial-South | bill.east@us.army.mil | 2012-10-26T09:46:00 | Requirement | Space | 2BC1 | GYPSUM WALLBOARD WITH PAINT | n/a | n/a | n/a | n/a | Clinic_076-078_Finish Schedule | n/a
WallMaterial-West | bill.east@us.army.mil | 2012-10-26T09:46:00 | Requirement | Space | 2BC1 | GYPSUM WALLBOARD WITH PAINT | n/a | n/a | n/a | n/a | Clinic_076-078_Finish Schedule | n/a
BaseColor | bill.east@us.army.mil | 2012-10-26T09:46:00 | Requirement | Space | 2BC2 | ROPPE - 40 FAWN - 4" HIGH RUBBER COVE BASE | n/a | n/a | n/a | n/a | Clinic_076-078_Finish Schedule | n/a
BaseMaterial | bill.east@us.army.mil | 2012-10-26T09:46:00 | Requirement | Space | 2BC2 | RUBBER BASE | n/a | n/a | n/a | n/a | Clinic_076-078_Finish Schedule | n/a
CeilingColor | bill.east@us.army.mil | 2012-10-26T09:46:00 | Requirement | Space | 2BC2 | ARMSTRONG CEILING TILE - CIRRUS TEGULAR; COLOR: WHITE; SERIES #534 GRID-15/16" EXPOSED TEE GRID SYSTEM-WHITE; SIZE: 2'x2'x3/4" | n/a | n/a | n/a | n/a | Clinic_076-078_Finish Schedule | n/a
CeilingMaterial | bill.east@us.army.mil | 2012-10-26T09:46:00 | Requirement | Space | 2BC2 | ACOUSTICAL CEILING TILE | n/a | n/a | n/a | n/a | Clinic_076-078_Finish Schedule | n/a
FloorColor | bill.east@us.army.mil | 2012-10-26T09:46:00 | Requirement | Space | 2BC2 | VAMERICAN OLEAN #A-55 DOE SIZE: 2"x2",2 | n/a | n/a | n/a | n/a | Clinic_076-078_Finish Schedule | n/a
FloorMaterial | bill.east@us.army.mil | 2012-10-26T09:46:00 | Requirement | Space | 2BC2 | VINYL COMPOSITION TILE | n/a | n/a | n/a | n/a | Clinic_076-078_Finish Schedule | n/a
WallColor-East | bill.east@us.army.mil | 2012-10-26T09:46:00 | Requirement | Space | 2BC2 | DEVOE # 2W18-2 PRARIE BUFF | n/a | n/a | n/a | n/a | Clinic_076-078_Finish Schedule | n/a
WallColor-North | bill.east@us.army.mil | 2012-10-26T09:46:00 | Requirement | Space | 2BC2 | DEVOE # 2W18-2 PRARIE BUFF | n/a | n/a | n/a | n/a | Clinic_076-078_Finish Schedule | n/a
WallColor-South | bill.east@us.army.mil | 2012-10-26T09:46:00 | Requirement | Space | 2BC2 | DEVOE # 2C20-4 ROSEMARY GRAY | n/a | n/a | n/a | n/a | Clinic_076-078_Finish Schedule | n/a
WallColor-West | bill.east@us.army.mil | 2012-10-26T09:46:00 | Requirement | Space | 2BC2 | DEVOE # 2W18-2 PRARIE BUFF | n/a | n/a | n/a | n/a | Clinic_076-078_Finish Schedule | n/a
WallMaterial-East | bill.east@us.army.mil | 2012-10-26T09:46:00 | Requirement | Space | 2BC2 | GYPSUM WALLBOARD WITH PAINT | n/a | n/a | n/a | n/a | Clinic_076-078_Finish Schedule | n/a
WallMaterial-North | bill.east@us.army.mil | 2012-10-26T09:46:00 | Requirement | Space | 2BC2 | GYPSUM WALLBOARD WITH PAINT | n/a | n/a | n/a | n/a | Clinic_076-078_Finish Schedule | n/a
WallMaterial-South | bill.east@us.army.mil | 2012-10-26T09:46:00 | Requirement | Space | 2BC2 | GYPSUM WALLBOARD WITH PAINT | n/a | n/a | n/a | n/a | Clinic_076-078_Finish Schedule | n/a
WallMaterial-West | bill.east@us.army.mil | 2012-10-26T09:46:00 | Requirement | Space | 2BC2 | GYPSUM WALLBOARD WITH PAINT | n/a | n/a | n/a | n/a | Clinic_076-078_Finish Schedule | n/a
BaseColor | bill.east@us.army.mil | 2012-10-26T09:46:00 | Requirement | Space | 2BC3 | ROPPE - 40 FAWN - 4" HIGH RUBBER COVE BASE | n/a | n/a | n/a | n/a | Clinic_076-078_Finish Schedule | n/a
BaseMaterial | bill.east@us.army.mil | 2012-10-26T09:46:00 | Requirement | Space | 2BC3 | RUBBER BASE | n/a | n/a | n/a | n/a | Clinic_076-078_Finish Schedule | n/a
CeilingColor | bill.east@us.army.mil | 2012-10-26T09:46:00 | Requirement | Space | 2BC3 | ARMSTRONG CEILING TILE - CIRRUS TEGULAR; COLOR: WHITE; SERIES #534 GRID-15/16" EXPOSED TEE GRID SYSTEM-WHITE; SIZE: 2'x2'x3/4" | n/a | n/a | n/a | n/a | Clinic_076-078_Finish Schedule | n/a
CeilingMaterial | bill.east@us.army.mil | 2012-10-26T09:46:00 | Requirement | Space | 2BC3 | ACOUSTICAL CEILING TILE | n/a | n/a | n/a | n/a | Clinic_076-078_Finish Schedule | n/a
FloorColor | bill.east@us.army.mil | 2012-10-26T09:46:00 | Requirement | Space | 2BC3 | INTERFACE - CARIBBEAN #3080 ANTIQUA | n/a | n/a | n/a | n/a | Clinic_076-078_Finish Schedule | n/a
FloorMaterial | bill.east@us.army.mil | 2012-10-26T09:46:00 | Requirement | Space | 2BC3 | CARPET | n/a | n/a | n/a | n/a | Clinic_076-078_Finish Schedule | n/a
WallColor-East | bill.east@us.army.mil | 2012-10-26T09:46:00 | Requirement | Space | 2BC3 | DEVOE # 2C20-4 ROSEMARY GRAY | n/a | n/a | n/a | n/a | Clinic_076-078_Finish Schedule | n/a
WallColor-North | bill.east@us.army.mil | 2012-10-26T09:46:00 | Requirement | Space | 2BC3 | DEVOE # 2W18-2 PRARIE BUFF | n/a | n/a | n/a | n/a | Clinic_076-078_Finish Schedule | n/a
WallColor-South | bill.east@us.army.mil | 2012-10-26T09:46:00 | Requirement | Space | 2BC3 | DEVOE # 2W18-2 PRARIE BUFF | n/a | n/a | n/a | n/a | Clinic_076-078_Finish Schedule | n/a
WallColor-West | bill.east@us.army.mil | 2012-10-26T09:46:00 | Requirement | Space | 2BC3 | DEVOE # 2W18-2 PRARIE BUFF | n/a | n/a | n/a | n/a | Clinic_076-078_Finish Schedule | n/a
WallMaterial-East | bill.east@us.army.mil | 2012-10-26T09:46:00 | Requirement | Space | 2BC3 | GYPSUM WALLBOARD WITH PAINT | n/a | n/a | n/a | n/a | Clinic_076-078_Finish Schedule | n/a
WallMaterial-North | bill.east@us.army.mil | 2012-10-26T09:46:00 | Requirement | Space | 2BC3 | GYPSUM WALLBOARD WITH PAINT | n/a | n/a | n/a | n/a | Clinic_076-078_Finish Schedule | n/a
WallMaterial-South | bill.east@us.army.mil | 2012-10-26T09:46:00 | Requirement | Space | 2BC3 | GYPSUM WALLBOARD WITH PAINT | n/a | n/a | n/a | n/a | Clinic_076-078_Finish Schedule | n/a
WallMaterial-West | bill.east@us.army.mil | 2012-10-26T09:46:00 | Requirement | Space | 2BC3 | GYPSUM WALLBOARD WITH PAINT | n/a | n/a | n/a | n/a | Clinic_076-078_Finish Schedule | n/a
BaseColor | bill.east@us.army.mil | 2012-10-26T09:46:00 | Requirement | Space | 2BC4 | ROPPE - 40 FAWN - 4" HIGH RUBBER COVE BASE | n/a | n/a | n/a | n/a | Clinic_076-078_Finish Schedule | n/a
BaseMaterial | bill.east@us.army.mil | 2012-10-26T09:46:00 | Requirement | Space | 2BC4 | RUBBER BASE | n/a | n/a | n/a | n/a | Clinic_076-078_Finish Schedule | n/a
CeilingColor | bill.east@us.army.mil | 2012-10-26T09:46:00 | Requirement | Space | 2BC4 | ARMSTRONG CEILING TILE - CIRRUS TEGULAR; COLOR: WHITE; SERIES #534 GRID-15/16" EXPOSED TEE GRID SYSTEM-WHITE; SIZE: 2'x2'x3/4" | n/a | n/a | n/a | n/a | Clinic_076-078_Finish Schedule | n/a
CeilingMaterial | bill.east@us.army.mil | 2012-10-26T09:46:00 | Requirement | Space | 2BC4 | ACOUSTICAL CEILING TILE | n/a | n/a | n/a | n/a | Clinic_076-078_Finish Schedule | n/a
FloorColor | bill.east@us.army.mil | 2012-10-26T09:46:00 | Requirement | Space | 2BC4 | INTERFACE - CARIBBEAN #3080 ANTIQUA | n/a | n/a | n/a | n/a | Clinic_076-078_Finish Schedule | n/a
FloorMaterial | bill.east@us.army.mil | 2012-10-26T09:46:00 | Requirement | Space | 2BC4 | CARPET | n/a | n/a | n/a | n/a | Clinic_076-078_Finish Schedule | n/a
WallColor-East | bill.east@us.army.mil | 2012-10-26T09:46:00 | Requirement | Space | 2BC4 | DEVOE # 2W18-2 PRARIE BUFF | n/a | n/a | n/a | n/a | Clinic_076-078_Finish Schedule | n/a
WallColor-North | bill.east@us.army.mil | 2012-10-26T09:46:00 | Requirement | Space | 2BC4 | DEVOE # 2C20-4 ROSEMARY GRAY | n/a | n/a | n/a | n/a | Clinic_076-078_Finish Schedule | n/a
WallColor-South | bill.east@us.army.mil | 2012-10-26T09:46:00 | Requirement | Space | 2BC4 | DEVOE # 2W18-2 PRARIE BUFF | n/a | n/a | n/a | n/a | Clinic_076-078_Finish Schedule | n/a
WallColor-West | bill.east@us.army.mil | 2012-10-26T09:46:00 | Requirement | Space | 2BC4 | DEVOE # 2W18-2 PRARIE BUFF | n/a | n/a | n/a | n/a | Clinic_076-078_Finish Schedule | n/a
WallMaterial-East | bill.east@us.army.mil | 2012-10-26T09:46:00 | Requirement | Space | 2BC4 | GYPSUM WALLBOARD WITH PAINT | n/a | n/a | n/a | n/a | Clinic_076-078_Finish Schedule | n/a
WallMaterial-North | bill.east@us.army.mil | 2012-10-26T09:46:00 | Requirement | Space | 2BC4 | GYPSUM WALLBOARD WITH PAINT | n/a | n/a | n/a | n/a | Clinic_076-078_Finish Schedule | n/a
WallMaterial-South | bill.east@us.army.mil | 2012-10-26T09:46:00 | Requirement | Space | 2BC4 | GYPSUM WALLBOARD WITH PAINT | n/a | n/a | n/a | n/a | Clinic_076-078_Finish Schedule | n/a
WallMaterial-West | bill.east@us.army.mil | 2012-10-26T09:46:00 | Requirement | Space | 2BC4 | GYPSUM WALLBOARD WITH PAINT | n/a | n/a | n/a | n/a | Clinic_076-078_Finish Schedule | n/a
BaseColor | bill.east@us.army.mil | 2012-10-26T09:46:00 | Requirement | Space | 2BC5 | ROPPE - 40 FAWN - 4" HIGH RUBBER COVE BASE | n/a | n/a | n/a | n/a | Clinic_076-078_Finish Schedule | n/a
BaseMaterial | bill.east@us.army.mil | 2012-10-26T09:46:00 | Requirement | Space | 2BC5 | RUBBER BASE | n/a | n/a | n/a | n/a | Clinic_076-078_Finish Schedule | n/a
CeilingColor | bill.east@us.army.mil | 2012-10-26T09:46:00 | Requirement | Space | 2BC5 | ARMSTRONG CEILING TILE - CIRRUS TEGULAR; COLOR: WHITE; SERIES #534 GRID-15/16" EXPOSED TEE GRID SYSTEM-WHITE; SIZE: 2'x2'x3/4" | n/a | n/a | n/a | n/a | Clinic_076-078_Finish Schedule | n/a
CeilingMaterial | bill.east@us.army.mil | 2012-10-26T09:46:00 | Requirement | Space | 2BC5 | ACOUSTICAL CEILING TILE | n/a | n/a | n/a | n/a | Clinic_076-078_Finish Schedule | n/a
FloorColor | bill.east@us.army.mil | 2012-10-26T09:46:00 | Requirement | Space | 2BC5 | ARMSTRONG - MEDIN TECH - #86439 DESERT GOLD | n/a | n/a | n/a | n/a | Clinic_076-078_Finish Schedule | n/a
FloorMaterial | bill.east@us.army.mil | 2012-10-26T09:46:00 | Requirement | Space | 2BC5 | SHEET VINYL | n/a | n/a | n/a | n/a | Clinic_076-078_Finish Schedule | n/a
WallColor-East | bill.east@us.army.mil | 2012-10-26T09:46:00 | Requirement | Space | 2BC5 | DEVOE # 2W18-2 PRARIE BUFF | n/a | n/a | n/a | n/a | Clinic_076-078_Finish Schedule | n/a
WallColor-North | bill.east@us.army.mil | 2012-10-26T09:46:00 | Requirement | Space | 2BC5 | DEVOE # 2W18-2 PRARIE BUFF | n/a | n/a | n/a | n/a | Clinic_076-078_Finish Schedule | n/a
WallColor-South | bill.east@us.army.mil | 2012-10-26T09:46:00 | Requirement | Space | 2BC5 | DEVOE # 2W18-2 PRARIE BUFF | n/a | n/a | n/a | n/a | Clinic_076-078_Finish Schedule | n/a
WallColor-West | bill.east@us.army.mil | 2012-10-26T09:46:00 | Requirement | Space | 2BC5 | DEVOE # 2C14-5 CATHEDRAL BELL | n/a | n/a | n/a | n/a | Clinic_076-078_Finish Schedule | n/a
WallMaterial-East | bill.east@us.army.mil | 2012-10-26T09:46:00 | Requirement | Space | 2BC5 | GYPSUM WALLBOARD WITH PAINT | n/a | n/a | n/a | n/a | Clinic_076-078_Finish Schedule | n/a
WallMaterial-North | bill.east@us.army.mil | 2012-10-26T09:46:00 | Requirement | Space | 2BC5 | GYPSUM WALLBOARD WITH PAINT | n/a | n/a | n/a | n/a | Clinic_076-078_Finish Schedule | n/a
WallMaterial-South | bill.east@us.army.mil | 2012-10-26T09:46:00 | Requirement | Space | 2BC5 | GYPSUM WALLBOARD WITH PAINT | n/a | n/a | n/a | n/a | Clinic_076-078_Finish Schedule | n/a
WallMaterial-West | bill.east@us.army.mil | 2012-10-26T09:46:00 | Requirement | Space | 2BC5 | GYPSUM WALLBOARD WITH PAINT | n/a | n/a | n/a | n/a | Clinic_076-078_Finish Schedule | n/a
BaseColor | bill.east@us.army.mil | 2012-10-26T09:46:00 | Requirement | Space | 2BC6 | ROPPE - 40 FAWN - 4" HIGH RUBBER COVE BASE | n/a | n/a | n/a | n/a | Clinic_076-078_Finish Schedule | n/a
BaseMaterial | bill.east@us.army.mil | 2012-10-26T09:46:00 | Requirement | Space | 2BC6 | RUBBER BASE | n/a | n/a | n/a | n/a | Clinic_076-078_Finish Schedule | n/a
CeilingColor | bill.east@us.army.mil | 2012-10-26T09:46:00 | Requirement | Space | 2BC6 | ARMSTRONG CEILING TILE - CIRRUS TEGULAR; COLOR: WHITE; SERIES #534 GRID-15/16" EXPOSED TEE GRID SYSTEM-WHITE; SIZE: 2'x2'x3/4" | n/a | n/a | n/a | n/a | Clinic_076-078_Finish Schedule | n/a
CeilingMaterial | bill.east@us.army.mil | 2012-10-26T09:46:00 | Requirement | Space | 2BC6 | ACOUSTICAL CEILING TILE | n/a | n/a | n/a | n/a | Clinic_076-078_Finish Schedule | n/a
FloorColor | bill.east@us.army.mil | 2012-10-26T09:46:00 | Requirement | Space | 2BC6 | ARMSTRONG - MEDIN TECH - #86439 DESERT GOLD | n/a | n/a | n/a | n/a | Clinic_076-078_Finish Schedule | n/a
FloorMaterial | bill.east@us.army.mil | 2012-10-26T09:46:00 | Requirement | Space | 2BC6 | SHEET VINYL | n/a | n/a | n/a | n/a | Clinic_076-078_Finish Schedule | n/a
WallColor-East | bill.east@us.army.mil | 2012-10-26T09:46:00 | Requirement | Space | 2BC6 | DEVOE # 2W18-2 PRARIE BUFF | n/a | n/a | n/a | n/a | Clinic_076-078_Finish Schedule | n/a
WallColor-North | bill.east@us.army.mil | 2012-10-26T09:46:00 | Requirement | Space | 2BC6 | DEVOE # 2W18-2 PRARIE BUFF | n/a | n/a | n/a | n/a | Clinic_076-078_Finish Schedule | n/a
WallColor-South | bill.east@us.army.mil | 2012-10-26T09:46:00 | Requirement | Space | 2BC6 | DEVOE # 2W18-2 PRARIE BUFF | n/a | n/a | n/a | n/a | Clinic_076-078_Finish Schedule | n/a
WallColor-West | bill.east@us.army.mil | 2012-10-26T09:46:00 | Requirement | Space | 2BC6 | DEVOE # 2C14-5 CATHEDRAL BELL | n/a | n/a | n/a | n/a | Clinic_076-078_Finish Schedule | n/a
WallMaterial-East | bill.east@us.army.mil | 2012-10-26T09:46:00 | Requirement | Space | 2BC6 | GYPSUM WALLBOARD WITH PAINT | n/a | n/a | n/a | n/a | Clinic_076-078_Finish Schedule | n/a
WallMaterial-North | bill.east@us.army.mil | 2012-10-26T09:46:00 | Requirement | Space | 2BC6 | GYPSUM WALLBOARD WITH PAINT | n/a | n/a | n/a | n/a | Clinic_076-078_Finish Schedule | n/a
WallMaterial-South | bill.east@us.army.mil | 2012-10-26T09:46:00 | Requirement | Space | 2BC6 | GYPSUM WALLBOARD WITH PAINT | n/a | n/a | n/a | n/a | Clinic_076-078_Finish Schedule | n/a
WallMaterial-West | bill.east@us.army.mil | 2012-10-26T09:46:00 | Requirement | Space | 2BC6 | GYPSUM WALLBOARD WITH PAINT | n/a | n/a | n/a | n/a | Clinic_076-078_Finish Schedule | n/a
BaseColor | bill.east@us.army.mil | 2012-10-26T09:46:00 | Requirement | Space | 2BS2 | ROPPE - 40 FAWN - 4" HIGH RUBBER COVE BASE | n/a | n/a | n/a | n/a | Clinic_076-078_Finish Schedule | n/a
BaseMaterial | bill.east@us.army.mil | 2012-10-26T09:46:00 | Requirement | Space | 2BS2 | RUBBER BASE | n/a | n/a | n/a | n/a | Clinic_076-078_Finish Schedule | n/a
CeilingColor | bill.east@us.army.mil | 2012-10-26T09:46:00 | Requirement | Space | 2BS2 | ARMSTRONG CEILING TILE - CIRRUS TEGULAR; COLOR: WHITE; SERIES #534 GRID-15/16" EXPOSED TEE GRID SYSTEM-WHITE; SIZE: 2'x2'x3/4" | n/a | n/a | n/a | n/a | Clinic_076-078_Finish Schedule | n/a
CeilingMaterial | bill.east@us.army.mil | 2012-10-26T09:46:00 | Requirement | Space | 2BS2 | ACOUSTICAL CEILING TILE | n/a | n/a | n/a | n/a | Clinic_076-078_Finish Schedule | n/a
FloorColor | bill.east@us.army.mil | 2012-10-26T09:46:00 | Requirement | Space | 2BS2 | VAMERICAN OLEAN #A-55 DOE SIZE: 2"x2" | n/a | n/a | n/a | n/a | Clinic_076-078_Finish Schedule | n/a
FloorMaterial | bill.east@us.army.mil | 2012-10-26T09:46:00 | Requirement | Space | 2BS2 | VINYL COMPOSITION TILE | n/a | n/a | n/a | n/a | Clinic_076-078_Finish Schedule | n/a
WallColor-East | bill.east@us.army.mil | 2012-10-26T09:46:00 | Requirement | Space | 2BS2 | DEVOE # 2W18-2 PRARIE BUFF | n/a | n/a | n/a | n/a | Clinic_076-078_Finish Schedule | n/a
WallColor-North | bill.east@us.army.mil | 2012-10-26T09:46:00 | Requirement | Space | 2BS2 | DEVOE # 2W18-2 PRARIE BUFF | n/a | n/a | n/a | n/a | Clinic_076-078_Finish Schedule | n/a
WallColor-South | bill.east@us.army.mil | 2012-10-26T09:46:00 | Requirement | Space | 2BS2 | DEVOE # 2C20-4 ROSEMARY GRAY | n/a | n/a | n/a | n/a | Clinic_076-078_Finish Schedule | n/a
WallColor-West | bill.east@us.army.mil | 2012-10-26T09:46:00 | Requirement | Space | 2BS2 | DEVOE # 2W18-2 PRARIE BUFF | n/a | n/a | n/a | n/a | Clinic_076-078_Finish Schedule | n/a
WallMaterial-East | bill.east@us.army.mil | 2012-10-26T09:46:00 | Requirement | Space | 2BS2 | GYPSUM WALLBOARD WITH PAINT | n/a | n/a | n/a | n/a | Clinic_076-078_Finish Schedule | n/a
WallMaterial-North | bill.east@us.army.mil | 2012-10-26T09:46:00 | Requirement | Space | 2BS2 | GYPSUM WALLBOARD WITH PAINT | n/a | n/a | n/a | n/a | Clinic_076-078_Finish Schedule | n/a
WallMaterial-South | bill.east@us.army.mil | 2012-10-26T09:46:00 | Requirement | Space | 2BS2 | GYPSUM WALLBOARD WITH PAINT | n/a | n/a | n/a | n/a | Clinic_076-078_Finish Schedule | n/a
WallMaterial-West | bill.east@us.army.mil | 2012-10-26T09:46:00 | Requirement | Space | 2BS2 | GYPSUM WALLBOARD WITH PAINT | n/a | n/a | n/a | n/a | Clinic_076-078_Finish Schedule | n/a
BaseColor | bill.east@us.army.mil | 2012-10-26T09:46:00 | Requirement | Space | 2C01 | ROPPE - 40 FAWN - 4" HIGH RUBBER COVE BASE | n/a | n/a | n/a | n/a | Clinic_076-078_Finish Schedule | n/a
BaseMaterial | bill.east@us.army.mil | 2012-10-26T09:46:00 | Requirement | Space | 2C01 | RUBBER BASE | n/a | n/a | n/a | n/a | Clinic_076-078_Finish Schedule | n/a
CeilingColor | bill.east@us.army.mil | 2012-10-26T09:46:00 | Requirement | Space | 2C01 | ARMSTRONG CEILING TILE - CIRRUS TEGULAR; COLOR: WHITE; SERIES #534 GRID-15/16" EXPOSED TEE GRID SYSTEM-WHITE; SIZE: 2'x2'x3/4" | n/a | n/a | n/a | n/a | Clinic_076-078_Finish Schedule | n/a
CeilingMaterial | bill.east@us.army.mil | 2012-10-26T09:46:00 | Requirement | Space | 2C01 | ACOUSTICAL CEILING TILE | n/a | n/a | n/a | n/a | Clinic_076-078_Finish Schedule | n/a
FloorColor | bill.east@us.army.mil | 2012-10-26T09:46:00 | Requirement | Space | 2C01 | INTERFACE - CARIBBEAN #3063 SEA TURTLE | n/a | n/a | n/a | n/a | Clinic_076-078_Finish Schedule | n/a
FloorMaterial | bill.east@us.army.mil | 2012-10-26T09:46:00 | Requirement | Space | 2C01 | CARPET | n/a | n/a | n/a | n/a | Clinic_076-078_Finish Schedule | n/a
WallColor-East | bill.east@us.army.mil | 2012-10-26T09:46:00 | Requirement | Space | 2C01 | MATCH PT3 - Devoe # 2W19-4 CLAY PEBBLE | n/a | n/a | n/a | n/a | Clinic_076-078_Finish Schedule | n/a
WallColor-North | bill.east@us.army.mil | 2012-10-26T09:46:00 | Requirement | Space | 2C01 | MATCH PT3 - Devoe # 2W19-4 CLAY PEBBLE | n/a | n/a | n/a | n/a | Clinic_076-078_Finish Schedule | n/a
WallColor-South | bill.east@us.army.mil | 2012-10-26T09:46:00 | Requirement | Space | 2C01 | MATCH PT3 - Devoe # 2W19-4 CLAY PEBBLE | n/a | n/a | n/a | n/a | Clinic_076-078_Finish Schedule | n/a
WallColor-West | bill.east@us.army.mil | 2012-10-26T09:46:00 | Requirement | Space | 2C01 | MATCH PT3 - Devoe # 2W19-4 CLAY PEBBLE | n/a | n/a | n/a | n/a | Clinic_076-078_Finish Schedule | n/a
WallMaterial-East | bill.east@us.army.mil | 2012-10-26T09:46:00 | Requirement | Space | 2C01 | GYPSUM WALLBOARD WITH LIQUID GLAZED COATING | n/a | n/a | n/a | n/a | Clinic_076-078_Finish Schedule | n/a
WallMaterial-North | bill.east@us.army.mil | 2012-10-26T09:46:00 | Requirement | Space | 2C01 | GYPSUM WALLBOARD WITH LIQUID GLAZED COATING | n/a | n/a | n/a | n/a | Clinic_076-078_Finish Schedule | n/a
WallMaterial-South | bill.east@us.army.mil | 2012-10-26T09:46:00 | Requirement | Space | 2C01 | GYPSUM WALLBOARD WITH LIQUID GLAZED COATING | n/a | n/a | n/a | n/a | Clinic_076-078_Finish Schedule | n/a
WallMaterial-West | bill.east@us.army.mil | 2012-10-26T09:46:00 | Requirement | Space | 2C01 | GYPSUM WALLBOARD WITH LIQUID GLAZED COATING | n/a | n/a | n/a | n/a | Clinic_076-078_Finish Schedule | n/a
BaseColor | bill.east@us.army.mil | 2012-10-26T09:46:00 | Requirement | Space | 2C02 | ARMSTRONG - MEDINTECH - #86439 DESERT GOLD | n/a | n/a | n/a | n/a | Clinic_076-078_Finish Schedule | n/a
BaseMaterial | bill.east@us.army.mil | 2012-10-26T09:46:00 | Requirement | Space | 2C02 | INTEGRAL VINYL BASE | n/a | n/a | n/a | n/a | Clinic_076-078_Finish Schedule | n/a
CeilingColor | bill.east@us.army.mil | 2012-10-26T09:46:00 | Requirement | Space | 2C02 | ARMSTRONG CEILING TILE - CIRRUS TEGULAR; COLOR: WHITE; SERIES #534 GRID-15/16" EXPOSED TEE GRID SYSTEM-WHITE; SIZE: 2'x2'x3/4" | n/a | n/a | n/a | n/a | Clinic_076-078_Finish Schedule | n/a
CeilingMaterial | bill.east@us.army.mil | 2012-10-26T09:46:00 | Requirement | Space | 2C02 | ACOUSTICAL CEILING TILE | n/a | n/a | n/a | n/a | Clinic_076-078_Finish Schedule | n/a
FloorColor | bill.east@us.army.mil | 2012-10-26T09:46:00 | Requirement | Space | 2C02 | ARMSTRONG - MEDIN TECH - #86439 DESERT GOLD | n/a | n/a | n/a | n/a | Clinic_076-078_Finish Schedule | n/a
FloorMaterial | bill.east@us.army.mil | 2012-10-26T09:46:00 | Requirement | Space | 2C02 | SHEET VINYL | n/a | n/a | n/a | n/a | Clinic_076-078_Finish Schedule | n/a
WallColor-East | bill.east@us.army.mil | 2012-10-26T09:46:00 | Requirement | Space | 2C02 | MATCH PT3 - Devoe # 2W19-4 CLAY PEBBLE | n/a | n/a | n/a | n/a | Clinic_076-078_Finish Schedule | n/a
WallColor-North | bill.east@us.army.mil | 2012-10-26T09:46:00 | Requirement | Space | 2C02 | MATCH PT3 - Devoe # 2W19-4 CLAY PEBBLE | n/a | n/a | n/a | n/a | Clinic_076-078_Finish Schedule | n/a
WallColor-South | bill.east@us.army.mil | 2012-10-26T09:46:00 | Requirement | Space | 2C02 | MATCH PT3 - Devoe # 2W19-4 CLAY PEBBLE | n/a | n/a | n/a | n/a | Clinic_076-078_Finish Schedule | n/a
WallColor-West | bill.east@us.army.mil | 2012-10-26T09:46:00 | Requirement | Space | 2C02 | MATCH PT3 - Devoe # 2W19-4 CLAY PEBBLE | n/a | n/a | n/a | n/a | Clinic_076-078_Finish Schedule | n/a
WallMaterial-East | bill.east@us.army.mil | 2012-10-26T09:46:00 | Requirement | Space | 2C02 | GYPSUM WALLBOARD WITH LIQUID GLAZED COATING | n/a | n/a | n/a | n/a | Clinic_076-078_Finish Schedule | n/a
WallMaterial-North | bill.east@us.army.mil | 2012-10-26T09:46:00 | Requirement | Space | 2C02 | GYPSUM WALLBOARD WITH LIQUID GLAZED COATING | n/a | n/a | n/a | n/a | Clinic_076-078_Finish Schedule | n/a
WallMaterial-South | bill.east@us.army.mil | 2012-10-26T09:46:00 | Requirement | Space | 2C02 | GYPSUM WALLBOARD WITH LIQUID GLAZED COATING | n/a | n/a | n/a | n/a | Clinic_076-078_Finish Schedule | n/a
WallMaterial-West | bill.east@us.army.mil | 2012-10-26T09:46:00 | Requirement | Space | 2C02 | GYPSUM WALLBOARD WITH LIQUID GLAZED COATING | n/a | n/a | n/a | n/a | Clinic_076-078_Finish Schedule | n/a
BaseColor | bill.east@us.army.mil | 2012-10-26T09:46:00 | Requirement | Space | 2C03 | ROPPE - 40 FAWN - 4" HIGH RUBBER COVE BASE | n/a | n/a | n/a | n/a | Clinic_076-078_Finish Schedule | n/a
BaseMaterial | bill.east@us.army.mil | 2012-10-26T09:46:00 | Requirement | Space | 2C03 | RUBBER BASE | n/a | n/a | n/a | n/a | Clinic_076-078_Finish Schedule | n/a
CeilingColor | bill.east@us.army.mil | 2012-10-26T09:46:00 | Requirement | Space | 2C03 | ARMSTRONG CEILING TILE - CIRRUS TEGULAR; COLOR: WHITE; SERIES #534 GRID-15/16" EXPOSED TEE GRID SYSTEM-WHITE; SIZE: 2'x2'x3/4" | n/a | n/a | n/a | n/a | Clinic_076-078_Finish Schedule | n/a
CeilingMaterial | bill.east@us.army.mil | 2012-10-26T09:46:00 | Requirement | Space | 2C03 | ACOUSTICAL CEILING TILE | n/a | n/a | n/a | n/a | Clinic_076-078_Finish Schedule | n/a
FloorColor | bill.east@us.army.mil | 2012-10-26T09:46:00 | Requirement | Space | 2C03 | INTERFACE - CARIBBEAN #3063 SEA TURTLE | n/a | n/a | n/a | n/a | Clinic_076-078_Finish Schedule | n/a
FloorMaterial | bill.east@us.army.mil | 2012-10-26T09:46:00 | Requirement | Space | 2C03 | CARPET | n/a | n/a | n/a | n/a | Clinic_076-078_Finish Schedule | n/a
WallColor-East | bill.east@us.army.mil | 2012-10-26T09:46:00 | Requirement | Space | 2C03 | DEVOE # 2W18-2 PRARIE BUFF | n/a | n/a | n/a | n/a | Clinic_076-078_Finish Schedule | n/a
WallColor-North | bill.east@us.army.mil | 2012-10-26T09:46:00 | Requirement | Space | 2C03 | DEVOE # 2W18-2 PRARIE BUFF | n/a | n/a | n/a | n/a | Clinic_076-078_Finish Schedule | n/a
WallColor-South | bill.east@us.army.mil | 2012-10-26T09:46:00 | Requirement | Space | 2C03 | DEVOE # 2W18-2 PRARIE BUFF | n/a | n/a | n/a | n/a | Clinic_076-078_Finish Schedule | n/a
WallColor-West | bill.east@us.army.mil | 2012-10-26T09:46:00 | Requirement | Space | 2C03 | DEVOE # 2W18-2 PRARIE BUFF | n/a | n/a | n/a | n/a | Clinic_076-078_Finish Schedule | n/a
WallMaterial-East | bill.east@us.army.mil | 2012-10-26T09:46:00 | Requirement | Space | 2C03 | GYPSUM WALLBOARD WITH PAINT | n/a | n/a | n/a | n/a | Clinic_076-078_Finish Schedule | n/a
WallMaterial-North | bill.east@us.army.mil | 2012-10-26T09:46:00 | Requirement | Space | 2C03 | GYPSUM WALLBOARD WITH PAINT | n/a | n/a | n/a | n/a | Clinic_076-078_Finish Schedule | n/a
WallMaterial-South | bill.east@us.army.mil | 2012-10-26T09:46:00 | Requirement | Space | 2C03 | GYPSUM WALLBOARD WITH PAINT | n/a | n/a | n/a | n/a | Clinic_076-078_Finish Schedule | n/a
WallMaterial-West | bill.east@us.army.mil | 2012-10-26T09:46:00 | Requirement | Space | 2C03 | GYPSUM WALLBOARD WITH PAINT | n/a | n/a | n/a | n/a | Clinic_076-078_Finish Schedule | n/a
BaseColor | bill.east@us.army.mil | 2012-10-26T09:46:00 | Requirement | Space | 2C04 | ARMSTRONG - MEDINTECH - #86439 DESERT GOLD | n/a | n/a | n/a | n/a | Clinic_076-078_Finish Schedule | n/a
BaseMaterial | bill.east@us.army.mil | 2012-10-26T09:46:00 | Requirement | Space | 2C04 | INTEGRAL VINYL BASE | n/a | n/a | n/a | n/a | Clinic_076-078_Finish Schedule | n/a
CeilingColor | bill.east@us.army.mil | 2012-10-26T09:46:00 | Requirement | Space | 2C04 | ARMSTRONG CEILING TILE - CIRRUS TEGULAR; COLOR: WHITE; SERIES #534 GRID-15/16" EXPOSED TEE GRID SYSTEM-WHITE; SIZE: 2'x2'x3/4" | n/a | n/a | n/a | n/a | Clinic_076-078_Finish Schedule | n/a
CeilingMaterial | bill.east@us.army.mil | 2012-10-26T09:46:00 | Requirement | Space | 2C04 | ACOUSTICAL CEILING TILE | n/a | n/a | n/a | n/a | Clinic_076-078_Finish Schedule | n/a
FloorColor | bill.east@us.army.mil | 2012-10-26T09:46:00 | Requirement | Space | 2C04 | ARMSTRONG - MEDIN TECH - #86439 DESERT GOLD | n/a | n/a | n/a | n/a | Clinic_076-078_Finish Schedule | n/a
FloorMaterial | bill.east@us.army.mil | 2012-10-26T09:46:00 | Requirement | Space | 2C04 | SHEET VINYL | n/a | n/a | n/a | n/a | Clinic_076-078_Finish Schedule | n/a
WallColor-East | bill.east@us.army.mil | 2012-10-26T09:46:00 | Requirement | Space | 2C04 | MATCH PT3 - Devoe # 2W19-4 CLAY PEBBLE | n/a | n/a | n/a | n/a | Clinic_076-078_Finish Schedule | n/a
WallColor-North | bill.east@us.army.mil | 2012-10-26T09:46:00 | Requirement | Space | 2C04 | MATCH PT3 - Devoe # 2W19-4 CLAY PEBBLE | n/a | n/a | n/a | n/a | Clinic_076-078_Finish Schedule | n/a
WallColor-South | bill.east@us.army.mil | 2012-10-26T09:46:00 | Requirement | Space | 2C04 | MATCH PT3 - Devoe # 2W19-4 CLAY PEBBLE | n/a | n/a | n/a | n/a | Clinic_076-078_Finish Schedule | n/a
WallColor-West | bill.east@us.army.mil | 2012-10-26T09:46:00 | Requirement | Space | 2C04 | MATCH PT3 - Devoe # 2W19-4 CLAY PEBBLE | n/a | n/a | n/a | n/a | Clinic_076-078_Finish Schedule | n/a
WallMaterial-East | bill.east@us.army.mil | 2012-10-26T09:46:00 | Requirement | Space | 2C04 | GYPSUM WALLBOARD WITH LIQUID GLAZED COATING | n/a | n/a | n/a | n/a | Clinic_076-078_Finish Schedule | n/a
WallMaterial-North | bill.east@us.army.mil | 2012-10-26T09:46:00 | Requirement | Space | 2C04 | GYPSUM WALLBOARD WITH LIQUID GLAZED COATING | n/a | n/a | n/a | n/a | Clinic_076-078_Finish Schedule | n/a
WallMaterial-South | bill.east@us.army.mil | 2012-10-26T09:46:00 | Requirement | Space | 2C04 | GYPSUM WALLBOARD WITH LIQUID GLAZED COATING | n/a | n/a | n/a | n/a | Clinic_076-078_Finish Schedule | n/a
WallMaterial-West | bill.east@us.army.mil | 2012-10-26T09:46:00 | Requirement | Space | 2C04 | GYPSUM WALLBOARD WITH LIQUID GLAZED COATING | n/a | n/a | n/a | n/a | Clinic_076-078_Finish Schedule | n/a
BaseColor | bill.east@us.army.mil | 2012-10-26T09:46:00 | Requirement | Space | 2C05 | ROPPE - 40 FAWN - 4" HIGH RUBBER COVE BASE | n/a | n/a | n/a | n/a | Clinic_076-078_Finish Schedule | n/a
BaseMaterial | bill.east@us.army.mil | 2012-10-26T09:46:00 | Requirement | Space | 2C05 | RUBBER BASE | n/a | n/a | n/a | n/a | Clinic_076-078_Finish Schedule | n/a
CeilingColor | bill.east@us.army.mil | 2012-10-26T09:46:00 | Requirement | Space | 2C05 | MATCH PT3 - Devoe # 2W19-4 CLAY PEBBLE | n/a | n/a | n/a | n/a | Clinic_076-078_Finish Schedule | n/a
CeilingMaterial | bill.east@us.army.mil | 2012-10-26T09:46:00 | Requirement | Space | 2C05 | GYPSUM WALLBOARD WITH LIQUID GLAZED COATING | n/a | n/a | n/a | n/a | Clinic_076-078_Finish Schedule | n/a
FloorColor | bill.east@us.army.mil | 2012-10-26T09:46:00 | Requirement | Space | 2C05 | VAMERICAN OLEAN #A-55 DOE SIZE: 2"x2" | n/a | n/a | n/a | n/a | Clinic_076-078_Finish Schedule | n/a
FloorMaterial | bill.east@us.army.mil | 2012-10-26T09:46:00 | Requirement | Space | 2C05 | VINYL COMPOSITION TILE | n/a | n/a | n/a | n/a | Clinic_076-078_Finish Schedule | n/a
WallColor-East | bill.east@us.army.mil | 2012-10-26T09:46:00 | Requirement | Space | 2C05 | MATCH PT3 - Devoe # 2W19-4 CLAY PEBBLE | n/a | n/a | n/a | n/a | Clinic_076-078_Finish Schedule | n/a
WallColor-North | bill.east@us.army.mil | 2012-10-26T09:46:00 | Requirement | Space | 2C05 | MATCH PT3 - Devoe # 2W19-4 CLAY PEBBLE | n/a | n/a | n/a | n/a | Clinic_076-078_Finish Schedule | n/a
WallColor-South | bill.east@us.army.mil | 2012-10-26T09:46:00 | Requirement | Space | 2C05 | MATCH PT3 - Devoe # 2W19-4 CLAY PEBBLE | n/a | n/a | n/a | n/a | Clinic_076-078_Finish Schedule | n/a
WallColor-West | bill.east@us.army.mil | 2012-10-26T09:46:00 | Requirement | Space | 2C05 | MATCH PT3 - Devoe # 2W19-4 CLAY PEBBLE | n/a | n/a | n/a | n/a | Clinic_076-078_Finish Schedule | n/a
WallMaterial-East | bill.east@us.army.mil | 2012-10-26T09:46:00 | Requirement | Space | 2C05 | GYPSUM WALLBOARD WITH LIQUID GLAZED COATING | n/a | n/a | n/a | n/a | Clinic_076-078_Finish Schedule | n/a
WallMaterial-North | bill.east@us.army.mil | 2012-10-26T09:46:00 | Requirement | Space | 2C05 | GYPSUM WALLBOARD WITH LIQUID GLAZED COATING | n/a | n/a | n/a | n/a | Clinic_076-078_Finish Schedule | n/a
WallMaterial-South | bill.east@us.army.mil | 2012-10-26T09:46:00 | Requirement | Space | 2C05 | GYPSUM WALLBOARD WITH LIQUID GLAZED COATING | n/a | n/a | n/a | n/a | Clinic_076-078_Finish Schedule | n/a
WallMaterial-West | bill.east@us.army.mil | 2012-10-26T09:46:00 | Requirement | Space | 2C05 | GYPSUM WALLBOARD WITH LIQUID GLAZED COATING | n/a | n/a | n/a | n/a | Clinic_076-078_Finish Schedule | n/a
BaseColor | bill.east@us.army.mil | 2012-10-26T09:46:00 | Requirement | Space | 2C06 | ARMSTRONG - MEDINTECH - #86439 DESERT GOLD | n/a | n/a | n/a | n/a | Clinic_076-078_Finish Schedule | n/a
BaseMaterial | bill.east@us.army.mil | 2012-10-26T09:46:00 | Requirement | Space | 2C06 | INTEGRAL VINYL BASE | n/a | n/a | n/a | n/a | Clinic_076-078_Finish Schedule | n/a
CeilingColor | bill.east@us.army.mil | 2012-10-26T09:46:00 | Requirement | Space | 2C06 | ARMSTRONG CEILING TILE - CIRRUS TEGULAR; COLOR: WHITE; SERIES #534 GRID-15/16" EXPOSED TEE GRID SYSTEM-WHITE; SIZE: 2'x2'x3/4" | n/a | n/a | n/a | n/a | Clinic_076-078_Finish Schedule | n/a
CeilingMaterial | bill.east@us.army.mil | 2012-10-26T09:46:00 | Requirement | Space | 2C06 | ACOUSTICAL CEILING TILE | n/a | n/a | n/a | n/a | Clinic_076-078_Finish Schedule | n/a
FloorColor | bill.east@us.army.mil | 2012-10-26T09:46:00 | Requirement | Space | 2C06 | ARMSTRONG - MEDIN TECH - #86439 DESERT GOLD | n/a | n/a | n/a | n/a | Clinic_076-078_Finish Schedule | n/a
FloorMaterial | bill.east@us.army.mil | 2012-10-26T09:46:00 | Requirement | Space | 2C06 | SHEET VINYL | n/a | n/a | n/a | n/a | Clinic_076-078_Finish Schedule | n/a
WallColor-East | bill.east@us.army.mil | 2012-10-26T09:46:00 | Requirement | Space | 2C06 | MATCH PT3 - Devoe # 2W19-4 CLAY PEBBLE | n/a | n/a | n/a | n/a | Clinic_076-078_Finish Schedule | n/a
WallColor-North | bill.east@us.army.mil | 2012-10-26T09:46:00 | Requirement | Space | 2C06 | MATCH PT3 - Devoe # 2W19-4 CLAY PEBBLE | n/a | n/a | n/a | n/a | Clinic_076-078_Finish Schedule | n/a
WallColor-South | bill.east@us.army.mil | 2012-10-26T09:46:00 | Requirement | Space | 2C06 | MATCH PT3 - Devoe # 2W19-4 CLAY PEBBLE | n/a | n/a | n/a | n/a | Clinic_076-078_Finish Schedule | n/a
WallColor-West | bill.east@us.army.mil | 2012-10-26T09:46:00 | Requirement | Space | 2C06 | MATCH PT3 - Devoe # 2W19-4 CLAY PEBBLE | n/a | n/a | n/a | n/a | Clinic_076-078_Finish Schedule | n/a
WallMaterial-East | bill.east@us.army.mil | 2012-10-26T09:46:00 | Requirement | Space | 2C06 | GYPSUM WALLBOARD WITH LIQUID GLAZED COATING | n/a | n/a | n/a | n/a | Clinic_076-078_Finish Schedule | n/a
WallMaterial-North | bill.east@us.army.mil | 2012-10-26T09:46:00 | Requirement | Space | 2C06 | GYPSUM WALLBOARD WITH LIQUID GLAZED COATING | n/a | n/a | n/a | n/a | Clinic_076-078_Finish Schedule | n/a
WallMaterial-South | bill.east@us.army.mil | 2012-10-26T09:46:00 | Requirement | Space | 2C06 | GYPSUM WALLBOARD WITH LIQUID GLAZED COATING | n/a | n/a | n/a | n/a | Clinic_076-078_Finish Schedule | n/a
WallMaterial-West | bill.east@us.army.mil | 2012-10-26T09:46:00 | Requirement | Space | 2C06 | GYPSUM WALLBOARD WITH LIQUID GLAZED COATING | n/a | n/a | n/a | n/a | Clinic_076-078_Finish Schedule | n/a
BaseColor | bill.east@us.army.mil | 2012-10-26T09:46:00 | Requirement | Space | 2C07 | DAL - TILE - #D-1452 CYPRESS - SIZE 4"X 4" | n/a | n/a | n/a | n/a | Clinic_076-078_Finish Schedule | n/a
BaseMaterial | bill.east@us.army.mil | 2012-10-26T09:46:00 | Requirement | Space | 2C07 | MAT GLAZED TILE | n/a | n/a | n/a | n/a | Clinic_076-078_Finish Schedule | n/a
CeilingColor | bill.east@us.army.mil | 2012-10-26T09:46:00 | Requirement | Space | 2C07 | MATCH PT3 - Devoe # 2W19-4 CLAY PEBBLE | n/a | n/a | n/a | n/a | Clinic_076-078_Finish Schedule | n/a
CeilingMaterial | bill.east@us.army.mil | 2012-10-26T09:46:00 | Requirement | Space | 2C07 | GYPSUM WALLBOARD WITH LIQUID GLAZED COATING | n/a | n/a | n/a | n/a | Clinic_076-078_Finish Schedule | n/a
FloorColor | bill.east@us.army.mil | 2012-10-26T09:46:00 | Requirement | Space | 2C07 | AMERICAN OLEAN #A-55 DOE SIZE: 2"x2" | n/a | n/a | n/a | n/a | Clinic_076-078_Finish Schedule | n/a
FloorMaterial | bill.east@us.army.mil | 2012-10-26T09:46:00 | Requirement | Space | 2C07 | CERAMIC TILE | n/a | n/a | n/a | n/a | Clinic_076-078_Finish Schedule | n/a
WallColor-East | bill.east@us.army.mil | 2012-10-26T09:46:00 | Requirement | Space | 2C07 | DAL - TILE - #D-1452 CYPRESS - SIZE 4"X 4" | n/a | n/a | n/a | n/a | Clinic_076-078_Finish Schedule | n/a
WallColor-North | bill.east@us.army.mil | 2012-10-26T09:46:00 | Requirement | Space | 2C07 | DAL - TILE - #D-1452 CYPRESS - SIZE 4"X 4" | n/a | n/a | n/a | n/a | Clinic_076-078_Finish Schedule | n/a
WallColor-South | bill.east@us.army.mil | 2012-10-26T09:46:00 | Requirement | Space | 2C07 | DAL - TILE - #D-1452 CYPRESS - SIZE 4"X 4" | n/a | n/a | n/a | n/a | Clinic_076-078_Finish Schedule | n/a
WallColor-West | bill.east@us.army.mil | 2012-10-26T09:46:00 | Requirement | Space | 2C07 | DAL - TILE - #D-1452 CYPRESS - SIZE 4"X 4" | n/a | n/a | n/a | n/a | Clinic_076-078_Finish Schedule | n/a
WallMaterial-East | bill.east@us.army.mil | 2012-10-26T09:46:00 | Requirement | Space | 2C07 | MAT GLAZED TILE | n/a | n/a | n/a | n/a | Clinic_076-078_Finish Schedule | n/a
WallMaterial-North | bill.east@us.army.mil | 2012-10-26T09:46:00 | Requirement | Space | 2C07 | MAT GLAZED TILE | n/a | n/a | n/a | n/a | Clinic_076-078_Finish Schedule | n/a
WallMaterial-South | bill.east@us.army.mil | 2012-10-26T09:46:00 | Requirement | Space | 2C07 | MAT GLAZED TILE | n/a | n/a | n/a | n/a | Clinic_076-078_Finish Schedule | n/a
WallMaterial-West | bill.east@us.army.mil | 2012-10-26T09:46:00 | Requirement | Space | 2C07 | MAT GLAZED TILE | n/a | n/a | n/a | n/a | Clinic_076-078_Finish Schedule | n/a
BaseColor | bill.east@us.army.mil | 2012-10-26T09:46:00 | Requirement | Space | 2C08 | DAL - TILE - #D-1452 CYPRESS - SIZE 4"X 4" | n/a | n/a | n/a | n/a | Clinic_076-078_Finish Schedule | n/a
BaseMaterial | bill.east@us.army.mil | 2012-10-26T09:46:00 | Requirement | Space | 2C08 | MAT GLAZED TILE | n/a | n/a | n/a | n/a | Clinic_076-078_Finish Schedule | n/a
CeilingColor | bill.east@us.army.mil | 2012-10-26T09:46:00 | Requirement | Space | 2C08 | MATCH PT3 - Devoe # 2W19-4 CLAY PEBBLE | n/a | n/a | n/a | n/a | Clinic_076-078_Finish Schedule | n/a
CeilingMaterial | bill.east@us.army.mil | 2012-10-26T09:46:00 | Requirement | Space | 2C08 | GYPSUM WALLBOARD WITH LIQUID GLAZED COATING | n/a | n/a | n/a | n/a | Clinic_076-078_Finish Schedule | n/a
FloorColor | bill.east@us.army.mil | 2012-10-26T09:46:00 | Requirement | Space | 2C08 | AMERICAN OLEAN #A-55 DOE SIZE: 2"x2" | n/a | n/a | n/a | n/a | Clinic_076-078_Finish Schedule | n/a
FloorMaterial | bill.east@us.army.mil | 2012-10-26T09:46:00 | Requirement | Space | 2C08 | CERAMIC TILE | n/a | n/a | n/a | n/a | Clinic_076-078_Finish Schedule | n/a
WallColor-East | bill.east@us.army.mil | 2012-10-26T09:46:00 | Requirement | Space | 2C08 | DAL - TILE - #D-1452 CYPRESS - SIZE 4"X 4" | n/a | n/a | n/a | n/a | Clinic_076-078_Finish Schedule | n/a
WallColor-North | bill.east@us.army.mil | 2012-10-26T09:46:00 | Requirement | Space | 2C08 | DAL - TILE - #D-1452 CYPRESS - SIZE 4"X 4" | n/a | n/a | n/a | n/a | Clinic_076-078_Finish Schedule | n/a
WallColor-South | bill.east@us.army.mil | 2012-10-26T09:46:00 | Requirement | Space | 2C08 | DAL - TILE - #D-1452 CYPRESS - SIZE 4"X 4" | n/a | n/a | n/a | n/a | Clinic_076-078_Finish Schedule | n/a
WallColor-West | bill.east@us.army.mil | 2012-10-26T09:46:00 | Requirement | Space | 2C08 | DAL - TILE - #D-1452 CYPRESS - SIZE 4"X 4" | n/a | n/a | n/a | n/a | Clinic_076-078_Finish Schedule | n/a
WallMaterial-East | bill.east@us.army.mil | 2012-10-26T09:46:00 | Requirement | Space | 2C08 | MAT GLAZED TILE | n/a | n/a | n/a | n/a | Clinic_076-078_Finish Schedule | n/a
WallMaterial-North | bill.east@us.army.mil | 2012-10-26T09:46:00 | Requirement | Space | 2C08 | MAT GLAZED TILE | n/a | n/a | n/a | n/a | Clinic_076-078_Finish Schedule | n/a
WallMaterial-South | bill.east@us.army.mil | 2012-10-26T09:46:00 | Requirement | Space | 2C08 | MAT GLAZED TILE | n/a | n/a | n/a | n/a | Clinic_076-078_Finish Schedule | n/a
WallMaterial-West | bill.east@us.army.mil | 2012-10-26T09:46:00 | Requirement | Space | 2C08 | MAT GLAZED TILE | n/a | n/a | n/a | n/a | Clinic_076-078_Finish Schedule | n/a
BaseColor | bill.east@us.army.mil | 2012-10-26T09:46:00 | Requirement | Space | 2C09 | ARMSTRONG - MEDINTECH - #86439 DESERT GOLD | n/a | n/a | n/a | n/a | Clinic_076-078_Finish Schedule | n/a
BaseMaterial | bill.east@us.army.mil | 2012-10-26T09:46:00 | Requirement | Space | 2C09 | INTEGRAL VINYL BASE | n/a | n/a | n/a | n/a | Clinic_076-078_Finish Schedule | n/a
CeilingColor | bill.east@us.army.mil | 2012-10-26T09:46:00 | Requirement | Space | 2C09 | ARMSTRONG CEILING TILE - CIRRUS TEGULAR; COLOR: WHITE; SERIES #534 GRID-15/16" EXPOSED TEE GRID SYSTEM-WHITE; SIZE: 2'x2'x3/4" | n/a | n/a | n/a | n/a | Clinic_076-078_Finish Schedule | n/a
CeilingMaterial | bill.east@us.army.mil | 2012-10-26T09:46:00 | Requirement | Space | 2C09 | ACOUSTICAL CEILING TILE | n/a | n/a | n/a | n/a | Clinic_076-078_Finish Schedule | n/a
FloorColor | bill.east@us.army.mil | 2012-10-26T09:46:00 | Requirement | Space | 2C09 | ARMSTRONG - MEDIN TECH - #86439 DESERT GOLD | n/a | n/a | n/a | n/a | Clinic_076-078_Finish Schedule | n/a
FloorMaterial | bill.east@us.army.mil | 2012-10-26T09:46:00 | Requirement | Space | 2C09 | SHEET VINYL | n/a | n/a | n/a | n/a | Clinic_076-078_Finish Schedule | n/a
WallColor-East | bill.east@us.army.mil | 2012-10-26T09:46:00 | Requirement | Space | 2C09 | MATCH PT3 - Devoe # 2W19-4 CLAY PEBBLE | n/a | n/a | n/a | n/a | Clinic_076-078_Finish Schedule | n/a
WallColor-North | bill.east@us.army.mil | 2012-10-26T09:46:00 | Requirement | Space | 2C09 | MATCH PT3 - Devoe # 2W19-4 CLAY PEBBLE | n/a | n/a | n/a | n/a | Clinic_076-078_Finish Schedule | n/a
WallColor-South | bill.east@us.army.mil | 2012-10-26T09:46:00 | Requirement | Space | 2C09 | MATCH PT3 - Devoe # 2W19-4 CLAY PEBBLE | n/a | n/a | n/a | n/a | Clinic_076-078_Finish Schedule | n/a
WallColor-West | bill.east@us.army.mil | 2012-10-26T09:46:00 | Requirement | Space | 2C09 | MATCH PT3 - Devoe # 2W19-4 CLAY PEBBLE | n/a | n/a | n/a | n/a | Clinic_076-078_Finish Schedule | n/a
WallMaterial-East | bill.east@us.army.mil | 2012-10-26T09:46:00 | Requirement | Space | 2C09 | GYPSUM WALLBOARD WITH LIQUID GLAZED COATING | n/a | n/a | n/a | n/a | Clinic_076-078_Finish Schedule | n/a
WallMaterial-North | bill.east@us.army.mil | 2012-10-26T09:46:00 | Requirement | Space | 2C09 | GYPSUM WALLBOARD WITH LIQUID GLAZED COATING | n/a | n/a | n/a | n/a | Clinic_076-078_Finish Schedule | n/a
WallMaterial-South | bill.east@us.army.mil | 2012-10-26T09:46:00 | Requirement | Space | 2C09 | GYPSUM WALLBOARD WITH LIQUID GLAZED COATING | n/a | n/a | n/a | n/a | Clinic_076-078_Finish Schedule | n/a
WallMaterial-West | bill.east@us.army.mil | 2012-10-26T09:46:00 | Requirement | Space | 2C09 | GYPSUM WALLBOARD WITH LIQUID GLAZED COATING | n/a | n/a | n/a | n/a | Clinic_076-078_Finish Schedule | n/a
BaseColor | bill.east@us.army.mil | 2012-10-26T09:46:00 | Requirement | Space | 2C10 | ARMSTRONG - MEDINTECH - #86439 DESERT GOLD | n/a | n/a | n/a | n/a | Clinic_076-078_Finish Schedule | n/a
BaseMaterial | bill.east@us.army.mil | 2012-10-26T09:46:00 | Requirement | Space | 2C10 | INTEGRAL VINYL BASE | n/a | n/a | n/a | n/a | Clinic_076-078_Finish Schedule | n/a
CeilingColor | bill.east@us.army.mil | 2012-10-26T09:46:00 | Requirement | Space | 2C10 | ARMSTRONG CEILING TILE - FINE FISSURED DURATEX; COLOR: WHITE; SERIES #1870; GRID 15/16" EXPOSED TEE GRID SYSTEM-WHITE; SIZE: 2'x2' | n/a | n/a | n/a | n/a | Clinic_076-078_Finish Schedule | n/a
CeilingMaterial | bill.east@us.army.mil | 2012-10-26T09:46:00 | Requirement | Space | 2C10 | ACOUSTICAL CEILING TILE | n/a | n/a | n/a | n/a | Clinic_076-078_Finish Schedule | n/a
FloorColor | bill.east@us.army.mil | 2012-10-26T09:46:00 | Requirement | Space | 2C10 | ARMSTRONG - MEDIN TECH - #86439 DESERT GOLD | n/a | n/a | n/a | n/a | Clinic_076-078_Finish Schedule | n/a
FloorMaterial | bill.east@us.army.mil | 2012-10-26T09:46:00 | Requirement | Space | 2C10 | SHEET VINYL | n/a | n/a | n/a | n/a | Clinic_076-078_Finish Schedule | n/a
WallColor-East | bill.east@us.army.mil | 2012-10-26T09:46:00 | Requirement | Space | 2C10 | MATCH PT3 - Devoe # 2W19-4 CLAY PEBBLE | n/a | n/a | n/a | n/a | Clinic_076-078_Finish Schedule | n/a
WallColor-North | bill.east@us.army.mil | 2012-10-26T09:46:00 | Requirement | Space | 2C10 | MATCH PT3 - Devoe # 2W19-4 CLAY PEBBLE | n/a | n/a | n/a | n/a | Clinic_076-078_Finish Schedule | n/a
WallColor-South | bill.east@us.army.mil | 2012-10-26T09:46:00 | Requirement | Space | 2C10 | MATCH PT3 - Devoe # 2W19-4 CLAY PEBBLE | n/a | n/a | n/a | n/a | Clinic_076-078_Finish Schedule | n/a
WallColor-West | bill.east@us.army.mil | 2012-10-26T09:46:00 | Requirement | Space | 2C10 | MATCH PT3 - Devoe # 2W19-4 CLAY PEBBLE | n/a | n/a | n/a | n/a | Clinic_076-078_Finish Schedule | n/a
WallMaterial-East | bill.east@us.army.mil | 2012-10-26T09:46:00 | Requirement | Space | 2C10 | GYPSUM WALLBOARD WITH LIQUID GLAZED COATING | n/a | n/a | n/a | n/a | Clinic_076-078_Finish Schedule | n/a
WallMaterial-North | bill.east@us.army.mil | 2012-10-26T09:46:00 | Requirement | Space | 2C10 | GYPSUM WALLBOARD WITH LIQUID GLAZED COATING | n/a | n/a | n/a | n/a | Clinic_076-078_Finish Schedule | n/a
WallMaterial-South | bill.east@us.army.mil | 2012-10-26T09:46:00 | Requirement | Space | 2C10 | GYPSUM WALLBOARD WITH LIQUID GLAZED COATING | n/a | n/a | n/a | n/a | Clinic_076-078_Finish Schedule | n/a
WallMaterial-West | bill.east@us.army.mil | 2012-10-26T09:46:00 | Requirement | Space | 2C10 | GYPSUM WALLBOARD WITH LIQUID GLAZED COATING | n/a | n/a | n/a | n/a | Clinic_076-078_Finish Schedule | n/a
BaseColor | bill.east@us.army.mil | 2012-10-26T09:46:00 | Requirement | Space | 2C11 | ROPPE - 40 FAWN - 4" HIGH RUBBER COVE BASE | n/a | n/a | n/a | n/a | Clinic_076-078_Finish Schedule | n/a
BaseMaterial | bill.east@us.army.mil | 2012-10-26T09:46:00 | Requirement | Space | 2C11 | RUBBER BASE | n/a | n/a | n/a | n/a | Clinic_076-078_Finish Schedule | n/a
CeilingColor | bill.east@us.army.mil | 2012-10-26T09:46:00 | Requirement | Space | 2C11 | ARMSTRONG CEILING TILE - CIRRUS TEGULAR; COLOR: WHITE; SERIES #534 GRID-15/16" EXPOSED TEE GRID SYSTEM-WHITE; SIZE: 2'x2'x3/4" | n/a | n/a | n/a | n/a | Clinic_076-078_Finish Schedule | n/a
CeilingMaterial | bill.east@us.army.mil | 2012-10-26T09:46:00 | Requirement | Space | 2C11 | ACOUSTICAL CEILING TILE | n/a | n/a | n/a | n/a | Clinic_076-078_Finish Schedule | n/a
FloorColor | bill.east@us.army.mil | 2012-10-26T09:46:00 | Requirement | Space | 2C11 | VAMERICAN OLEAN #A-55 DOE SIZE: 2"x2" | n/a | n/a | n/a | n/a | Clinic_076-078_Finish Schedule | n/a
FloorMaterial | bill.east@us.army.mil | 2012-10-26T09:46:00 | Requirement | Space | 2C11 | VINYL COMPOSITION TILE | n/a | n/a | n/a | n/a | Clinic_076-078_Finish Schedule | n/a
WallColor-East | bill.east@us.army.mil | 2012-10-26T09:46:00 | Requirement | Space | 2C11 | MATCH PT3 - Devoe # 2W19-4 CLAY PEBBLE | n/a | n/a | n/a | n/a | Clinic_076-078_Finish Schedule | n/a
WallColor-North | bill.east@us.army.mil | 2012-10-26T09:46:00 | Requirement | Space | 2C11 | MATCH PT3 - Devoe # 2W19-4 CLAY PEBBLE | n/a | n/a | n/a | n/a | Clinic_076-078_Finish Schedule | n/a
WallColor-South | bill.east@us.army.mil | 2012-10-26T09:46:00 | Requirement | Space | 2C11 | MATCH PT3 - Devoe # 2W19-4 CLAY PEBBLE | n/a | n/a | n/a | n/a | Clinic_076-078_Finish Schedule | n/a
WallColor-West | bill.east@us.army.mil | 2012-10-26T09:46:00 | Requirement | Space | 2C11 | MATCH PT3 - Devoe # 2W19-4 CLAY PEBBLE | n/a | n/a | n/a | n/a | Clinic_076-078_Finish Schedule | n/a
WallMaterial-East | bill.east@us.army.mil | 2012-10-26T09:46:00 | Requirement | Space | 2C11 | GYPSUM WALLBOARD WITH LIQUID GLAZED COATING | n/a | n/a | n/a | n/a | Clinic_076-078_Finish Schedule | n/a
WallMaterial-North | bill.east@us.army.mil | 2012-10-26T09:46:00 | Requirement | Space | 2C11 | GYPSUM WALLBOARD WITH LIQUID GLAZED COATING | n/a | n/a | n/a | n/a | Clinic_076-078_Finish Schedule | n/a
WallMaterial-South | bill.east@us.army.mil | 2012-10-26T09:46:00 | Requirement | Space | 2C11 | GYPSUM WALLBOARD WITH LIQUID GLAZED COATING | n/a | n/a | n/a | n/a | Clinic_076-078_Finish Schedule | n/a
WallMaterial-West | bill.east@us.army.mil | 2012-10-26T09:46:00 | Requirement | Space | 2C11 | GYPSUM WALLBOARD WITH LIQUID GLAZED COATING | n/a | n/a | n/a | n/a | Clinic_076-078_Finish Schedule | n/a
BaseColor | bill.east@us.army.mil | 2012-10-26T09:46:00 | Requirement | Space | 2C12 | ARMSTRONG - MEDINTECH - #86439 DESERT GOLD | n/a | n/a | n/a | n/a | Clinic_076-078_Finish Schedule | n/a
BaseMaterial | bill.east@us.army.mil | 2012-10-26T09:46:00 | Requirement | Space | 2C12 | INTEGRAL VINYL BASE | n/a | n/a | n/a | n/a | Clinic_076-078_Finish Schedule | n/a
CeilingColor | bill.east@us.army.mil | 2012-10-26T09:46:00 | Requirement | Space | 2C12 | ARMSTRONG CEILING TILE - FINE FISSURED DURATEX; COLOR: WHITE; SERIES #1870; GRID 15/16" EXPOSED TEE GRID SYSTEM-WHITE; SIZE: 2'x2' | n/a | n/a | n/a | n/a | Clinic_076-078_Finish Schedule | n/a
CeilingMaterial | bill.east@us.army.mil | 2012-10-26T09:46:00 | Requirement | Space | 2C12 | ACOUSTICAL CEILING TILE | n/a | n/a | n/a | n/a | Clinic_076-078_Finish Schedule | n/a
FloorColor | bill.east@us.army.mil | 2012-10-26T09:46:00 | Requirement | Space | 2C12 | ARMSTRONG - MEDIN TECH - #86439 DESERT GOLD | n/a | n/a | n/a | n/a | Clinic_076-078_Finish Schedule | n/a
FloorMaterial | bill.east@us.army.mil | 2012-10-26T09:46:00 | Requirement | Space | 2C12 | SHEET VINYL | n/a | n/a | n/a | n/a | Clinic_076-078_Finish Schedule | n/a
WallColor-East | bill.east@us.army.mil | 2012-10-26T09:46:00 | Requirement | Space | 2C12 | MATCH PT3 - Devoe # 2W19-4 CLAY PEBBLE | n/a | n/a | n/a | n/a | Clinic_076-078_Finish Schedule | n/a
WallColor-North | bill.east@us.army.mil | 2012-10-26T09:46:00 | Requirement | Space | 2C12 | MATCH PT3 - Devoe # 2W19-4 CLAY PEBBLE | n/a | n/a | n/a | n/a | Clinic_076-078_Finish Schedule | n/a
WallColor-South | bill.east@us.army.mil | 2012-10-26T09:46:00 | Requirement | Space | 2C12 | MATCH PT3 - Devoe # 2W19-4 CLAY PEBBLE | n/a | n/a | n/a | n/a | Clinic_076-078_Finish Schedule | n/a
WallColor-West | bill.east@us.army.mil | 2012-10-26T09:46:00 | Requirement | Space | 2C12 | MATCH PT3 - Devoe # 2W19-4 CLAY PEBBLE | n/a | n/a | n/a | n/a | Clinic_076-078_Finish Schedule | n/a
WallMaterial-East | bill.east@us.army.mil | 2012-10-26T09:46:00 | Requirement | Space | 2C12 | GYPSUM WALLBOARD WITH LIQUID GLAZED COATING | n/a | n/a | n/a | n/a | Clinic_076-078_Finish Schedule | n/a
WallMaterial-North | bill.east@us.army.mil | 2012-10-26T09:46:00 | Requirement | Space | 2C12 | GYPSUM WALLBOARD WITH LIQUID GLAZED COATING | n/a | n/a | n/a | n/a | Clinic_076-078_Finish Schedule | n/a
WallMaterial-South | bill.east@us.army.mil | 2012-10-26T09:46:00 | Requirement | Space | 2C12 | GYPSUM WALLBOARD WITH LIQUID GLAZED COATING | n/a | n/a | n/a | n/a | Clinic_076-078_Finish Schedule | n/a
WallMaterial-West | bill.east@us.army.mil | 2012-10-26T09:46:00 | Requirement | Space | 2C12 | GYPSUM WALLBOARD WITH LIQUID GLAZED COATING | n/a | n/a | n/a | n/a | Clinic_076-078_Finish Schedule | n/a
BaseColor | bill.east@us.army.mil | 2012-10-26T09:46:00 | Requirement | Space | 2C13 | ROPPE - 40 FAWN - 4" HIGH RUBBER COVE BASE | n/a | n/a | n/a | n/a | Clinic_076-078_Finish Schedule | n/a
BaseMaterial | bill.east@us.army.mil | 2012-10-26T09:46:00 | Requirement | Space | 2C13 | RUBBER BASE | n/a | n/a | n/a | n/a | Clinic_076-078_Finish Schedule | n/a
CeilingColor | bill.east@us.army.mil | 2012-10-26T09:46:00 | Requirement | Space | 2C13 | ARMSTRONG CEILING TILE - FINE FISSURED DURATEX; COLOR: WHITE; SERIES #1870; GRID 15/16" EXPOSED TEE GRID SYSTEM-WHITE; SIZE: 2'x2' | n/a | n/a | n/a | n/a | Clinic_076-078_Finish Schedule | n/a
CeilingMaterial | bill.east@us.army.mil | 2012-10-26T09:46:00 | Requirement | Space | 2C13 | ACOUSTICAL CEILING TILE | n/a | n/a | n/a | n/a | Clinic_076-078_Finish Schedule | n/a
FloorColor | bill.east@us.army.mil | 2012-10-26T09:46:00 | Requirement | Space | 2C13 | VAMERICAN OLEAN #A-55 DOE SIZE: 2"x2" | n/a | n/a | n/a | n/a | Clinic_076-078_Finish Schedule | n/a
FloorMaterial | bill.east@us.army.mil | 2012-10-26T09:46:00 | Requirement | Space | 2C13 | VINYL COMPOSITION TILE | n/a | n/a | n/a | n/a | Clinic_076-078_Finish Schedule | n/a
WallColor-East | bill.east@us.army.mil | 2012-10-26T09:46:00 | Requirement | Space | 2C13 | MATCH PT3 - Devoe # 2W19-4 CLAY PEBBLE | n/a | n/a | n/a | n/a | Clinic_076-078_Finish Schedule | n/a
WallColor-North | bill.east@us.army.mil | 2012-10-26T09:46:00 | Requirement | Space | 2C13 | MATCH PT3 - Devoe # 2W19-4 CLAY PEBBLE | n/a | n/a | n/a | n/a | Clinic_076-078_Finish Schedule | n/a
WallColor-South | bill.east@us.army.mil | 2012-10-26T09:46:00 | Requirement | Space | 2C13 | MATCH PT3 - Devoe # 2W19-4 CLAY PEBBLE | n/a | n/a | n/a | n/a | Clinic_076-078_Finish Schedule | n/a
WallColor-West | bill.east@us.army.mil | 2012-10-26T09:46:00 | Requirement | Space | 2C13 | MATCH PT3 - Devoe # 2W19-4 CLAY PEBBLE | n/a | n/a | n/a | n/a | Clinic_076-078_Finish Schedule | n/a
WallMaterial-East | bill.east@us.army.mil | 2012-10-26T09:46:00 | Requirement | Space | 2C13 | GYPSUM WALLBOARD WITH LIQUID GLAZED COATING | n/a | n/a | n/a | n/a | Clinic_076-078_Finish Schedule | n/a
WallMaterial-North | bill.east@us.army.mil | 2012-10-26T09:46:00 | Requirement | Space | 2C13 | GYPSUM WALLBOARD WITH LIQUID GLAZED COATING | n/a | n/a | n/a | n/a | Clinic_076-078_Finish Schedule | n/a
WallMaterial-South | bill.east@us.army.mil | 2012-10-26T09:46:00 | Requirement | Space | 2C13 | GYPSUM WALLBOARD WITH LIQUID GLAZED COATING | n/a | n/a | n/a | n/a | Clinic_076-078_Finish Schedule | n/a
WallMaterial-West | bill.east@us.army.mil | 2012-10-26T09:46:00 | Requirement | Space | 2C13 | GYPSUM WALLBOARD WITH LIQUID GLAZED COATING | n/a | n/a | n/a | n/a | Clinic_076-078_Finish Schedule | n/a
BaseColor | bill.east@us.army.mil | 2012-10-26T09:46:00 | Requirement | Space | 2C14 | ARMSTRONG - MEDINTECH - #86439 DESERT GOLD | n/a | n/a | n/a | n/a | Clinic_076-078_Finish Schedule | n/a
BaseMaterial | bill.east@us.army.mil | 2012-10-26T09:46:00 | Requirement | Space | 2C14 | INTEGRAL VINYL BASE | n/a | n/a | n/a | n/a | Clinic_076-078_Finish Schedule | n/a
CeilingColor | bill.east@us.army.mil | 2012-10-26T09:46:00 | Requirement | Space | 2C14 | ARMSTRONG CEILING TILE - CIRRUS TEGULAR; COLOR: WHITE; SERIES #534 GRID-15/16" EXPOSED TEE GRID SYSTEM-WHITE; SIZE: 2'x2'x3/4" | n/a | n/a | n/a | n/a | Clinic_076-078_Finish Schedule | n/a
CeilingMaterial | bill.east@us.army.mil | 2012-10-26T09:46:00 | Requirement | Space | 2C14 | ACOUSTICAL CEILING TILE | n/a | n/a | n/a | n/a | Clinic_076-078_Finish Schedule | n/a
FloorColor | bill.east@us.army.mil | 2012-10-26T09:46:00 | Requirement | Space | 2C14 | ARMSTRONG - MEDIN TECH - #86439 DESERT GOLD | n/a | n/a | n/a | n/a | Clinic_076-078_Finish Schedule | n/a
FloorMaterial | bill.east@us.army.mil | 2012-10-26T09:46:00 | Requirement | Space | 2C14 | SHEET VINYL | n/a | n/a | n/a | n/a | Clinic_076-078_Finish Schedule | n/a
WallColor-East | bill.east@us.army.mil | 2012-10-26T09:46:00 | Requirement | Space | 2C14 | MATCH PT3 - Devoe # 2W19-4 CLAY PEBBLE | n/a | n/a | n/a | n/a | Clinic_076-078_Finish Schedule | n/a
WallColor-North | bill.east@us.army.mil | 2012-10-26T09:46:00 | Requirement | Space | 2C14 | MATCH PT3 - Devoe # 2W19-4 CLAY PEBBLE | n/a | n/a | n/a | n/a | Clinic_076-078_Finish Schedule | n/a
WallColor-South | bill.east@us.army.mil | 2012-10-26T09:46:00 | Requirement | Space | 2C14 | MATCH PT3 - Devoe # 2W19-4 CLAY PEBBLE | n/a | n/a | n/a | n/a | Clinic_076-078_Finish Schedule | n/a
WallColor-West | bill.east@us.army.mil | 2012-10-26T09:46:00 | Requirement | Space | 2C14 | MATCH PT3 - Devoe # 2W19-4 CLAY PEBBLE | n/a | n/a | n/a | n/a | Clinic_076-078_Finish Schedule | n/a
WallMaterial-East | bill.east@us.army.mil | 2012-10-26T09:46:00 | Requirement | Space | 2C14 | GYPSUM WALLBOARD WITH LIQUID GLAZED COATING | n/a | n/a | n/a | n/a | Clinic_076-078_Finish Schedule | n/a
WallMaterial-North | bill.east@us.army.mil | 2012-10-26T09:46:00 | Requirement | Space | 2C14 | GYPSUM WALLBOARD WITH LIQUID GLAZED COATING | n/a | n/a | n/a | n/a | Clinic_076-078_Finish Schedule | n/a
WallMaterial-South | bill.east@us.army.mil | 2012-10-26T09:46:00 | Requirement | Space | 2C14 | GYPSUM WALLBOARD WITH LIQUID GLAZED COATING | n/a | n/a | n/a | n/a | Clinic_076-078_Finish Schedule | n/a
WallMaterial-West | bill.east@us.army.mil | 2012-10-26T09:46:00 | Requirement | Space | 2C14 | GYPSUM WALLBOARD WITH LIQUID GLAZED COATING | n/a | n/a | n/a | n/a | Clinic_076-078_Finish Schedule | n/a
BaseColor | bill.east@us.army.mil | 2012-10-26T09:46:00 | Requirement | Space | 2C15 | ROPPE - 40 FAWN - 4" HIGH RUBBER COVE BASE | n/a | n/a | n/a | n/a | Clinic_076-078_Finish Schedule | n/a
BaseMaterial | bill.east@us.army.mil | 2012-10-26T09:46:00 | Requirement | Space | 2C15 | RUBBER BASE | n/a | n/a | n/a | n/a | Clinic_076-078_Finish Schedule | n/a
CeilingColor | bill.east@us.army.mil | 2012-10-26T09:46:00 | Requirement | Space | 2C15 | UNFINISHED | n/a | n/a | n/a | n/a | Clinic_076-078_Finish Schedule | n/a
CeilingMaterial | bill.east@us.army.mil | 2012-10-26T09:46:00 | Requirement | Space | 2C15 | CONCRETE | n/a | n/a | n/a | n/a | Clinic_076-078_Finish Schedule | n/a
FloorColor | bill.east@us.army.mil | 2012-10-26T09:46:00 | Requirement | Space | 2C15 | VAMERICAN OLEAN #A-55 DOE SIZE: 2"x2" | n/a | n/a | n/a | n/a | Clinic_076-078_Finish Schedule | n/a
FloorMaterial | bill.east@us.army.mil | 2012-10-26T09:46:00 | Requirement | Space | 2C15 | VINYL COMPOSITION TILE | n/a | n/a | n/a | n/a | Clinic_076-078_Finish Schedule | n/a
WallColor-East | bill.east@us.army.mil | 2012-10-26T09:46:00 | Requirement | Space | 2C15 | DEVOE # 2W18-2 PRARIE BUFF | n/a | n/a | n/a | n/a | Clinic_076-078_Finish Schedule | n/a
WallColor-North | bill.east@us.army.mil | 2012-10-26T09:46:00 | Requirement | Space | 2C15 | DEVOE # 2W18-2 PRARIE BUFF | n/a | n/a | n/a | n/a | Clinic_076-078_Finish Schedule | n/a
WallColor-South | bill.east@us.army.mil | 2012-10-26T09:46:00 | Requirement | Space | 2C15 | DEVOE # 2W18-2 PRARIE BUFF | n/a | n/a | n/a | n/a | Clinic_076-078_Finish Schedule | n/a
WallColor-West | bill.east@us.army.mil | 2012-10-26T09:46:00 | Requirement | Space | 2C15 | DEVOE # 2W18-2 PRARIE BUFF | n/a | n/a | n/a | n/a | Clinic_076-078_Finish Schedule | n/a
WallMaterial-East | bill.east@us.army.mil | 2012-10-26T09:46:00 | Requirement | Space | 2C15 | GYPSUM WALLBOARD WITH PAINT | n/a | n/a | n/a | n/a | Clinic_076-078_Finish Schedule | n/a
WallMaterial-North | bill.east@us.army.mil | 2012-10-26T09:46:00 | Requirement | Space | 2C15 | GYPSUM WALLBOARD WITH PAINT | n/a | n/a | n/a | n/a | Clinic_076-078_Finish Schedule | n/a
WallMaterial-South | bill.east@us.army.mil | 2012-10-26T09:46:00 | Requirement | Space | 2C15 | GYPSUM WALLBOARD WITH PAINT | n/a | n/a | n/a | n/a | Clinic_076-078_Finish Schedule | n/a
WallMaterial-West | bill.east@us.army.mil | 2012-10-26T09:46:00 | Requirement | Space | 2C15 | GYPSUM WALLBOARD WITH PAINT | n/a | n/a | n/a | n/a | Clinic_076-078_Finish Schedule | n/a
BaseColor | bill.east@us.army.mil | 2012-10-26T09:46:00 | Requirement | Space | 2C16 | ARMSTRONG - MEDINTECH - #86439 DESERT GOLD | n/a | n/a | n/a | n/a | Clinic_076-078_Finish Schedule | n/a
BaseMaterial | bill.east@us.army.mil | 2012-10-26T09:46:00 | Requirement | Space | 2C16 | INTEGRAL VINYL BASE | n/a | n/a | n/a | n/a | Clinic_076-078_Finish Schedule | n/a
CeilingColor | bill.east@us.army.mil | 2012-10-26T09:46:00 | Requirement | Space | 2C16 | ARMSTRONG CEILING TILE - FINE FISSURED DURATEX; COLOR: WHITE; SERIES #1870; GRID 15/16" EXPOSED TEE GRID SYSTEM-WHITE; SIZE: 2'x2' | n/a | n/a | n/a | n/a | Clinic_076-078_Finish Schedule | n/a
CeilingMaterial | bill.east@us.army.mil | 2012-10-26T09:46:00 | Requirement | Space | 2C16 | ACOUSTICAL CEILING TILE | n/a | n/a | n/a | n/a | Clinic_076-078_Finish Schedule | n/a
FloorColor | bill.east@us.army.mil | 2012-10-26T09:46:00 | Requirement | Space | 2C16 | ARMSTRONG - MEDIN TECH - #86439 DESERT GOLD | n/a | n/a | n/a | n/a | Clinic_076-078_Finish Schedule | n/a
FloorMaterial | bill.east@us.army.mil | 2012-10-26T09:46:00 | Requirement | Space | 2C16 | SHEET VINYL | n/a | n/a | n/a | n/a | Clinic_076-078_Finish Schedule | n/a
WallColor-East | bill.east@us.army.mil | 2012-10-26T09:46:00 | Requirement | Space | 2C16 | MATCH PT3 - Devoe # 2W19-4 CLAY PEBBLE | n/a | n/a | n/a | n/a | Clinic_076-078_Finish Schedule | n/a
WallColor-North | bill.east@us.army.mil | 2012-10-26T09:46:00 | Requirement | Space | 2C16 | MATCH PT3 - Devoe # 2W19-4 CLAY PEBBLE | n/a | n/a | n/a | n/a | Clinic_076-078_Finish Schedule | n/a
WallColor-South | bill.east@us.army.mil | 2012-10-26T09:46:00 | Requirement | Space | 2C16 | MATCH PT3 - Devoe # 2W19-4 CLAY PEBBLE | n/a | n/a | n/a | n/a | Clinic_076-078_Finish Schedule | n/a
WallColor-West | bill.east@us.army.mil | 2012-10-26T09:46:00 | Requirement | Space | 2C16 | MATCH PT3 - Devoe # 2W19-4 CLAY PEBBLE | n/a | n/a | n/a | n/a | Clinic_076-078_Finish Schedule | n/a
WallMaterial-East | bill.east@us.army.mil | 2012-10-26T09:46:00 | Requirement | Space | 2C16 | GYPSUM WALLBOARD WITH LIQUID GLAZED COATING | n/a | n/a | n/a | n/a | Clinic_076-078_Finish Schedule | n/a
WallMaterial-North | bill.east@us.army.mil | 2012-10-26T09:46:00 | Requirement | Space | 2C16 | GYPSUM WALLBOARD WITH LIQUID GLAZED COATING | n/a | n/a | n/a | n/a | Clinic_076-078_Finish Schedule | n/a
WallMaterial-South | bill.east@us.army.mil | 2012-10-26T09:46:00 | Requirement | Space | 2C16 | GYPSUM WALLBOARD WITH LIQUID GLAZED COATING | n/a | n/a | n/a | n/a | Clinic_076-078_Finish Schedule | n/a
WallMaterial-West | bill.east@us.army.mil | 2012-10-26T09:46:00 | Requirement | Space | 2C16 | GYPSUM WALLBOARD WITH LIQUID GLAZED COATING | n/a | n/a | n/a | n/a | Clinic_076-078_Finish Schedule | n/a
BaseColor | bill.east@us.army.mil | 2012-10-26T09:46:00 | Requirement | Space | 2C17 | ARMSTRONG - MEDINTECH - #86439 DESERT GOLD | n/a | n/a | n/a | n/a | Clinic_076-078_Finish Schedule | n/a
BaseMaterial | bill.east@us.army.mil | 2012-10-26T09:46:00 | Requirement | Space | 2C17 | INTEGRAL VINYL BASE | n/a | n/a | n/a | n/a | Clinic_076-078_Finish Schedule | n/a
CeilingColor | bill.east@us.army.mil | 2012-10-26T09:46:00 | Requirement | Space | 2C17 | ARMSTRONG CEILING TILE - FINE FISSURED DURATEX; COLOR: WHITE; SERIES #1870; GRID 15/16" EXPOSED TEE GRID SYSTEM-WHITE; SIZE: 2'x2' | n/a | n/a | n/a | n/a | Clinic_076-078_Finish Schedule | n/a
CeilingMaterial | bill.east@us.army.mil | 2012-10-26T09:46:00 | Requirement | Space | 2C17 | ACOUSTICAL CEILING TILE | n/a | n/a | n/a | n/a | Clinic_076-078_Finish Schedule | n/a
FloorColor | bill.east@us.army.mil | 2012-10-26T09:46:00 | Requirement | Space | 2C17 | ARMSTRONG - MEDIN TECH - #86439 DESERT GOLD | n/a | n/a | n/a | n/a | Clinic_076-078_Finish Schedule | n/a
FloorMaterial | bill.east@us.army.mil | 2012-10-26T09:46:00 | Requirement | Space | 2C17 | SHEET VINYL | n/a | n/a | n/a | n/a | Clinic_076-078_Finish Schedule | n/a
WallColor-East | bill.east@us.army.mil | 2012-10-26T09:46:00 | Requirement | Space | 2C17 | MATCH PT3 - Devoe # 2W19-4 CLAY PEBBLE | n/a | n/a | n/a | n/a | Clinic_076-078_Finish Schedule | n/a
WallColor-North | bill.east@us.army.mil | 2012-10-26T09:46:00 | Requirement | Space | 2C17 | MATCH PT3 - Devoe # 2W19-4 CLAY PEBBLE | n/a | n/a | n/a | n/a | Clinic_076-078_Finish Schedule | n/a
WallColor-South | bill.east@us.army.mil | 2012-10-26T09:46:00 | Requirement | Space | 2C17 | MATCH PT3 - Devoe # 2W19-4 CLAY PEBBLE | n/a | n/a | n/a | n/a | Clinic_076-078_Finish Schedule | n/a
WallColor-West | bill.east@us.army.mil | 2012-10-26T09:46:00 | Requirement | Space | 2C17 | MATCH PT3 - Devoe # 2W19-4 CLAY PEBBLE | n/a | n/a | n/a | n/a | Clinic_076-078_Finish Schedule | n/a
WallMaterial-East | bill.east@us.army.mil | 2012-10-26T09:46:00 | Requirement | Space | 2C17 | GYPSUM WALLBOARD WITH LIQUID GLAZED COATING | n/a | n/a | n/a | n/a | Clinic_076-078_Finish Schedule | n/a
WallMaterial-North | bill.east@us.army.mil | 2012-10-26T09:46:00 | Requirement | Space | 2C17 | GYPSUM WALLBOARD WITH LIQUID GLAZED COATING | n/a | n/a | n/a | n/a | Clinic_076-078_Finish Schedule | n/a
WallMaterial-South | bill.east@us.army.mil | 2012-10-26T09:46:00 | Requirement | Space | 2C17 | GYPSUM WALLBOARD WITH LIQUID GLAZED COATING | n/a | n/a | n/a | n/a | Clinic_076-078_Finish Schedule | n/a
WallMaterial-West | bill.east@us.army.mil | 2012-10-26T09:46:00 | Requirement | Space | 2C17 | GYPSUM WALLBOARD WITH LIQUID GLAZED COATING | n/a | n/a | n/a | n/a | Clinic_076-078_Finish Schedule | n/a
BaseColor | bill.east@us.army.mil | 2012-10-26T09:46:00 | Requirement | Space | 2C18 | ROPPE - 40 FAWN - 4" HIGH RUBBER COVE BASE | n/a | n/a | n/a | n/a | Clinic_076-078_Finish Schedule | n/a
BaseMaterial | bill.east@us.army.mil | 2012-10-26T09:46:00 | Requirement | Space | 2C18 | RUBBER BASE | n/a | n/a | n/a | n/a | Clinic_076-078_Finish Schedule | n/a
CeilingColor | bill.east@us.army.mil | 2012-10-26T09:46:00 | Requirement | Space | 2C18 | UNFINISHED | n/a | n/a | n/a | n/a | Clinic_076-078_Finish Schedule | n/a
CeilingMaterial | bill.east@us.army.mil | 2012-10-26T09:46:00 | Requirement | Space | 2C18 | CONCRETE | n/a | n/a | n/a | n/a | Clinic_076-078_Finish Schedule | n/a
FloorColor | bill.east@us.army.mil | 2012-10-26T09:46:00 | Requirement | Space | 2C18 | VAMERICAN OLEAN #A-55 DOE SIZE: 2"x2" | n/a | n/a | n/a | n/a | Clinic_076-078_Finish Schedule | n/a
FloorMaterial | bill.east@us.army.mil | 2012-10-26T09:46:00 | Requirement | Space | 2C18 | VINYL COMPOSITION TILE | n/a | n/a | n/a | n/a | Clinic_076-078_Finish Schedule | n/a
WallColor-East | bill.east@us.army.mil | 2012-10-26T09:46:00 | Requirement | Space | 2C18 | DEVOE # 2W18-2 PRARIE BUFF | n/a | n/a | n/a | n/a | Clinic_076-078_Finish Schedule | n/a
WallColor-North | bill.east@us.army.mil | 2012-10-26T09:46:00 | Requirement | Space | 2C18 | DEVOE # 2W18-2 PRARIE BUFF | n/a | n/a | n/a | n/a | Clinic_076-078_Finish Schedule | n/a
WallColor-South | bill.east@us.army.mil | 2012-10-26T09:46:00 | Requirement | Space | 2C18 | DEVOE # 2W18-2 PRARIE BUFF | n/a | n/a | n/a | n/a | Clinic_076-078_Finish Schedule | n/a
WallColor-West | bill.east@us.army.mil | 2012-10-26T09:46:00 | Requirement | Space | 2C18 | DEVOE # 2W18-2 PRARIE BUFF | n/a | n/a | n/a | n/a | Clinic_076-078_Finish Schedule | n/a
WallMaterial-East | bill.east@us.army.mil | 2012-10-26T09:46:00 | Requirement | Space | 2C18 | GYPSUM WALLBOARD WITH PAINT | n/a | n/a | n/a | n/a | Clinic_076-078_Finish Schedule | n/a
WallMaterial-North | bill.east@us.army.mil | 2012-10-26T09:46:00 | Requirement | Space | 2C18 | GYPSUM WALLBOARD WITH PAINT | n/a | n/a | n/a | n/a | Clinic_076-078_Finish Schedule | n/a
WallMaterial-South | bill.east@us.army.mil | 2012-10-26T09:46:00 | Requirement | Space | 2C18 | GYPSUM WALLBOARD WITH PAINT | n/a | n/a | n/a | n/a | Clinic_076-078_Finish Schedule | n/a
WallMaterial-West | bill.east@us.army.mil | 2012-10-26T09:46:00 | Requirement | Space | 2C18 | GYPSUM WALLBOARD WITH PAINT | n/a | n/a | n/a | n/a | Clinic_076-078_Finish Schedule | n/a
BaseColor | bill.east@us.army.mil | 2012-10-26T09:46:00 | Requirement | Space | 2C19 | ARMSTRONG - MEDINTECH - #86439 DESERT GOLD | n/a | n/a | n/a | n/a | Clinic_076-078_Finish Schedule | n/a
BaseMaterial | bill.east@us.army.mil | 2012-10-26T09:46:00 | Requirement | Space | 2C19 | INTEGRAL VINYL BASE | n/a | n/a | n/a | n/a | Clinic_076-078_Finish Schedule | n/a
CeilingColor | bill.east@us.army.mil | 2012-10-26T09:46:00 | Requirement | Space | 2C19 | ARMSTRONG CEILING TILE - CIRRUS TEGULAR; COLOR: WHITE; SERIES #534 GRID-15/16" EXPOSED TEE GRID SYSTEM-WHITE; SIZE: 2'x2'x3/4" | n/a | n/a | n/a | n/a | Clinic_076-078_Finish Schedule | n/a
CeilingMaterial | bill.east@us.army.mil | 2012-10-26T09:46:00 | Requirement | Space | 2C19 | ACOUSTICAL CEILING TILE | n/a | n/a | n/a | n/a | Clinic_076-078_Finish Schedule | n/a
FloorColor | bill.east@us.army.mil | 2012-10-26T09:46:00 | Requirement | Space | 2C19 | ARMSTRONG - MEDIN TECH - #86439 DESERT GOLD | n/a | n/a | n/a | n/a | Clinic_076-078_Finish Schedule | n/a
FloorMaterial | bill.east@us.army.mil | 2012-10-26T09:46:00 | Requirement | Space | 2C19 | SHEET VINYL | n/a | n/a | n/a | n/a | Clinic_076-078_Finish Schedule | n/a
WallColor-East | bill.east@us.army.mil | 2012-10-26T09:46:00 | Requirement | Space | 2C19 | DEVOE # 2W18-2 PRARIE BUFF | n/a | n/a | n/a | n/a | Clinic_076-078_Finish Schedule | n/a
WallColor-North | bill.east@us.army.mil | 2012-10-26T09:46:00 | Requirement | Space | 2C19 | DEVOE # 2W18-2 PRARIE BUFF | n/a | n/a | n/a | n/a | Clinic_076-078_Finish Schedule | n/a
WallColor-South | bill.east@us.army.mil | 2012-10-26T09:46:00 | Requirement | Space | 2C19 | DEVOE # 2W18-2 PRARIE BUFF | n/a | n/a | n/a | n/a | Clinic_076-078_Finish Schedule | n/a
WallColor-West | bill.east@us.army.mil | 2012-10-26T09:46:00 | Requirement | Space | 2C19 | DEVOE # 2W18-2 PRARIE BUFF | n/a | n/a | n/a | n/a | Clinic_076-078_Finish Schedule | n/a
WallMaterial-East | bill.east@us.army.mil | 2012-10-26T09:46:00 | Requirement | Space | 2C19 | GYPSUM WALLBOARD WITH PAINT | n/a | n/a | n/a | n/a | Clinic_076-078_Finish Schedule | n/a
WallMaterial-North | bill.east@us.army.mil | 2012-10-26T09:46:00 | Requirement | Space | 2C19 | GYPSUM WALLBOARD WITH PAINT | n/a | n/a | n/a | n/a | Clinic_076-078_Finish Schedule | n/a
WallMaterial-South | bill.east@us.army.mil | 2012-10-26T09:46:00 | Requirement | Space | 2C19 | GYPSUM WALLBOARD WITH PAINT | n/a | n/a | n/a | n/a | Clinic_076-078_Finish Schedule | n/a
WallMaterial-West | bill.east@us.army.mil | 2012-10-26T09:46:00 | Requirement | Space | 2C19 | GYPSUM WALLBOARD WITH PAINT | n/a | n/a | n/a | n/a | Clinic_076-078_Finish Schedule | n/a
BaseColor | bill.east@us.army.mil | 2012-10-26T09:46:00 | Requirement | Space | 2C22 | ROPPE - 40 FAWN - 4" HIGH RUBBER COVE BASE | n/a | n/a | n/a | n/a | Clinic_076-078_Finish Schedule | n/a
BaseMaterial | bill.east@us.army.mil | 2012-10-26T09:46:00 | Requirement | Space | 2C22 | RUBBER BASE | n/a | n/a | n/a | n/a | Clinic_076-078_Finish Schedule | n/a
CeilingColor | bill.east@us.army.mil | 2012-10-26T09:46:00 | Requirement | Space | 2C22 | ARMSTRONG CEILING TILE - CIRRUS TEGULAR; COLOR: WHITE; SERIES #534 GRID-15/16" EXPOSED TEE GRID SYSTEM-WHITE; SIZE: 2'x2'x3/4" | n/a | n/a | n/a | n/a | Clinic_076-078_Finish Schedule | n/a
CeilingMaterial | bill.east@us.army.mil | 2012-10-26T09:46:00 | Requirement | Space | 2C22 | ACOUSTICAL CEILING TILE | n/a | n/a | n/a | n/a | Clinic_076-078_Finish Schedule | n/a
FloorColor | bill.east@us.army.mil | 2012-10-26T09:46:00 | Requirement | Space | 2C22 | VAMERICAN OLEAN #A-55 DOE SIZE: 2"x2",2 | n/a | n/a | n/a | n/a | Clinic_076-078_Finish Schedule | n/a
FloorMaterial | bill.east@us.army.mil | 2012-10-26T09:46:00 | Requirement | Space | 2C22 | VINYL COMPOSITION TILE | n/a | n/a | n/a | n/a | Clinic_076-078_Finish Schedule | n/a
WallColor-East | bill.east@us.army.mil | 2012-10-26T09:46:00 | Requirement | Space | 2C22 | DEVOE # 2C20-4 ROSEMARY GRAY | n/a | n/a | n/a | n/a | Clinic_076-078_Finish Schedule | n/a
WallColor-North | bill.east@us.army.mil | 2012-10-26T09:46:00 | Requirement | Space | 2C22 | DEVOE # 2W18-2 PRARIE BUFF | n/a | n/a | n/a | n/a | Clinic_076-078_Finish Schedule | n/a
WallColor-South | bill.east@us.army.mil | 2012-10-26T09:46:00 | Requirement | Space | 2C22 | DEVOE # 2W18-2 PRARIE BUFF | n/a | n/a | n/a | n/a | Clinic_076-078_Finish Schedule | n/a
WallColor-West | bill.east@us.army.mil | 2012-10-26T09:46:00 | Requirement | Space | 2C22 | DEVOE # 2W18-2 PRARIE BUFF | n/a | n/a | n/a | n/a | Clinic_076-078_Finish Schedule | n/a
WallMaterial-East | bill.east@us.army.mil | 2012-10-26T09:46:00 | Requirement | Space | 2C22 | GYPSUM WALLBOARD WITH PAINT | n/a | n/a | n/a | n/a | Clinic_076-078_Finish Schedule | n/a
WallMaterial-North | bill.east@us.army.mil | 2012-10-26T09:46:00 | Requirement | Space | 2C22 | GYPSUM WALLBOARD WITH PAINT | n/a | n/a | n/a | n/a | Clinic_076-078_Finish Schedule | n/a
WallMaterial-South | bill.east@us.army.mil | 2012-10-26T09:46:00 | Requirement | Space | 2C22 | GYPSUM WALLBOARD WITH PAINT | n/a | n/a | n/a | n/a | Clinic_076-078_Finish Schedule | n/a
WallMaterial-West | bill.east@us.army.mil | 2012-10-26T09:46:00 | Requirement | Space | 2C22 | GYPSUM WALLBOARD WITH PAINT | n/a | n/a | n/a | n/a | Clinic_076-078_Finish Schedule | n/a
BaseColor | bill.east@us.army.mil | 2012-10-26T09:46:00 | Requirement | Space | 2C23 | DAL - TILE - #D-1452 CYPRESS - SIZE 4"X 4" | n/a | n/a | n/a | n/a | Clinic_076-078_Finish Schedule | n/a
BaseMaterial | bill.east@us.army.mil | 2012-10-26T09:46:00 | Requirement | Space | 2C23 | MAT GLAZED TILE | n/a | n/a | n/a | n/a | Clinic_076-078_Finish Schedule | n/a
CeilingColor | bill.east@us.army.mil | 2012-10-26T09:46:00 | Requirement | Space | 2C23 | ARMSTRONG CEILING TILE - FINE FISSURED DURATEX; COLOR: WHITE; SERIES #1870; GRID 15/16" EXPOSED TEE GRID SYSTEM-WHITE; SIZE: 2'x2' | n/a | n/a | n/a | n/a | Clinic_076-078_Finish Schedule | n/a
CeilingMaterial | bill.east@us.army.mil | 2012-10-26T09:46:00 | Requirement | Space | 2C23 | ACOUSTICAL CEILING TILE | n/a | n/a | n/a | n/a | Clinic_076-078_Finish Schedule | n/a
FloorColor | bill.east@us.army.mil | 2012-10-26T09:46:00 | Requirement | Space | 2C23 | AMERICAN OLEAN #A-55 DOE SIZE: 2"x2" | n/a | n/a | n/a | n/a | Clinic_076-078_Finish Schedule | n/a
FloorMaterial | bill.east@us.army.mil | 2012-10-26T09:46:00 | Requirement | Space | 2C23 | CERAMIC TILE | n/a | n/a | n/a | n/a | Clinic_076-078_Finish Schedule | n/a
WallColor-East | bill.east@us.army.mil | 2012-10-26T09:46:00 | Requirement | Space | 2C23 | DAL - TILE - #D-1452 CYPRESS - SIZE 4"X 4" | n/a | n/a | n/a | n/a | Clinic_076-078_Finish Schedule | n/a
WallColor-North | bill.east@us.army.mil | 2012-10-26T09:46:00 | Requirement | Space | 2C23 | DAL - TILE - #D-1452 CYPRESS - SIZE 4"X 4" | n/a | n/a | n/a | n/a | Clinic_076-078_Finish Schedule | n/a
WallColor-South | bill.east@us.army.mil | 2012-10-26T09:46:00 | Requirement | Space | 2C23 | DAL - TILE - #D-1452 CYPRESS - SIZE 4"X 4" | n/a | n/a | n/a | n/a | Clinic_076-078_Finish Schedule | n/a
WallColor-West | bill.east@us.army.mil | 2012-10-26T09:46:00 | Requirement | Space | 2C23 | DAL - TILE - #D-1452 CYPRESS - SIZE 4"X 4" | n/a | n/a | n/a | n/a | Clinic_076-078_Finish Schedule | n/a
WallMaterial-East | bill.east@us.army.mil | 2012-10-26T09:46:00 | Requirement | Space | 2C23 | MAT GLAZED TILE | n/a | n/a | n/a | n/a | Clinic_076-078_Finish Schedule | n/a
WallMaterial-North | bill.east@us.army.mil | 2012-10-26T09:46:00 | Requirement | Space | 2C23 | MAT GLAZED TILE | n/a | n/a | n/a | n/a | Clinic_076-078_Finish Schedule | n/a
WallMaterial-South | bill.east@us.army.mil | 2012-10-26T09:46:00 | Requirement | Space | 2C23 | MAT GLAZED TILE | n/a | n/a | n/a | n/a | Clinic_076-078_Finish Schedule | n/a
WallMaterial-West | bill.east@us.army.mil | 2012-10-26T09:46:00 | Requirement | Space | 2C23 | MAT GLAZED TILE | n/a | n/a | n/a | n/a | Clinic_076-078_Finish Schedule | n/a
BaseColor | bill.east@us.army.mil | 2012-10-26T09:46:00 | Requirement | Space | 2C24 | DAL - TILE - #D-1452 CYPRESS - SIZE 4"X 4" | n/a | n/a | n/a | n/a | Clinic_076-078_Finish Schedule | n/a
BaseMaterial | bill.east@us.army.mil | 2012-10-26T09:46:00 | Requirement | Space | 2C24 | MAT GLAZED TILE | n/a | n/a | n/a | n/a | Clinic_076-078_Finish Schedule | n/a
CeilingColor | bill.east@us.army.mil | 2012-10-26T09:46:00 | Requirement | Space | 2C24 | ARMSTRONG CEILING TILE - FINE FISSURED DURATEX; COLOR: WHITE; SERIES #1870; GRID 15/16" EXPOSED TEE GRID SYSTEM-WHITE; SIZE: 2'x2' | n/a | n/a | n/a | n/a | Clinic_076-078_Finish Schedule | n/a
CeilingMaterial | bill.east@us.army.mil | 2012-10-26T09:46:00 | Requirement | Space | 2C24 | ACOUSTICAL CEILING TILE | n/a | n/a | n/a | n/a | Clinic_076-078_Finish Schedule | n/a
FloorColor | bill.east@us.army.mil | 2012-10-26T09:46:00 | Requirement | Space | 2C24 | AMERICAN OLEAN #A-55 DOE SIZE: 2"x2" | n/a | n/a | n/a | n/a | Clinic_076-078_Finish Schedule | n/a
FloorMaterial | bill.east@us.army.mil | 2012-10-26T09:46:00 | Requirement | Space | 2C24 | CERAMIC TILE | n/a | n/a | n/a | n/a | Clinic_076-078_Finish Schedule | n/a
WallColor-East | bill.east@us.army.mil | 2012-10-26T09:46:00 | Requirement | Space | 2C24 | DAL - TILE - #D-1452 CYPRESS - SIZE 4"X 4" | n/a | n/a | n/a | n/a | Clinic_076-078_Finish Schedule | n/a
WallColor-North | bill.east@us.army.mil | 2012-10-26T09:46:00 | Requirement | Space | 2C24 | DAL - TILE - #D-1452 CYPRESS - SIZE 4"X 4" | n/a | n/a | n/a | n/a | Clinic_076-078_Finish Schedule | n/a
WallColor-South | bill.east@us.army.mil | 2012-10-26T09:46:00 | Requirement | Space | 2C24 | DAL - TILE - #D-1452 CYPRESS - SIZE 4"X 4" | n/a | n/a | n/a | n/a | Clinic_076-078_Finish Schedule | n/a
WallColor-West | bill.east@us.army.mil | 2012-10-26T09:46:00 | Requirement | Space | 2C24 | DAL - TILE - #D-1452 CYPRESS - SIZE 4"X 4" | n/a | n/a | n/a | n/a | Clinic_076-078_Finish Schedule | n/a
WallMaterial-East | bill.east@us.army.mil | 2012-10-26T09:46:00 | Requirement | Space | 2C24 | MAT GLAZED TILE | n/a | n/a | n/a | n/a | Clinic_076-078_Finish Schedule | n/a
WallMaterial-North | bill.east@us.army.mil | 2012-10-26T09:46:00 | Requirement | Space | 2C24 | MAT GLAZED TILE | n/a | n/a | n/a | n/a | Clinic_076-078_Finish Schedule | n/a
WallMaterial-South | bill.east@us.army.mil | 2012-10-26T09:46:00 | Requirement | Space | 2C24 | MAT GLAZED TILE | n/a | n/a | n/a | n/a | Clinic_076-078_Finish Schedule | n/a
WallMaterial-West | bill.east@us.army.mil | 2012-10-26T09:46:00 | Requirement | Space | 2C24 | MAT GLAZED TILE | n/a | n/a | n/a | n/a | Clinic_076-078_Finish Schedule | n/a
BaseColor | bill.east@us.army.mil | 2012-10-26T09:46:00 | Requirement | Space | 2CC1 | ROPPE - 40 FAWN - 4" HIGH RUBBER COVE BASE | n/a | n/a | n/a | n/a | Clinic_076-078_Finish Schedule | n/a
BaseMaterial | bill.east@us.army.mil | 2012-10-26T09:46:00 | Requirement | Space | 2CC1 | RUBBER BASE | n/a | n/a | n/a | n/a | Clinic_076-078_Finish Schedule | n/a
CeilingColor | bill.east@us.army.mil | 2012-10-26T09:46:00 | Requirement | Space | 2CC1 | ARMSTRONG CEILING TILE - CIRRUS TEGULAR; COLOR: WHITE; SERIES #534 GRID-15/16" EXPOSED TEE GRID SYSTEM-WHITE; SIZE: 2'x2'x3/4" | n/a | n/a | n/a | n/a | Clinic_076-078_Finish Schedule | n/a
CeilingMaterial | bill.east@us.army.mil | 2012-10-26T09:46:00 | Requirement | Space | 2CC1 | ACOUSTICAL CEILING TILE | n/a | n/a | n/a | n/a | Clinic_076-078_Finish Schedule | n/a
FloorColor | bill.east@us.army.mil | 2012-10-26T09:46:00 | Requirement | Space | 2CC1 | VAMERICAN OLEAN #A-55 DOE SIZE: 2"x2" | n/a | n/a | n/a | n/a | Clinic_076-078_Finish Schedule | n/a
FloorMaterial | bill.east@us.army.mil | 2012-10-26T09:46:00 | Requirement | Space | 2CC1 | VINYL COMPOSITION TILE | n/a | n/a | n/a | n/a | Clinic_076-078_Finish Schedule | n/a
WallColor-East | bill.east@us.army.mil | 2012-10-26T09:46:00 | Requirement | Space | 2CC1 | DEVOE # 2W18-2 PRARIE BUFF | n/a | n/a | n/a | n/a | Clinic_076-078_Finish Schedule | n/a
WallColor-North | bill.east@us.army.mil | 2012-10-26T09:46:00 | Requirement | Space | 2CC1 | DEVOE # 2W18-2 PRARIE BUFF | n/a | n/a | n/a | n/a | Clinic_076-078_Finish Schedule | n/a
WallColor-South | bill.east@us.army.mil | 2012-10-26T09:46:00 | Requirement | Space | 2CC1 | DEVOE # 2C20-4 ROSEMARY GRAY | n/a | n/a | n/a | n/a | Clinic_076-078_Finish Schedule | n/a
WallColor-West | bill.east@us.army.mil | 2012-10-26T09:46:00 | Requirement | Space | 2CC1 | DEVOE # 2W18-2 PRARIE BUFF | n/a | n/a | n/a | n/a | Clinic_076-078_Finish Schedule | n/a
WallMaterial-East | bill.east@us.army.mil | 2012-10-26T09:46:00 | Requirement | Space | 2CC1 | GYPSUM WALLBOARD WITH PAINT | n/a | n/a | n/a | n/a | Clinic_076-078_Finish Schedule | n/a
WallMaterial-North | bill.east@us.army.mil | 2012-10-26T09:46:00 | Requirement | Space | 2CC1 | GYPSUM WALLBOARD WITH PAINT | n/a | n/a | n/a | n/a | Clinic_076-078_Finish Schedule | n/a
WallMaterial-South | bill.east@us.army.mil | 2012-10-26T09:46:00 | Requirement | Space | 2CC1 | GYPSUM WALLBOARD WITH PAINT | n/a | n/a | n/a | n/a | Clinic_076-078_Finish Schedule | n/a
WallMaterial-West | bill.east@us.army.mil | 2012-10-26T09:46:00 | Requirement | Space | 2CC1 | GYPSUM WALLBOARD WITH PAINT | n/a | n/a | n/a | n/a | Clinic_076-078_Finish Schedule | n/a
BaseColor | bill.east@us.army.mil | 2012-10-26T09:46:00 | Requirement | Space | 2CC2 | ROPPE - 40 FAWN - 4" HIGH RUBBER COVE BASE | n/a | n/a | n/a | n/a | Clinic_076-078_Finish Schedule | n/a
BaseMaterial | bill.east@us.army.mil | 2012-10-26T09:46:00 | Requirement | Space | 2CC2 | RUBBER BASE | n/a | n/a | n/a | n/a | Clinic_076-078_Finish Schedule | n/a
CeilingColor | bill.east@us.army.mil | 2012-10-26T09:46:00 | Requirement | Space | 2CC2 | ARMSTRONG CEILING TILE - CIRRUS TEGULAR; COLOR: WHITE; SERIES #534 GRID-15/16" EXPOSED TEE GRID SYSTEM-WHITE; SIZE: 2'x2'x3/4" | n/a | n/a | n/a | n/a | Clinic_076-078_Finish Schedule | n/a
CeilingMaterial | bill.east@us.army.mil | 2012-10-26T09:46:00 | Requirement | Space | 2CC2 | ACOUSTICAL CEILING TILE | n/a | n/a | n/a | n/a | Clinic_076-078_Finish Schedule | n/a
FloorColor | bill.east@us.army.mil | 2012-10-26T09:46:00 | Requirement | Space | 2CC2 | INTERFACE - CARIBBEAN #3063 SEA TURTLE | n/a | n/a | n/a | n/a | Clinic_076-078_Finish Schedule | n/a
FloorMaterial | bill.east@us.army.mil | 2012-10-26T09:46:00 | Requirement | Space | 2CC2 | CARPET | n/a | n/a | n/a | n/a | Clinic_076-078_Finish Schedule | n/a
WallColor-East | bill.east@us.army.mil | 2012-10-26T09:46:00 | Requirement | Space | 2CC2 | DEVOE # 2W18-2 PRARIE BUFF | n/a | n/a | n/a | n/a | Clinic_076-078_Finish Schedule | n/a
WallColor-North | bill.east@us.army.mil | 2012-10-26T09:46:00 | Requirement | Space | 2CC2 | DEVOE # 2W18-2 PRARIE BUFF | n/a | n/a | n/a | n/a | Clinic_076-078_Finish Schedule | n/a
WallColor-South | bill.east@us.army.mil | 2012-10-26T09:46:00 | Requirement | Space | 2CC2 | DEVOE # 2W18-2 PRARIE BUFF | n/a | n/a | n/a | n/a | Clinic_076-078_Finish Schedule | n/a
WallColor-West | bill.east@us.army.mil | 2012-10-26T09:46:00 | Requirement | Space | 2CC2 | DEVOE # 2C20-4 ROSEMARY GRAY | n/a | n/a | n/a | n/a | Clinic_076-078_Finish Schedule | n/a
WallMaterial-East | bill.east@us.army.mil | 2012-10-26T09:46:00 | Requirement | Space | 2CC2 | GYPSUM WALLBOARD WITH PAINT | n/a | n/a | n/a | n/a | Clinic_076-078_Finish Schedule | n/a
WallMaterial-North | bill.east@us.army.mil | 2012-10-26T09:46:00 | Requirement | Space | 2CC2 | GYPSUM WALLBOARD WITH PAINT | n/a | n/a | n/a | n/a | Clinic_076-078_Finish Schedule | n/a
WallMaterial-South | bill.east@us.army.mil | 2012-10-26T09:46:00 | Requirement | Space | 2CC2 | GYPSUM WALLBOARD WITH PAINT | n/a | n/a | n/a | n/a | Clinic_076-078_Finish Schedule | n/a
WallMaterial-West | bill.east@us.army.mil | 2012-10-26T09:46:00 | Requirement | Space | 2CC2 | GYPSUM WALLBOARD WITH PAINT | n/a | n/a | n/a | n/a | Clinic_076-078_Finish Schedule | n/a
BaseColor | bill.east@us.army.mil | 2012-10-26T09:46:00 | Requirement | Space | 2CC3 | ROPPE - 40 FAWN - 4" HIGH RUBBER COVE BASE | n/a | n/a | n/a | n/a | Clinic_076-078_Finish Schedule | n/a
BaseMaterial | bill.east@us.army.mil | 2012-10-26T09:46:00 | Requirement | Space | 2CC3 | RUBBER BASE | n/a | n/a | n/a | n/a | Clinic_076-078_Finish Schedule | n/a
CeilingColor | bill.east@us.army.mil | 2012-10-26T09:46:00 | Requirement | Space | 2CC3 | ARMSTRONG CEILING TILE - CIRRUS TEGULAR; COLOR: WHITE; SERIES #534 GRID-15/16" EXPOSED TEE GRID SYSTEM-WHITE; SIZE: 2'x2'x3/4" | n/a | n/a | n/a | n/a | Clinic_076-078_Finish Schedule | n/a
CeilingMaterial | bill.east@us.army.mil | 2012-10-26T09:46:00 | Requirement | Space | 2CC3 | ACOUSTICAL CEILING TILE | n/a | n/a | n/a | n/a | Clinic_076-078_Finish Schedule | n/a
FloorColor | bill.east@us.army.mil | 2012-10-26T09:46:00 | Requirement | Space | 2CC3 | VAMERICAN OLEAN #A-55 DOE SIZE: 2"x2",2 | n/a | n/a | n/a | n/a | Clinic_076-078_Finish Schedule | n/a
FloorMaterial | bill.east@us.army.mil | 2012-10-26T09:46:00 | Requirement | Space | 2CC3 | VINYL COMPOSITION TILE | n/a | n/a | n/a | n/a | Clinic_076-078_Finish Schedule | n/a
WallColor-East | bill.east@us.army.mil | 2012-10-26T09:46:00 | Requirement | Space | 2CC3 | DEVOE # 2W18-2 PRARIE BUFF | n/a | n/a | n/a | n/a | Clinic_076-078_Finish Schedule | n/a
WallColor-North | bill.east@us.army.mil | 2012-10-26T09:46:00 | Requirement | Space | 2CC3 | DEVOE # 2W18-2 PRARIE BUFF | n/a | n/a | n/a | n/a | Clinic_076-078_Finish Schedule | n/a
WallColor-South | bill.east@us.army.mil | 2012-10-26T09:46:00 | Requirement | Space | 2CC3 | DEVOE # 2W18-2 PRARIE BUFF | n/a | n/a | n/a | n/a | Clinic_076-078_Finish Schedule | n/a
WallColor-West | bill.east@us.army.mil | 2012-10-26T09:46:00 | Requirement | Space | 2CC3 | DEVOE # 2C20-4 ROSEMARY GRAY | n/a | n/a | n/a | n/a | Clinic_076-078_Finish Schedule | n/a
WallMaterial-East | bill.east@us.army.mil | 2012-10-26T09:46:00 | Requirement | Space | 2CC3 | GYPSUM WALLBOARD WITH PAINT | n/a | n/a | n/a | n/a | Clinic_076-078_Finish Schedule | n/a
WallMaterial-North | bill.east@us.army.mil | 2012-10-26T09:46:00 | Requirement | Space | 2CC3 | GYPSUM WALLBOARD WITH PAINT | n/a | n/a | n/a | n/a | Clinic_076-078_Finish Schedule | n/a
WallMaterial-South | bill.east@us.army.mil | 2012-10-26T09:46:00 | Requirement | Space | 2CC3 | GYPSUM WALLBOARD WITH PAINT | n/a | n/a | n/a | n/a | Clinic_076-078_Finish Schedule | n/a
WallMaterial-West | bill.east@us.army.mil | 2012-10-26T09:46:00 | Requirement | Space | 2CC3 | GYPSUM WALLBOARD WITH PAINT | n/a | n/a | n/a | n/a | Clinic_076-078_Finish Schedule | n/a
BaseColor | bill.east@us.army.mil | 2012-10-26T09:46:00 | Requirement | Space | 2CC4 | ROPPE - 40 FAWN - 4" HIGH RUBBER COVE BASE | n/a | n/a | n/a | n/a | Clinic_076-078_Finish Schedule | n/a
BaseMaterial | bill.east@us.army.mil | 2012-10-26T09:46:00 | Requirement | Space | 2CC4 | RUBBER BASE | n/a | n/a | n/a | n/a | Clinic_076-078_Finish Schedule | n/a
CeilingColor | bill.east@us.army.mil | 2012-10-26T09:46:00 | Requirement | Space | 2CC4 | ARMSTRONG CEILING TILE - CIRRUS TEGULAR; COLOR: WHITE; SERIES #534 GRID-15/16" EXPOSED TEE GRID SYSTEM-WHITE; SIZE: 2'x2'x3/4" | n/a | n/a | n/a | n/a | Clinic_076-078_Finish Schedule | n/a
CeilingMaterial | bill.east@us.army.mil | 2012-10-26T09:46:00 | Requirement | Space | 2CC4 | ACOUSTICAL CEILING TILE | n/a | n/a | n/a | n/a | Clinic_076-078_Finish Schedule | n/a
FloorColor | bill.east@us.army.mil | 2012-10-26T09:46:00 | Requirement | Space | 2CC4 | VAMERICAN OLEAN #A-55 DOE SIZE: 2"x2",2 | n/a | n/a | n/a | n/a | Clinic_076-078_Finish Schedule | n/a
FloorMaterial | bill.east@us.army.mil | 2012-10-26T09:46:00 | Requirement | Space | 2CC4 | VINYL COMPOSITION TILE | n/a | n/a | n/a | n/a | Clinic_076-078_Finish Schedule | n/a
WallColor-East | bill.east@us.army.mil | 2012-10-26T09:46:00 | Requirement | Space | 2CC4 | DEVOE # 2W18-2 PRARIE BUFF | n/a | n/a | n/a | n/a | Clinic_076-078_Finish Schedule | n/a
WallColor-North | bill.east@us.army.mil | 2012-10-26T09:46:00 | Requirement | Space | 2CC4 | DEVOE # 2W18-2 PRARIE BUFF | n/a | n/a | n/a | n/a | Clinic_076-078_Finish Schedule | n/a
WallColor-South | bill.east@us.army.mil | 2012-10-26T09:46:00 | Requirement | Space | 2CC4 | DEVOE # 2W18-2 PRARIE BUFF | n/a | n/a | n/a | n/a | Clinic_076-078_Finish Schedule | n/a
WallColor-West | bill.east@us.army.mil | 2012-10-26T09:46:00 | Requirement | Space | 2CC4 | DEVOE # 2W18-2 PRARIE BUFF | n/a | n/a | n/a | n/a | Clinic_076-078_Finish Schedule | n/a
WallMaterial-East | bill.east@us.army.mil | 2012-10-26T09:46:00 | Requirement | Space | 2CC4 | GYPSUM WALLBOARD WITH PAINT | n/a | n/a | n/a | n/a | Clinic_076-078_Finish Schedule | n/a
WallMaterial-North | bill.east@us.army.mil | 2012-10-26T09:46:00 | Requirement | Space | 2CC4 | GYPSUM WALLBOARD WITH PAINT | n/a | n/a | n/a | n/a | Clinic_076-078_Finish Schedule | n/a
WallMaterial-South | bill.east@us.army.mil | 2012-10-26T09:46:00 | Requirement | Space | 2CC4 | GYPSUM WALLBOARD WITH PAINT | n/a | n/a | n/a | n/a | Clinic_076-078_Finish Schedule | n/a
WallMaterial-West | bill.east@us.army.mil | 2012-10-26T09:46:00 | Requirement | Space | 2CC4 | GYPSUM WALLBOARD WITH PAINT | n/a | n/a | n/a | n/a | Clinic_076-078_Finish Schedule | n/a
BaseColor | bill.east@us.army.mil | 2012-10-26T09:46:00 | Requirement | Space | 2CC5 | ARMSTRONG - MEDINTECH - #86439 DESERT GOLD | n/a | n/a | n/a | n/a | Clinic_076-078_Finish Schedule | n/a
BaseMaterial | bill.east@us.army.mil | 2012-10-26T09:46:00 | Requirement | Space | 2CC5 | INTEGRAL VINYL BASE | n/a | n/a | n/a | n/a | Clinic_076-078_Finish Schedule | n/a
CeilingColor | bill.east@us.army.mil | 2012-10-26T09:46:00 | Requirement | Space | 2CC5 | ARMSTRONG CEILING TILE - CIRRUS TEGULAR; COLOR: WHITE; SERIES #534 GRID-15/16" EXPOSED TEE GRID SYSTEM-WHITE; SIZE: 2'x2'x3/4" | n/a | n/a | n/a | n/a | Clinic_076-078_Finish Schedule | n/a
CeilingMaterial | bill.east@us.army.mil | 2012-10-26T09:46:00 | Requirement | Space | 2CC5 | ACOUSTICAL CEILING TILE | n/a | n/a | n/a | n/a | Clinic_076-078_Finish Schedule | n/a
FloorColor | bill.east@us.army.mil | 2012-10-26T09:46:00 | Requirement | Space | 2CC5 | ARMSTRONG - MEDIN TECH - #86439 DESERT GOLD | n/a | n/a | n/a | n/a | Clinic_076-078_Finish Schedule | n/a
FloorMaterial | bill.east@us.army.mil | 2012-10-26T09:46:00 | Requirement | Space | 2CC5 | SHEET VINYL | n/a | n/a | n/a | n/a | Clinic_076-078_Finish Schedule | n/a
WallColor-East | bill.east@us.army.mil | 2012-10-26T09:46:00 | Requirement | Space | 2CC5 | DEVOE # 2W18-2 PRARIE BUFF | n/a | n/a | n/a | n/a | Clinic_076-078_Finish Schedule | n/a
WallColor-North | bill.east@us.army.mil | 2012-10-26T09:46:00 | Requirement | Space | 2CC5 | DEVOE # 2W18-2 PRARIE BUFF | n/a | n/a | n/a | n/a | Clinic_076-078_Finish Schedule | n/a
WallColor-South | bill.east@us.army.mil | 2012-10-26T09:46:00 | Requirement | Space | 2CC5 | DEVOE # 2W18-2 PRARIE BUFF | n/a | n/a | n/a | n/a | Clinic_076-078_Finish Schedule | n/a
WallColor-West | bill.east@us.army.mil | 2012-10-26T09:46:00 | Requirement | Space | 2CC5 | DEVOE # 2W18-2 PRARIE BUFF | n/a | n/a | n/a | n/a | Clinic_076-078_Finish Schedule | n/a
WallMaterial-East | bill.east@us.army.mil | 2012-10-26T09:46:00 | Requirement | Space | 2CC5 | GYPSUM WALLBOARD WITH PAINT | n/a | n/a | n/a | n/a | Clinic_076-078_Finish Schedule | n/a
WallMaterial-North | bill.east@us.army.mil | 2012-10-26T09:46:00 | Requirement | Space | 2CC5 | GYPSUM WALLBOARD WITH PAINT | n/a | n/a | n/a | n/a | Clinic_076-078_Finish Schedule | n/a
WallMaterial-South | bill.east@us.army.mil | 2012-10-26T09:46:00 | Requirement | Space | 2CC5 | GYPSUM WALLBOARD WITH PAINT | n/a | n/a | n/a | n/a | Clinic_076-078_Finish Schedule | n/a
WallMaterial-West | bill.east@us.army.mil | 2012-10-26T09:46:00 | Requirement | Space | 2CC5 | GYPSUM WALLBOARD WITH PAINT | n/a | n/a | n/a | n/a | Clinic_076-078_Finish Schedule | n/a
BaseColor | bill.east@us.army.mil | 2012-10-26T09:46:00 | Requirement | Space | 2CS3 | ROPPE - 40 FAWN - 4" HIGH RUBBER COVE BASE | n/a | n/a | n/a | n/a | Clinic_076-078_Finish Schedule | n/a
BaseMaterial | bill.east@us.army.mil | 2012-10-26T09:46:00 | Requirement | Space | 2CS3 | RUBBER BASE | n/a | n/a | n/a | n/a | Clinic_076-078_Finish Schedule | n/a
CeilingColor | bill.east@us.army.mil | 2012-10-26T09:46:00 | Requirement | Space | 2CS3 | ARMSTRONG CEILING TILE - CIRRUS TEGULAR; COLOR: WHITE; SERIES #534 GRID-15/16" EXPOSED TEE GRID SYSTEM-WHITE; SIZE: 2'x2'x3/4" | n/a | n/a | n/a | n/a | Clinic_076-078_Finish Schedule | n/a
CeilingMaterial | bill.east@us.army.mil | 2012-10-26T09:46:00 | Requirement | Space | 2CS3 | ACOUSTICAL CEILING TILE | n/a | n/a | n/a | n/a | Clinic_076-078_Finish Schedule | n/a
FloorColor | bill.east@us.army.mil | 2012-10-26T09:46:00 | Requirement | Space | 2CS3 | VAMERICAN OLEAN #A-55 DOE SIZE: 2"x2" | n/a | n/a | n/a | n/a | Clinic_076-078_Finish Schedule | n/a
FloorMaterial | bill.east@us.army.mil | 2012-10-26T09:46:00 | Requirement | Space | 2CS3 | VINYL COMPOSITION TILE | n/a | n/a | n/a | n/a | Clinic_076-078_Finish Schedule | n/a
WallColor-East | bill.east@us.army.mil | 2012-10-26T09:46:00 | Requirement | Space | 2CS3 | DEVOE # 2C20-4 ROSEMARY GRAY | n/a | n/a | n/a | n/a | Clinic_076-078_Finish Schedule | n/a
WallColor-North | bill.east@us.army.mil | 2012-10-26T09:46:00 | Requirement | Space | 2CS3 | DEVOE # 2W18-2 PRARIE BUFF | n/a | n/a | n/a | n/a | Clinic_076-078_Finish Schedule | n/a
WallColor-South | bill.east@us.army.mil | 2012-10-26T09:46:00 | Requirement | Space | 2CS3 | DEVOE # 2W18-2 PRARIE BUFF | n/a | n/a | n/a | n/a | Clinic_076-078_Finish Schedule | n/a
WallColor-West | bill.east@us.army.mil | 2012-10-26T09:46:00 | Requirement | Space | 2CS3 | DEVOE # 2W18-2 PRARIE BUFF | n/a | n/a | n/a | n/a | Clinic_076-078_Finish Schedule | n/a
WallMaterial-East | bill.east@us.army.mil | 2012-10-26T09:46:00 | Requirement | Space | 2CS3 | GYPSUM WALLBOARD WITH PAINT | n/a | n/a | n/a | n/a | Clinic_076-078_Finish Schedule | n/a
WallMaterial-North | bill.east@us.army.mil | 2012-10-26T09:46:00 | Requirement | Space | 2CS3 | GYPSUM WALLBOARD WITH PAINT | n/a | n/a | n/a | n/a | Clinic_076-078_Finish Schedule | n/a
WallMaterial-South | bill.east@us.army.mil | 2012-10-26T09:46:00 | Requirement | Space | 2CS3 | GYPSUM WALLBOARD WITH PAINT | n/a | n/a | n/a | n/a | Clinic_076-078_Finish Schedule | n/a
WallMaterial-West | bill.east@us.army.mil | 2012-10-26T09:46:00 | Requirement | Space | 2CS3 | GYPSUM WALLBOARD WITH PAINT | n/a | n/a | n/a | n/a | Clinic_076-078_Finish Schedule | n/a
BaseColor | bill.east@us.army.mil | 2012-10-26T09:46:00 | Requirement | Space | 2D01 | ROPPE - 40 FAWN - 4" HIGH RUBBER COVE BASE | n/a | n/a | n/a | n/a | Clinic_076-078_Finish Schedule | n/a
BaseMaterial | bill.east@us.army.mil | 2012-10-26T09:46:00 | Requirement | Space | 2D01 | RUBBER BASE | n/a | n/a | n/a | n/a | Clinic_076-078_Finish Schedule | n/a
CeilingColor | bill.east@us.army.mil | 2012-10-26T09:46:00 | Requirement | Space | 2D01 | ARMSTRONG CEILING TILE - CIRRUS TEGULAR; COLOR: WHITE; SERIES #534 GRID-15/16" EXPOSED TEE GRID SYSTEM-WHITE; SIZE: 2'x2'x3/4" | n/a | n/a | n/a | n/a | Clinic_076-078_Finish Schedule | n/a
CeilingMaterial | bill.east@us.army.mil | 2012-10-26T09:46:00 | Requirement | Space | 2D01 | ACOUSTICAL CEILING TILE | n/a | n/a | n/a | n/a | Clinic_076-078_Finish Schedule | n/a
FloorColor | bill.east@us.army.mil | 2012-10-26T09:46:00 | Requirement | Space | 2D01 | VAMERICAN OLEAN #A-55 DOE SIZE: 2"x2" | n/a | n/a | n/a | n/a | Clinic_076-078_Finish Schedule | n/a
FloorMaterial | bill.east@us.army.mil | 2012-10-26T09:46:00 | Requirement | Space | 2D01 | VINYL COMPOSITION TILE | n/a | n/a | n/a | n/a | Clinic_076-078_Finish Schedule | n/a
WallColor-East | bill.east@us.army.mil | 2012-10-26T09:46:00 | Requirement | Space | 2D01 | DEVOE # 2W18-2 PRARIE BUFF | n/a | n/a | n/a | n/a | Clinic_076-078_Finish Schedule | n/a
WallColor-North | bill.east@us.army.mil | 2012-10-26T09:46:00 | Requirement | Space | 2D01 | DEVOE # 2W18-2 PRARIE BUFF | n/a | n/a | n/a | n/a | Clinic_076-078_Finish Schedule | n/a
WallColor-South | bill.east@us.army.mil | 2012-10-26T09:46:00 | Requirement | Space | 2D01 | DEVOE # 2W18-2 PRARIE BUFF | n/a | n/a | n/a | n/a | Clinic_076-078_Finish Schedule | n/a
WallColor-West | bill.east@us.army.mil | 2012-10-26T09:46:00 | Requirement | Space | 2D01 | DEVOE # 2W18-2 PRARIE BUFF | n/a | n/a | n/a | n/a | Clinic_076-078_Finish Schedule | n/a
WallMaterial-East | bill.east@us.army.mil | 2012-10-26T09:46:00 | Requirement | Space | 2D01 | GYPSUM WALLBOARD WITH PAINT | n/a | n/a | n/a | n/a | Clinic_076-078_Finish Schedule | n/a
WallMaterial-North | bill.east@us.army.mil | 2012-10-26T09:46:00 | Requirement | Space | 2D01 | GYPSUM WALLBOARD WITH PAINT | n/a | n/a | n/a | n/a | Clinic_076-078_Finish Schedule | n/a
WallMaterial-South | bill.east@us.army.mil | 2012-10-26T09:46:00 | Requirement | Space | 2D01 | GYPSUM WALLBOARD WITH PAINT | n/a | n/a | n/a | n/a | Clinic_076-078_Finish Schedule | n/a
WallMaterial-West | bill.east@us.army.mil | 2012-10-26T09:46:00 | Requirement | Space | 2D01 | GYPSUM WALLBOARD WITH PAINT | n/a | n/a | n/a | n/a | Clinic_076-078_Finish Schedule | n/a
BaseColor | bill.east@us.army.mil | 2012-10-26T09:46:00 | Requirement | Space | 2D02 | ROPPE - 40 FAWN - 4" HIGH RUBBER COVE BASE | n/a | n/a | n/a | n/a | Clinic_076-078_Finish Schedule | n/a
BaseMaterial | bill.east@us.army.mil | 2012-10-26T09:46:00 | Requirement | Space | 2D02 | RUBBER BASE | n/a | n/a | n/a | n/a | Clinic_076-078_Finish Schedule | n/a
CeilingColor | bill.east@us.army.mil | 2012-10-26T09:46:00 | Requirement | Space | 2D02 | ARMSTRONG CEILING TILE - CIRRUS TEGULAR; COLOR: WHITE; SERIES #534 GRID-15/16" EXPOSED TEE GRID SYSTEM-WHITE; SIZE: 2'x2'x3/4" | n/a | n/a | n/a | n/a | Clinic_076-078_Finish Schedule | n/a
CeilingMaterial | bill.east@us.army.mil | 2012-10-26T09:46:00 | Requirement | Space | 2D02 | ACOUSTICAL CEILING TILE | n/a | n/a | n/a | n/a | Clinic_076-078_Finish Schedule | n/a
FloorColor | bill.east@us.army.mil | 2012-10-26T09:46:00 | Requirement | Space | 2D02 | INTERFACE - CARIBBEAN #3073 NASSAU | n/a | n/a | n/a | n/a | Clinic_076-078_Finish Schedule | n/a
FloorMaterial | bill.east@us.army.mil | 2012-10-26T09:46:00 | Requirement | Space | 2D02 | CARPET | n/a | n/a | n/a | n/a | Clinic_076-078_Finish Schedule | n/a
WallColor-East | bill.east@us.army.mil | 2012-10-26T09:46:00 | Requirement | Space | 2D02 | DEVOE # 2W18-2 PRARIE BUFF | n/a | n/a | n/a | n/a | Clinic_076-078_Finish Schedule | n/a
WallColor-North | bill.east@us.army.mil | 2012-10-26T09:46:00 | Requirement | Space | 2D02 | DEVOE # 2W18-2 PRARIE BUFF | n/a | n/a | n/a | n/a | Clinic_076-078_Finish Schedule | n/a
WallColor-South | bill.east@us.army.mil | 2012-10-26T09:46:00 | Requirement | Space | 2D02 | DEVOE # 2W18-2 PRARIE BUFF | n/a | n/a | n/a | n/a | Clinic_076-078_Finish Schedule | n/a
WallColor-West | bill.east@us.army.mil | 2012-10-26T09:46:00 | Requirement | Space | 2D02 | DEVOE # 2W18-2 PRARIE BUFF | n/a | n/a | n/a | n/a | Clinic_076-078_Finish Schedule | n/a
WallMaterial-East | bill.east@us.army.mil | 2012-10-26T09:46:00 | Requirement | Space | 2D02 | GYPSUM WALLBOARD WITH PAINT | n/a | n/a | n/a | n/a | Clinic_076-078_Finish Schedule | n/a
WallMaterial-North | bill.east@us.army.mil | 2012-10-26T09:46:00 | Requirement | Space | 2D02 | GYPSUM WALLBOARD WITH PAINT | n/a | n/a | n/a | n/a | Clinic_076-078_Finish Schedule | n/a
WallMaterial-South | bill.east@us.army.mil | 2012-10-26T09:46:00 | Requirement | Space | 2D02 | GYPSUM WALLBOARD WITH PAINT | n/a | n/a | n/a | n/a | Clinic_076-078_Finish Schedule | n/a
WallMaterial-West | bill.east@us.army.mil | 2012-10-26T09:46:00 | Requirement | Space | 2D02 | GYPSUM WALLBOARD WITH PAINT | n/a | n/a | n/a | n/a | Clinic_076-078_Finish Schedule | n/a
BaseColor | bill.east@us.army.mil | 2012-10-26T09:46:00 | Requirement | Space | 2D03 | ROPPE - 40 FAWN - 4" HIGH RUBBER COVE BASE | n/a | n/a | n/a | n/a | Clinic_076-078_Finish Schedule | n/a
BaseMaterial | bill.east@us.army.mil | 2012-10-26T09:46:00 | Requirement | Space | 2D03 | RUBBER BASE | n/a | n/a | n/a | n/a | Clinic_076-078_Finish Schedule | n/a
CeilingColor | bill.east@us.army.mil | 2012-10-26T09:46:00 | Requirement | Space | 2D03 | ARMSTRONG CEILING TILE - CIRRUS TEGULAR; COLOR: WHITE; SERIES #534 GRID-15/16" EXPOSED TEE GRID SYSTEM-WHITE; SIZE: 2'x2'x3/4" | n/a | n/a | n/a | n/a | Clinic_076-078_Finish Schedule | n/a
CeilingMaterial | bill.east@us.army.mil | 2012-10-26T09:46:00 | Requirement | Space | 2D03 | ACOUSTICAL CEILING TILE | n/a | n/a | n/a | n/a | Clinic_076-078_Finish Schedule | n/a
FloorColor | bill.east@us.army.mil | 2012-10-26T09:46:00 | Requirement | Space | 2D03 | INTERFACE - CARIBBEAN #3073 NASSAU | n/a | n/a | n/a | n/a | Clinic_076-078_Finish Schedule | n/a
FloorMaterial | bill.east@us.army.mil | 2012-10-26T09:46:00 | Requirement | Space | 2D03 | CARPET | n/a | n/a | n/a | n/a | Clinic_076-078_Finish Schedule | n/a
WallColor-East | bill.east@us.army.mil | 2012-10-26T09:46:00 | Requirement | Space | 2D03 | DEVOE # 2W18-2 PRARIE BUFF | n/a | n/a | n/a | n/a | Clinic_076-078_Finish Schedule | n/a
WallColor-North | bill.east@us.army.mil | 2012-10-26T09:46:00 | Requirement | Space | 2D03 | DEVOE # 2W18-2 PRARIE BUFF | n/a | n/a | n/a | n/a | Clinic_076-078_Finish Schedule | n/a
WallColor-South | bill.east@us.army.mil | 2012-10-26T09:46:00 | Requirement | Space | 2D03 | DEVOE # 2W18-2 PRARIE BUFF | n/a | n/a | n/a | n/a | Clinic_076-078_Finish Schedule | n/a
WallColor-West | bill.east@us.army.mil | 2012-10-26T09:46:00 | Requirement | Space | 2D03 | DEVOE # 2W18-2 PRARIE BUFF | n/a | n/a | n/a | n/a | Clinic_076-078_Finish Schedule | n/a
WallMaterial-East | bill.east@us.army.mil | 2012-10-26T09:46:00 | Requirement | Space | 2D03 | GYPSUM WALLBOARD WITH PAINT | n/a | n/a | n/a | n/a | Clinic_076-078_Finish Schedule | n/a
WallMaterial-North | bill.east@us.army.mil | 2012-10-26T09:46:00 | Requirement | Space | 2D03 | GYPSUM WALLBOARD WITH PAINT | n/a | n/a | n/a | n/a | Clinic_076-078_Finish Schedule | n/a
WallMaterial-South | bill.east@us.army.mil | 2012-10-26T09:46:00 | Requirement | Space | 2D03 | GYPSUM WALLBOARD WITH PAINT | n/a | n/a | n/a | n/a | Clinic_076-078_Finish Schedule | n/a
WallMaterial-West | bill.east@us.army.mil | 2012-10-26T09:46:00 | Requirement | Space | 2D03 | GYPSUM WALLBOARD WITH PAINT | n/a | n/a | n/a | n/a | Clinic_076-078_Finish Schedule | n/a
BaseColor | bill.east@us.army.mil | 2012-10-26T09:46:00 | Requirement | Space | 2D04 | ROPPE - 40 FAWN - 4" HIGH RUBBER COVE BASE | n/a | n/a | n/a | n/a | Clinic_076-078_Finish Schedule | n/a
BaseMaterial | bill.east@us.army.mil | 2012-10-26T09:46:00 | Requirement | Space | 2D04 | RUBBER BASE | n/a | n/a | n/a | n/a | Clinic_076-078_Finish Schedule | n/a
CeilingColor | bill.east@us.army.mil | 2012-10-26T09:46:00 | Requirement | Space | 2D04 | ARMSTRONG CEILING TILE - CIRRUS TEGULAR; COLOR: WHITE; SERIES #534 GRID-15/16" EXPOSED TEE GRID SYSTEM-WHITE; SIZE: 2'x2'x3/4" | n/a | n/a | n/a | n/a | Clinic_076-078_Finish Schedule | n/a
CeilingMaterial | bill.east@us.army.mil | 2012-10-26T09:46:00 | Requirement | Space | 2D04 | ACOUSTICAL CEILING TILE | n/a | n/a | n/a | n/a | Clinic_076-078_Finish Schedule | n/a
FloorColor | bill.east@us.army.mil | 2012-10-26T09:46:00 | Requirement | Space | 2D04 | INTERFACE - CARIBBEAN #3073 NASSAU | n/a | n/a | n/a | n/a | Clinic_076-078_Finish Schedule | n/a
FloorMaterial | bill.east@us.army.mil | 2012-10-26T09:46:00 | Requirement | Space | 2D04 | CARPET | n/a | n/a | n/a | n/a | Clinic_076-078_Finish Schedule | n/a
WallColor-East | bill.east@us.army.mil | 2012-10-26T09:46:00 | Requirement | Space | 2D04 | DEVOE # 2W18-2 PRARIE BUFF | n/a | n/a | n/a | n/a | Clinic_076-078_Finish Schedule | n/a
WallColor-North | bill.east@us.army.mil | 2012-10-26T09:46:00 | Requirement | Space | 2D04 | DEVOE # 2W18-2 PRARIE BUFF | n/a | n/a | n/a | n/a | Clinic_076-078_Finish Schedule | n/a
WallColor-South | bill.east@us.army.mil | 2012-10-26T09:46:00 | Requirement | Space | 2D04 | DEVOE # 2W18-2 PRARIE BUFF | n/a | n/a | n/a | n/a | Clinic_076-078_Finish Schedule | n/a
WallColor-West | bill.east@us.army.mil | 2012-10-26T09:46:00 | Requirement | Space | 2D04 | DEVOE # 2W18-2 PRARIE BUFF | n/a | n/a | n/a | n/a | Clinic_076-078_Finish Schedule | n/a
WallMaterial-East | bill.east@us.army.mil | 2012-10-26T09:46:00 | Requirement | Space | 2D04 | GYPSUM WALLBOARD WITH PAINT | n/a | n/a | n/a | n/a | Clinic_076-078_Finish Schedule | n/a
WallMaterial-North | bill.east@us.army.mil | 2012-10-26T09:46:00 | Requirement | Space | 2D04 | GYPSUM WALLBOARD WITH PAINT | n/a | n/a | n/a | n/a | Clinic_076-078_Finish Schedule | n/a
WallMaterial-South | bill.east@us.army.mil | 2012-10-26T09:46:00 | Requirement | Space | 2D04 | GYPSUM WALLBOARD WITH PAINT | n/a | n/a | n/a | n/a | Clinic_076-078_Finish Schedule | n/a
WallMaterial-West | bill.east@us.army.mil | 2012-10-26T09:46:00 | Requirement | Space | 2D04 | GYPSUM WALLBOARD WITH PAINT | n/a | n/a | n/a | n/a | Clinic_076-078_Finish Schedule | n/a
BaseColor | bill.east@us.army.mil | 2012-10-26T09:46:00 | Requirement | Space | 2D04A | ROPPE - 40 FAWN - 4" HIGH RUBBER COVE BASE | n/a | n/a | n/a | n/a | Clinic_076-078_Finish Schedule | n/a
BaseMaterial | bill.east@us.army.mil | 2012-10-26T09:46:00 | Requirement | Space | 2D04A | RUBBER BASE | n/a | n/a | n/a | n/a | Clinic_076-078_Finish Schedule | n/a
CeilingColor | bill.east@us.army.mil | 2012-10-26T09:46:00 | Requirement | Space | 2D04A | ARMSTRONG CEILING TILE - CIRRUS TEGULAR; COLOR: WHITE; SERIES #534 GRID-15/16" EXPOSED TEE GRID SYSTEM-WHITE; SIZE: 2'x2'x3/4" | n/a | n/a | n/a | n/a | Clinic_076-078_Finish Schedule | n/a
CeilingMaterial | bill.east@us.army.mil | 2012-10-26T09:46:00 | Requirement | Space | 2D04A | ACOUSTICAL CEILING TILE | n/a | n/a | n/a | n/a | Clinic_076-078_Finish Schedule | n/a
FloorColor | bill.east@us.army.mil | 2012-10-26T09:46:00 | Requirement | Space | 2D04A | VAMERICAN OLEAN #A-55 DOE SIZE: 2"x2" | n/a | n/a | n/a | n/a | Clinic_076-078_Finish Schedule | n/a
FloorMaterial | bill.east@us.army.mil | 2012-10-26T09:46:00 | Requirement | Space | 2D04A | VINYL COMPOSITION TILE | n/a | n/a | n/a | n/a | Clinic_076-078_Finish Schedule | n/a
WallColor-East | bill.east@us.army.mil | 2012-10-26T09:46:00 | Requirement | Space | 2D04A | DEVOE # 2W18-2 PRARIE BUFF | n/a | n/a | n/a | n/a | Clinic_076-078_Finish Schedule | n/a
WallColor-North | bill.east@us.army.mil | 2012-10-26T09:46:00 | Requirement | Space | 2D04A | DEVOE # 2W18-2 PRARIE BUFF | n/a | n/a | n/a | n/a | Clinic_076-078_Finish Schedule | n/a
WallColor-South | bill.east@us.army.mil | 2012-10-26T09:46:00 | Requirement | Space | 2D04A | DEVOE # 2W18-2 PRARIE BUFF | n/a | n/a | n/a | n/a | Clinic_076-078_Finish Schedule | n/a
WallColor-West | bill.east@us.army.mil | 2012-10-26T09:46:00 | Requirement | Space | 2D04A | DEVOE # 2W18-2 PRARIE BUFF | n/a | n/a | n/a | n/a | Clinic_076-078_Finish Schedule | n/a
WallMaterial-East | bill.east@us.army.mil | 2012-10-26T09:46:00 | Requirement | Space | 2D04A | GYPSUM WALLBOARD WITH PAINT | n/a | n/a | n/a | n/a | Clinic_076-078_Finish Schedule | n/a
WallMaterial-North | bill.east@us.army.mil | 2012-10-26T09:46:00 | Requirement | Space | 2D04A | GYPSUM WALLBOARD WITH PAINT | n/a | n/a | n/a | n/a | Clinic_076-078_Finish Schedule | n/a
WallMaterial-South | bill.east@us.army.mil | 2012-10-26T09:46:00 | Requirement | Space | 2D04A | GYPSUM WALLBOARD WITH PAINT | n/a | n/a | n/a | n/a | Clinic_076-078_Finish Schedule | n/a
WallMaterial-West | bill.east@us.army.mil | 2012-10-26T09:46:00 | Requirement | Space | 2D04A | GYPSUM WALLBOARD WITH PAINT | n/a | n/a | n/a | n/a | Clinic_076-078_Finish Schedule | n/a
BaseColor | bill.east@us.army.mil | 2012-10-26T09:46:00 | Requirement | Space | 2D05 | UNFINISHED | n/a | n/a | n/a | n/a | Clinic_076-078_Finish Schedule | n/a
BaseMaterial | bill.east@us.army.mil | 2012-10-26T09:46:00 | Requirement | Space | 2D05 | UNFINISHED | n/a | n/a | n/a | n/a | Clinic_076-078_Finish Schedule | n/a
CeilingColor | bill.east@us.army.mil | 2012-10-26T09:46:00 | Requirement | Space | 2D05 | UNFINISHED | n/a | n/a | n/a | n/a | Clinic_076-078_Finish Schedule | n/a
CeilingMaterial | bill.east@us.army.mil | 2012-10-26T09:46:00 | Requirement | Space | 2D05 | CONCRETE | n/a | n/a | n/a | n/a | Clinic_076-078_Finish Schedule | n/a
FloorColor | bill.east@us.army.mil | 2012-10-26T09:46:00 | Requirement | Space | 2D05 | UNFINISHED | n/a | n/a | n/a | n/a | Clinic_076-078_Finish Schedule | n/a
FloorMaterial | bill.east@us.army.mil | 2012-10-26T09:46:00 | Requirement | Space | 2D05 | CONCRETE | n/a | n/a | n/a | n/a | Clinic_076-078_Finish Schedule | n/a
WallColor-East | bill.east@us.army.mil | 2012-10-26T09:46:00 | Requirement | Space | 2D05 | DEVOE # 2W18-2 PRARIE BUFF | n/a | n/a | n/a | n/a | Clinic_076-078_Finish Schedule | n/a
WallColor-North | bill.east@us.army.mil | 2012-10-26T09:46:00 | Requirement | Space | 2D05 | DEVOE # 2W18-2 PRARIE BUFF | n/a | n/a | n/a | n/a | Clinic_076-078_Finish Schedule | n/a
WallColor-South | bill.east@us.army.mil | 2012-10-26T09:46:00 | Requirement | Space | 2D05 | DEVOE # 2W18-2 PRARIE BUFF | n/a | n/a | n/a | n/a | Clinic_076-078_Finish Schedule | n/a
WallColor-West | bill.east@us.army.mil | 2012-10-26T09:46:00 | Requirement | Space | 2D05 | DEVOE # 2W18-2 PRARIE BUFF | n/a | n/a | n/a | n/a | Clinic_076-078_Finish Schedule | n/a
WallMaterial-East | bill.east@us.army.mil | 2012-10-26T09:46:00 | Requirement | Space | 2D05 | GYPSUM WALLBOARD WITH PAINT | n/a | n/a | n/a | n/a | Clinic_076-078_Finish Schedule | n/a
WallMaterial-North | bill.east@us.army.mil | 2012-10-26T09:46:00 | Requirement | Space | 2D05 | GYPSUM WALLBOARD WITH PAINT | n/a | n/a | n/a | n/a | Clinic_076-078_Finish Schedule | n/a
WallMaterial-South | bill.east@us.army.mil | 2012-10-26T09:46:00 | Requirement | Space | 2D05 | GYPSUM WALLBOARD WITH PAINT | n/a | n/a | n/a | n/a | Clinic_076-078_Finish Schedule | n/a
WallMaterial-West | bill.east@us.army.mil | 2012-10-26T09:46:00 | Requirement | Space | 2D05 | GYPSUM WALLBOARD WITH PAINT | n/a | n/a | n/a | n/a | Clinic_076-078_Finish Schedule | n/a
BaseColor | bill.east@us.army.mil | 2012-10-26T09:46:00 | Requirement | Space | 2D06 | ROPPE - 40 FAWN - 4" HIGH RUBBER COVE BASE | n/a | n/a | n/a | n/a | Clinic_076-078_Finish Schedule | n/a
BaseMaterial | bill.east@us.army.mil | 2012-10-26T09:46:00 | Requirement | Space | 2D06 | RUBBER BASE | n/a | n/a | n/a | n/a | Clinic_076-078_Finish Schedule | n/a
CeilingColor | bill.east@us.army.mil | 2012-10-26T09:46:00 | Requirement | Space | 2D06 | ARMSTRONG CEILING TILE - CIRRUS TEGULAR; COLOR: WHITE; SERIES #534 GRID-15/16" EXPOSED TEE GRID SYSTEM-WHITE; SIZE: 2'x2'x3/4" | n/a | n/a | n/a | n/a | Clinic_076-078_Finish Schedule | n/a
CeilingMaterial | bill.east@us.army.mil | 2012-10-26T09:46:00 | Requirement | Space | 2D06 | ACOUSTICAL CEILING TILE | n/a | n/a | n/a | n/a | Clinic_076-078_Finish Schedule | n/a
FloorColor | bill.east@us.army.mil | 2012-10-26T09:46:00 | Requirement | Space | 2D06 | INTERFACE - CARIBBEAN #3063 SEA TURTLE | n/a | n/a | n/a | n/a | Clinic_076-078_Finish Schedule | n/a
FloorMaterial | bill.east@us.army.mil | 2012-10-26T09:46:00 | Requirement | Space | 2D06 | CARPET | n/a | n/a | n/a | n/a | Clinic_076-078_Finish Schedule | n/a
WallColor-East | bill.east@us.army.mil | 2012-10-26T09:46:00 | Requirement | Space | 2D06 | DEVOE # 2W18-2 PRARIE BUFF | n/a | n/a | n/a | n/a | Clinic_076-078_Finish Schedule | n/a
WallColor-North | bill.east@us.army.mil | 2012-10-26T09:46:00 | Requirement | Space | 2D06 | DEVOE # 2W18-2 PRARIE BUFF | n/a | n/a | n/a | n/a | Clinic_076-078_Finish Schedule | n/a
WallColor-South | bill.east@us.army.mil | 2012-10-26T09:46:00 | Requirement | Space | 2D06 | DEVOE # 2W18-2 PRARIE BUFF | n/a | n/a | n/a | n/a | Clinic_076-078_Finish Schedule | n/a
WallColor-West | bill.east@us.army.mil | 2012-10-26T09:46:00 | Requirement | Space | 2D06 | DEVOE # 2W18-2 PRARIE BUFF | n/a | n/a | n/a | n/a | Clinic_076-078_Finish Schedule | n/a
WallMaterial-East | bill.east@us.army.mil | 2012-10-26T09:46:00 | Requirement | Space | 2D06 | GYPSUM WALLBOARD WITH PAINT | n/a | n/a | n/a | n/a | Clinic_076-078_Finish Schedule | n/a
WallMaterial-North | bill.east@us.army.mil | 2012-10-26T09:46:00 | Requirement | Space | 2D06 | GYPSUM WALLBOARD WITH PAINT | n/a | n/a | n/a | n/a | Clinic_076-078_Finish Schedule | n/a
WallMaterial-South | bill.east@us.army.mil | 2012-10-26T09:46:00 | Requirement | Space | 2D06 | GYPSUM WALLBOARD WITH PAINT | n/a | n/a | n/a | n/a | Clinic_076-078_Finish Schedule | n/a
WallMaterial-West | bill.east@us.army.mil | 2012-10-26T09:46:00 | Requirement | Space | 2D06 | GYPSUM WALLBOARD WITH PAINT | n/a | n/a | n/a | n/a | Clinic_076-078_Finish Schedule | n/a
BaseColor | bill.east@us.army.mil | 2012-10-26T09:46:00 | Requirement | Space | 2D07 | ROPPE - 40 FAWN - 4" HIGH RUBBER COVE BASE | n/a | n/a | n/a | n/a | Clinic_076-078_Finish Schedule | n/a
BaseMaterial | bill.east@us.army.mil | 2012-10-26T09:46:00 | Requirement | Space | 2D07 | RUBBER BASE | n/a | n/a | n/a | n/a | Clinic_076-078_Finish Schedule | n/a
CeilingColor | bill.east@us.army.mil | 2012-10-26T09:46:00 | Requirement | Space | 2D07 | ARMSTRONG CEILING TILE - CIRRUS TEGULAR; COLOR: WHITE; SERIES #534 GRID-15/16" EXPOSED TEE GRID SYSTEM-WHITE; SIZE: 2'x2'x3/4" | n/a | n/a | n/a | n/a | Clinic_076-078_Finish Schedule | n/a
CeilingMaterial | bill.east@us.army.mil | 2012-10-26T09:46:00 | Requirement | Space | 2D07 | ACOUSTICAL CEILING TILE | n/a | n/a | n/a | n/a | Clinic_076-078_Finish Schedule | n/a
FloorColor | bill.east@us.army.mil | 2012-10-26T09:46:00 | Requirement | Space | 2D07 | INTERFACE - CARIBBEAN #3063 SEA TURTLE | n/a | n/a | n/a | n/a | Clinic_076-078_Finish Schedule | n/a
FloorMaterial | bill.east@us.army.mil | 2012-10-26T09:46:00 | Requirement | Space | 2D07 | CARPET | n/a | n/a | n/a | n/a | Clinic_076-078_Finish Schedule | n/a
WallColor-East | bill.east@us.army.mil | 2012-10-26T09:46:00 | Requirement | Space | 2D07 | DEVOE # 2W18-2 PRARIE BUFF | n/a | n/a | n/a | n/a | Clinic_076-078_Finish Schedule | n/a
WallColor-North | bill.east@us.army.mil | 2012-10-26T09:46:00 | Requirement | Space | 2D07 | DEVOE # 2W18-2 PRARIE BUFF | n/a | n/a | n/a | n/a | Clinic_076-078_Finish Schedule | n/a
WallColor-South | bill.east@us.army.mil | 2012-10-26T09:46:00 | Requirement | Space | 2D07 | DEVOE # 2W18-2 PRARIE BUFF | n/a | n/a | n/a | n/a | Clinic_076-078_Finish Schedule | n/a
WallColor-West | bill.east@us.army.mil | 2012-10-26T09:46:00 | Requirement | Space | 2D07 | DEVOE # 2W18-2 PRARIE BUFF | n/a | n/a | n/a | n/a | Clinic_076-078_Finish Schedule | n/a
WallMaterial-East | bill.east@us.army.mil | 2012-10-26T09:46:00 | Requirement | Space | 2D07 | GYPSUM WALLBOARD WITH PAINT | n/a | n/a | n/a | n/a | Clinic_076-078_Finish Schedule | n/a
WallMaterial-North | bill.east@us.army.mil | 2012-10-26T09:46:00 | Requirement | Space | 2D07 | GYPSUM WALLBOARD WITH PAINT | n/a | n/a | n/a | n/a | Clinic_076-078_Finish Schedule | n/a
WallMaterial-South | bill.east@us.army.mil | 2012-10-26T09:46:00 | Requirement | Space | 2D07 | GYPSUM WALLBOARD WITH PAINT | n/a | n/a | n/a | n/a | Clinic_076-078_Finish Schedule | n/a
WallMaterial-West | bill.east@us.army.mil | 2012-10-26T09:46:00 | Requirement | Space | 2D07 | GYPSUM WALLBOARD WITH PAINT | n/a | n/a | n/a | n/a | Clinic_076-078_Finish Schedule | n/a
BaseColor | bill.east@us.army.mil | 2012-10-26T09:46:00 | Requirement | Space | 2D08 | ROPPE - 40 FAWN - 4" HIGH RUBBER COVE BASE | n/a | n/a | n/a | n/a | Clinic_076-078_Finish Schedule | n/a
BaseMaterial | bill.east@us.army.mil | 2012-10-26T09:46:00 | Requirement | Space | 2D08 | RUBBER BASE | n/a | n/a | n/a | n/a | Clinic_076-078_Finish Schedule | n/a
CeilingColor | bill.east@us.army.mil | 2012-10-26T09:46:00 | Requirement | Space | 2D08 | ARMSTRONG CEILING TILE - CIRRUS TEGULAR; COLOR: WHITE; SERIES #534 GRID-15/16" EXPOSED TEE GRID SYSTEM-WHITE; SIZE: 2'x2'x3/4" | n/a | n/a | n/a | n/a | Clinic_076-078_Finish Schedule | n/a
CeilingMaterial | bill.east@us.army.mil | 2012-10-26T09:46:00 | Requirement | Space | 2D08 | ACOUSTICAL CEILING TILE | n/a | n/a | n/a | n/a | Clinic_076-078_Finish Schedule | n/a
FloorColor | bill.east@us.army.mil | 2012-10-26T09:46:00 | Requirement | Space | 2D08 | INTERFACE - CARIBBEAN #3063 SEA TURTLE | n/a | n/a | n/a | n/a | Clinic_076-078_Finish Schedule | n/a
FloorMaterial | bill.east@us.army.mil | 2012-10-26T09:46:00 | Requirement | Space | 2D08 | CARPET | n/a | n/a | n/a | n/a | Clinic_076-078_Finish Schedule | n/a
WallColor-East | bill.east@us.army.mil | 2012-10-26T09:46:00 | Requirement | Space | 2D08 | DEVOE # 2W18-2 PRARIE BUFF | n/a | n/a | n/a | n/a | Clinic_076-078_Finish Schedule | n/a
WallColor-North | bill.east@us.army.mil | 2012-10-26T09:46:00 | Requirement | Space | 2D08 | DEVOE # 2W18-2 PRARIE BUFF | n/a | n/a | n/a | n/a | Clinic_076-078_Finish Schedule | n/a
WallColor-South | bill.east@us.army.mil | 2012-10-26T09:46:00 | Requirement | Space | 2D08 | DEVOE # 2W18-2 PRARIE BUFF | n/a | n/a | n/a | n/a | Clinic_076-078_Finish Schedule | n/a
WallColor-West | bill.east@us.army.mil | 2012-10-26T09:46:00 | Requirement | Space | 2D08 | DEVOE # 2W18-2 PRARIE BUFF | n/a | n/a | n/a | n/a | Clinic_076-078_Finish Schedule | n/a
WallMaterial-East | bill.east@us.army.mil | 2012-10-26T09:46:00 | Requirement | Space | 2D08 | GYPSUM WALLBOARD WITH PAINT | n/a | n/a | n/a | n/a | Clinic_076-078_Finish Schedule | n/a
WallMaterial-North | bill.east@us.army.mil | 2012-10-26T09:46:00 | Requirement | Space | 2D08 | GYPSUM WALLBOARD WITH PAINT | n/a | n/a | n/a | n/a | Clinic_076-078_Finish Schedule | n/a
WallMaterial-South | bill.east@us.army.mil | 2012-10-26T09:46:00 | Requirement | Space | 2D08 | GYPSUM WALLBOARD WITH PAINT | n/a | n/a | n/a | n/a | Clinic_076-078_Finish Schedule | n/a
WallMaterial-West | bill.east@us.army.mil | 2012-10-26T09:46:00 | Requirement | Space | 2D08 | GYPSUM WALLBOARD WITH PAINT | n/a | n/a | n/a | n/a | Clinic_076-078_Finish Schedule | n/a
BaseColor | bill.east@us.army.mil | 2012-10-26T09:46:00 | Requirement | Space | 2D09 | ROPPE - 40 FAWN - 4" HIGH RUBBER COVE BASE | n/a | n/a | n/a | n/a | Clinic_076-078_Finish Schedule | n/a
BaseMaterial | bill.east@us.army.mil | 2012-10-26T09:46:00 | Requirement | Space | 2D09 | RUBBER BASE | n/a | n/a | n/a | n/a | Clinic_076-078_Finish Schedule | n/a
CeilingColor | bill.east@us.army.mil | 2012-10-26T09:46:00 | Requirement | Space | 2D09 | ARMSTRONG CEILING TILE - CIRRUS TEGULAR; COLOR: WHITE; SERIES #534 GRID-15/16" EXPOSED TEE GRID SYSTEM-WHITE; SIZE: 2'x2'x3/4" | n/a | n/a | n/a | n/a | Clinic_076-078_Finish Schedule | n/a
CeilingMaterial | bill.east@us.army.mil | 2012-10-26T09:46:00 | Requirement | Space | 2D09 | ACOUSTICAL CEILING TILE | n/a | n/a | n/a | n/a | Clinic_076-078_Finish Schedule | n/a
FloorColor | bill.east@us.army.mil | 2012-10-26T09:46:00 | Requirement | Space | 2D09 | INTERFACE - CARIBBEAN #3063 SEA TURTLE | n/a | n/a | n/a | n/a | Clinic_076-078_Finish Schedule | n/a
FloorMaterial | bill.east@us.army.mil | 2012-10-26T09:46:00 | Requirement | Space | 2D09 | CARPET | n/a | n/a | n/a | n/a | Clinic_076-078_Finish Schedule | n/a
WallColor-East | bill.east@us.army.mil | 2012-10-26T09:46:00 | Requirement | Space | 2D09 | DEVOE # 2W18-2 PRARIE BUFF | n/a | n/a | n/a | n/a | Clinic_076-078_Finish Schedule | n/a
WallColor-North | bill.east@us.army.mil | 2012-10-26T09:46:00 | Requirement | Space | 2D09 | DEVOE # 2W18-2 PRARIE BUFF | n/a | n/a | n/a | n/a | Clinic_076-078_Finish Schedule | n/a
WallColor-South | bill.east@us.army.mil | 2012-10-26T09:46:00 | Requirement | Space | 2D09 | DEVOE # 2W18-2 PRARIE BUFF | n/a | n/a | n/a | n/a | Clinic_076-078_Finish Schedule | n/a
WallColor-West | bill.east@us.army.mil | 2012-10-26T09:46:00 | Requirement | Space | 2D09 | DEVOE # 2W18-2 PRARIE BUFF | n/a | n/a | n/a | n/a | Clinic_076-078_Finish Schedule | n/a
WallMaterial-East | bill.east@us.army.mil | 2012-10-26T09:46:00 | Requirement | Space | 2D09 | GYPSUM WALLBOARD WITH PAINT | n/a | n/a | n/a | n/a | Clinic_076-078_Finish Schedule | n/a
WallMaterial-North | bill.east@us.army.mil | 2012-10-26T09:46:00 | Requirement | Space | 2D09 | GYPSUM WALLBOARD WITH PAINT | n/a | n/a | n/a | n/a | Clinic_076-078_Finish Schedule | n/a
WallMaterial-South | bill.east@us.army.mil | 2012-10-26T09:46:00 | Requirement | Space | 2D09 | GYPSUM WALLBOARD WITH PAINT | n/a | n/a | n/a | n/a | Clinic_076-078_Finish Schedule | n/a
WallMaterial-West | bill.east@us.army.mil | 2012-10-26T09:46:00 | Requirement | Space | 2D09 | GYPSUM WALLBOARD WITH PAINT | n/a | n/a | n/a | n/a | Clinic_076-078_Finish Schedule | n/a
BaseColor | bill.east@us.army.mil | 2012-10-26T09:46:00 | Requirement | Space | 2D10 | ROPPE - 40 FAWN - 4" HIGH RUBBER COVE BASE | n/a | n/a | n/a | n/a | Clinic_076-078_Finish Schedule | n/a
BaseMaterial | bill.east@us.army.mil | 2012-10-26T09:46:00 | Requirement | Space | 2D10 | RUBBER BASE | n/a | n/a | n/a | n/a | Clinic_076-078_Finish Schedule | n/a
CeilingColor | bill.east@us.army.mil | 2012-10-26T09:46:00 | Requirement | Space | 2D10 | ARMSTRONG CEILING TILE - CIRRUS TEGULAR; COLOR: WHITE; SERIES #534 GRID-15/16" EXPOSED TEE GRID SYSTEM-WHITE; SIZE: 2'x2'x3/4" | n/a | n/a | n/a | n/a | Clinic_076-078_Finish Schedule | n/a
CeilingMaterial | bill.east@us.army.mil | 2012-10-26T09:46:00 | Requirement | Space | 2D10 | ACOUSTICAL CEILING TILE | n/a | n/a | n/a | n/a | Clinic_076-078_Finish Schedule | n/a
FloorColor | bill.east@us.army.mil | 2012-10-26T09:46:00 | Requirement | Space | 2D10 | INTERFACE - CARIBBEAN #3063 SEA TURTLE | n/a | n/a | n/a | n/a | Clinic_076-078_Finish Schedule | n/a
FloorMaterial | bill.east@us.army.mil | 2012-10-26T09:46:00 | Requirement | Space | 2D10 | CARPET | n/a | n/a | n/a | n/a | Clinic_076-078_Finish Schedule | n/a
WallColor-East | bill.east@us.army.mil | 2012-10-26T09:46:00 | Requirement | Space | 2D10 | DEVOE # 2W18-2 PRARIE BUFF | n/a | n/a | n/a | n/a | Clinic_076-078_Finish Schedule | n/a
WallColor-North | bill.east@us.army.mil | 2012-10-26T09:46:00 | Requirement | Space | 2D10 | DEVOE # 2W18-2 PRARIE BUFF | n/a | n/a | n/a | n/a | Clinic_076-078_Finish Schedule | n/a
WallColor-South | bill.east@us.army.mil | 2012-10-26T09:46:00 | Requirement | Space | 2D10 | DEVOE # 2W18-2 PRARIE BUFF | n/a | n/a | n/a | n/a | Clinic_076-078_Finish Schedule | n/a
WallColor-West | bill.east@us.army.mil | 2012-10-26T09:46:00 | Requirement | Space | 2D10 | DEVOE # 2W18-2 PRARIE BUFF | n/a | n/a | n/a | n/a | Clinic_076-078_Finish Schedule | n/a
WallMaterial-East | bill.east@us.army.mil | 2012-10-26T09:46:00 | Requirement | Space | 2D10 | GYPSUM WALLBOARD WITH PAINT | n/a | n/a | n/a | n/a | Clinic_076-078_Finish Schedule | n/a
WallMaterial-North | bill.east@us.army.mil | 2012-10-26T09:46:00 | Requirement | Space | 2D10 | GYPSUM WALLBOARD WITH PAINT | n/a | n/a | n/a | n/a | Clinic_076-078_Finish Schedule | n/a
WallMaterial-South | bill.east@us.army.mil | 2012-10-26T09:46:00 | Requirement | Space | 2D10 | GYPSUM WALLBOARD WITH PAINT | n/a | n/a | n/a | n/a | Clinic_076-078_Finish Schedule | n/a
WallMaterial-West | bill.east@us.army.mil | 2012-10-26T09:46:00 | Requirement | Space | 2D10 | GYPSUM WALLBOARD WITH PAINT | n/a | n/a | n/a | n/a | Clinic_076-078_Finish Schedule | n/a
BaseColor | bill.east@us.army.mil | 2012-10-26T09:46:00 | Requirement | Space | 2D11 | ROPPE - 40 FAWN - 4" HIGH RUBBER COVE BASE | n/a | n/a | n/a | n/a | Clinic_076-078_Finish Schedule | n/a
BaseMaterial | bill.east@us.army.mil | 2012-10-26T09:46:00 | Requirement | Space | 2D11 | RUBBER BASE | n/a | n/a | n/a | n/a | Clinic_076-078_Finish Schedule | n/a
CeilingColor | bill.east@us.army.mil | 2012-10-26T09:46:00 | Requirement | Space | 2D11 | ARMSTRONG CEILING TILE - CIRRUS TEGULAR; COLOR: WHITE; SERIES #534 GRID-15/16" EXPOSED TEE GRID SYSTEM-WHITE; SIZE: 2'x2'x3/4" | n/a | n/a | n/a | n/a | Clinic_076-078_Finish Schedule | n/a
CeilingMaterial | bill.east@us.army.mil | 2012-10-26T09:46:00 | Requirement | Space | 2D11 | ACOUSTICAL CEILING TILE | n/a | n/a | n/a | n/a | Clinic_076-078_Finish Schedule | n/a
FloorColor | bill.east@us.army.mil | 2012-10-26T09:46:00 | Requirement | Space | 2D11 | INTERFACE - CARIBBEAN #3063 SEA TURTLE | n/a | n/a | n/a | n/a | Clinic_076-078_Finish Schedule | n/a
FloorMaterial | bill.east@us.army.mil | 2012-10-26T09:46:00 | Requirement | Space | 2D11 | CARPET | n/a | n/a | n/a | n/a | Clinic_076-078_Finish Schedule | n/a
WallColor-East | bill.east@us.army.mil | 2012-10-26T09:46:00 | Requirement | Space | 2D11 | DEVOE # 2W18-2 PRARIE BUFF | n/a | n/a | n/a | n/a | Clinic_076-078_Finish Schedule | n/a
WallColor-North | bill.east@us.army.mil | 2012-10-26T09:46:00 | Requirement | Space | 2D11 | DEVOE # 2W18-2 PRARIE BUFF | n/a | n/a | n/a | n/a | Clinic_076-078_Finish Schedule | n/a
WallColor-South | bill.east@us.army.mil | 2012-10-26T09:46:00 | Requirement | Space | 2D11 | DEVOE # 2W18-2 PRARIE BUFF | n/a | n/a | n/a | n/a | Clinic_076-078_Finish Schedule | n/a
WallColor-West | bill.east@us.army.mil | 2012-10-26T09:46:00 | Requirement | Space | 2D11 | DEVOE # 2W18-2 PRARIE BUFF | n/a | n/a | n/a | n/a | Clinic_076-078_Finish Schedule | n/a
WallMaterial-East | bill.east@us.army.mil | 2012-10-26T09:46:00 | Requirement | Space | 2D11 | GYPSUM WALLBOARD WITH PAINT | n/a | n/a | n/a | n/a | Clinic_076-078_Finish Schedule | n/a
WallMaterial-North | bill.east@us.army.mil | 2012-10-26T09:46:00 | Requirement | Space | 2D11 | GYPSUM WALLBOARD WITH PAINT | n/a | n/a | n/a | n/a | Clinic_076-078_Finish Schedule | n/a
WallMaterial-South | bill.east@us.army.mil | 2012-10-26T09:46:00 | Requirement | Space | 2D11 | GYPSUM WALLBOARD WITH PAINT | n/a | n/a | n/a | n/a | Clinic_076-078_Finish Schedule | n/a
WallMaterial-West | bill.east@us.army.mil | 2012-10-26T09:46:00 | Requirement | Space | 2D11 | GYPSUM WALLBOARD WITH PAINT | n/a | n/a | n/a | n/a | Clinic_076-078_Finish Schedule | n/a
BaseColor | bill.east@us.army.mil | 2012-10-26T09:46:00 | Requirement | Space | 2D12 | ROPPE - 40 FAWN - 4" HIGH RUBBER COVE BASE | n/a | n/a | n/a | n/a | Clinic_076-078_Finish Schedule | n/a
BaseMaterial | bill.east@us.army.mil | 2012-10-26T09:46:00 | Requirement | Space | 2D12 | RUBBER BASE | n/a | n/a | n/a | n/a | Clinic_076-078_Finish Schedule | n/a
CeilingColor | bill.east@us.army.mil | 2012-10-26T09:46:00 | Requirement | Space | 2D12 | ARMSTRONG CEILING TILE - CIRRUS TEGULAR; COLOR: WHITE; SERIES #534 GRID-15/16" EXPOSED TEE GRID SYSTEM-WHITE; SIZE: 2'x2'x3/4" | n/a | n/a | n/a | n/a | Clinic_076-078_Finish Schedule | n/a
CeilingMaterial | bill.east@us.army.mil | 2012-10-26T09:46:00 | Requirement | Space | 2D12 | ACOUSTICAL CEILING TILE | n/a | n/a | n/a | n/a | Clinic_076-078_Finish Schedule | n/a
FloorColor | bill.east@us.army.mil | 2012-10-26T09:46:00 | Requirement | Space | 2D12 | INTERFACE - CARIBBEAN #3063 SEA TURTLE | n/a | n/a | n/a | n/a | Clinic_076-078_Finish Schedule | n/a
FloorMaterial | bill.east@us.army.mil | 2012-10-26T09:46:00 | Requirement | Space | 2D12 | CARPET | n/a | n/a | n/a | n/a | Clinic_076-078_Finish Schedule | n/a
WallColor-East | bill.east@us.army.mil | 2012-10-26T09:46:00 | Requirement | Space | 2D12 | DEVOE # 2W18-2 PRARIE BUFF | n/a | n/a | n/a | n/a | Clinic_076-078_Finish Schedule | n/a
WallColor-North | bill.east@us.army.mil | 2012-10-26T09:46:00 | Requirement | Space | 2D12 | DEVOE # 2W18-2 PRARIE BUFF | n/a | n/a | n/a | n/a | Clinic_076-078_Finish Schedule | n/a
WallColor-South | bill.east@us.army.mil | 2012-10-26T09:46:00 | Requirement | Space | 2D12 | DEVOE # 2W18-2 PRARIE BUFF | n/a | n/a | n/a | n/a | Clinic_076-078_Finish Schedule | n/a
WallColor-West | bill.east@us.army.mil | 2012-10-26T09:46:00 | Requirement | Space | 2D12 | DEVOE # 2W18-2 PRARIE BUFF | n/a | n/a | n/a | n/a | Clinic_076-078_Finish Schedule | n/a
WallMaterial-East | bill.east@us.army.mil | 2012-10-26T09:46:00 | Requirement | Space | 2D12 | GYPSUM WALLBOARD WITH PAINT | n/a | n/a | n/a | n/a | Clinic_076-078_Finish Schedule | n/a
WallMaterial-North | bill.east@us.army.mil | 2012-10-26T09:46:00 | Requirement | Space | 2D12 | GYPSUM WALLBOARD WITH PAINT | n/a | n/a | n/a | n/a | Clinic_076-078_Finish Schedule | n/a
WallMaterial-South | bill.east@us.army.mil | 2012-10-26T09:46:00 | Requirement | Space | 2D12 | GYPSUM WALLBOARD WITH PAINT | n/a | n/a | n/a | n/a | Clinic_076-078_Finish Schedule | n/a
WallMaterial-West | bill.east@us.army.mil | 2012-10-26T09:46:00 | Requirement | Space | 2D12 | GYPSUM WALLBOARD WITH PAINT | n/a | n/a | n/a | n/a | Clinic_076-078_Finish Schedule | n/a
BaseColor | bill.east@us.army.mil | 2012-10-26T09:46:00 | Requirement | Space | 2D13 | DAL - TILE - #D-1452 CYPRESS - SIZE 4"X 4" | n/a | n/a | n/a | n/a | Clinic_076-078_Finish Schedule | n/a
BaseMaterial | bill.east@us.army.mil | 2012-10-26T09:46:00 | Requirement | Space | 2D13 | MAT GLAZED TILE | n/a | n/a | n/a | n/a | Clinic_076-078_Finish Schedule | n/a
CeilingColor | bill.east@us.army.mil | 2012-10-26T09:46:00 | Requirement | Space | 2D13 | ARMSTRONG - PREMIUM EXCELON - #52153 WARM GREEN | n/a | n/a | n/a | n/a | Clinic_076-078_Finish Schedule | n/a
CeilingMaterial | bill.east@us.army.mil | 2012-10-26T09:46:00 | Requirement | Space | 2D13 | ACOUSTICAL CEILING TILE | n/a | n/a | n/a | n/a | Clinic_076-078_Finish Schedule | n/a
FloorColor | bill.east@us.army.mil | 2012-10-26T09:46:00 | Requirement | Space | 2D13 | AMERICAN OLEAN #A-55 DOE SIZE: 2"x2" | n/a | n/a | n/a | n/a | Clinic_076-078_Finish Schedule | n/a
FloorMaterial | bill.east@us.army.mil | 2012-10-26T09:46:00 | Requirement | Space | 2D13 | CERAMIC TILE | n/a | n/a | n/a | n/a | Clinic_076-078_Finish Schedule | n/a
WallColor-East | bill.east@us.army.mil | 2012-10-26T09:46:00 | Requirement | Space | 2D13 | DAL - TILE - #D-1452 CYPRESS - SIZE 4"X 4" | n/a | n/a | n/a | n/a | Clinic_076-078_Finish Schedule | n/a
WallColor-North | bill.east@us.army.mil | 2012-10-26T09:46:00 | Requirement | Space | 2D13 | DAL - TILE - #D-1452 CYPRESS - SIZE 4"X 4" | n/a | n/a | n/a | n/a | Clinic_076-078_Finish Schedule | n/a
WallColor-South | bill.east@us.army.mil | 2012-10-26T09:46:00 | Requirement | Space | 2D13 | DAL - TILE - #D-1452 CYPRESS - SIZE 4"X 4" | n/a | n/a | n/a | n/a | Clinic_076-078_Finish Schedule | n/a
WallColor-West | bill.east@us.army.mil | 2012-10-26T09:46:00 | Requirement | Space | 2D13 | DAL - TILE - #D-1452 CYPRESS - SIZE 4"X 4" | n/a | n/a | n/a | n/a | Clinic_076-078_Finish Schedule | n/a
WallMaterial-East | bill.east@us.army.mil | 2012-10-26T09:46:00 | Requirement | Space | 2D13 | MAT GLAZED TILE | n/a | n/a | n/a | n/a | Clinic_076-078_Finish Schedule | n/a
WallMaterial-North | bill.east@us.army.mil | 2012-10-26T09:46:00 | Requirement | Space | 2D13 | MAT GLAZED TILE | n/a | n/a | n/a | n/a | Clinic_076-078_Finish Schedule | n/a
WallMaterial-South | bill.east@us.army.mil | 2012-10-26T09:46:00 | Requirement | Space | 2D13 | MAT GLAZED TILE | n/a | n/a | n/a | n/a | Clinic_076-078_Finish Schedule | n/a
WallMaterial-West | bill.east@us.army.mil | 2012-10-26T09:46:00 | Requirement | Space | 2D13 | MAT GLAZED TILE | n/a | n/a | n/a | n/a | Clinic_076-078_Finish Schedule | n/a
BaseColor | bill.east@us.army.mil | 2012-10-26T09:46:00 | Requirement | Space | 2D14 | ROPPE - 40 FAWN - 4" HIGH RUBBER COVE BASE | n/a | n/a | n/a | n/a | Clinic_076-078_Finish Schedule | n/a
BaseMaterial | bill.east@us.army.mil | 2012-10-26T09:46:00 | Requirement | Space | 2D14 | RUBBER BASE | n/a | n/a | n/a | n/a | Clinic_076-078_Finish Schedule | n/a
CeilingColor | bill.east@us.army.mil | 2012-10-26T09:46:00 | Requirement | Space | 2D14 | ARMSTRONG CEILING TILE - CIRRUS TEGULAR; COLOR: WHITE; SERIES #534 GRID-15/16" EXPOSED TEE GRID SYSTEM-WHITE; SIZE: 2'x2'x3/4" | n/a | n/a | n/a | n/a | Clinic_076-078_Finish Schedule | n/a
CeilingMaterial | bill.east@us.army.mil | 2012-10-26T09:46:00 | Requirement | Space | 2D14 | ACOUSTICAL CEILING TILE | n/a | n/a | n/a | n/a | Clinic_076-078_Finish Schedule | n/a
FloorColor | bill.east@us.army.mil | 2012-10-26T09:46:00 | Requirement | Space | 2D14 | INTERFACE - CARIBBEAN #3063 SEA TURTLE | n/a | n/a | n/a | n/a | Clinic_076-078_Finish Schedule | n/a
FloorMaterial | bill.east@us.army.mil | 2012-10-26T09:46:00 | Requirement | Space | 2D14 | CARPET | n/a | n/a | n/a | n/a | Clinic_076-078_Finish Schedule | n/a
WallColor-East | bill.east@us.army.mil | 2012-10-26T09:46:00 | Requirement | Space | 2D14 | DEVOE # 2W18-2 PRARIE BUFF | n/a | n/a | n/a | n/a | Clinic_076-078_Finish Schedule | n/a
WallColor-North | bill.east@us.army.mil | 2012-10-26T09:46:00 | Requirement | Space | 2D14 | DEVOE # 2W18-2 PRARIE BUFF | n/a | n/a | n/a | n/a | Clinic_076-078_Finish Schedule | n/a
WallColor-South | bill.east@us.army.mil | 2012-10-26T09:46:00 | Requirement | Space | 2D14 | DEVOE # 2W18-2 PRARIE BUFF | n/a | n/a | n/a | n/a | Clinic_076-078_Finish Schedule | n/a
WallColor-West | bill.east@us.army.mil | 2012-10-26T09:46:00 | Requirement | Space | 2D14 | DEVOE # 2W18-2 PRARIE BUFF | n/a | n/a | n/a | n/a | Clinic_076-078_Finish Schedule | n/a
WallMaterial-East | bill.east@us.army.mil | 2012-10-26T09:46:00 | Requirement | Space | 2D14 | GYPSUM WALLBOARD WITH PAINT | n/a | n/a | n/a | n/a | Clinic_076-078_Finish Schedule | n/a
WallMaterial-North | bill.east@us.army.mil | 2012-10-26T09:46:00 | Requirement | Space | 2D14 | GYPSUM WALLBOARD WITH PAINT | n/a | n/a | n/a | n/a | Clinic_076-078_Finish Schedule | n/a
WallMaterial-South | bill.east@us.army.mil | 2012-10-26T09:46:00 | Requirement | Space | 2D14 | GYPSUM WALLBOARD WITH PAINT | n/a | n/a | n/a | n/a | Clinic_076-078_Finish Schedule | n/a
WallMaterial-West | bill.east@us.army.mil | 2012-10-26T09:46:00 | Requirement | Space | 2D14 | GYPSUM WALLBOARD WITH PAINT | n/a | n/a | n/a | n/a | Clinic_076-078_Finish Schedule | n/a
BaseColor | bill.east@us.army.mil | 2012-10-26T09:46:00 | Requirement | Space | 2D15 | ROPPE - 40 FAWN - 4" HIGH RUBBER COVE BASE | n/a | n/a | n/a | n/a | Clinic_076-078_Finish Schedule | n/a
BaseMaterial | bill.east@us.army.mil | 2012-10-26T09:46:00 | Requirement | Space | 2D15 | RUBBER BASE | n/a | n/a | n/a | n/a | Clinic_076-078_Finish Schedule | n/a
CeilingColor | bill.east@us.army.mil | 2012-10-26T09:46:00 | Requirement | Space | 2D15 | ARMSTRONG CEILING TILE - CIRRUS TEGULAR; COLOR: WHITE; SERIES #534 GRID-15/16" EXPOSED TEE GRID SYSTEM-WHITE; SIZE: 2'x2'x3/4" | n/a | n/a | n/a | n/a | Clinic_076-078_Finish Schedule | n/a
CeilingMaterial | bill.east@us.army.mil | 2012-10-26T09:46:00 | Requirement | Space | 2D15 | ACOUSTICAL CEILING TILE | n/a | n/a | n/a | n/a | Clinic_076-078_Finish Schedule | n/a
FloorColor | bill.east@us.army.mil | 2012-10-26T09:46:00 | Requirement | Space | 2D15 | INTERFACE - CARIBBEAN #3063 SEA TURTLE | n/a | n/a | n/a | n/a | Clinic_076-078_Finish Schedule | n/a
FloorMaterial | bill.east@us.army.mil | 2012-10-26T09:46:00 | Requirement | Space | 2D15 | CARPET | n/a | n/a | n/a | n/a | Clinic_076-078_Finish Schedule | n/a
WallColor-East | bill.east@us.army.mil | 2012-10-26T09:46:00 | Requirement | Space | 2D15 | DEVOE # 2W18-2 PRARIE BUFF | n/a | n/a | n/a | n/a | Clinic_076-078_Finish Schedule | n/a
WallColor-North | bill.east@us.army.mil | 2012-10-26T09:46:00 | Requirement | Space | 2D15 | DEVOE # 2W18-2 PRARIE BUFF | n/a | n/a | n/a | n/a | Clinic_076-078_Finish Schedule | n/a
WallColor-South | bill.east@us.army.mil | 2012-10-26T09:46:00 | Requirement | Space | 2D15 | DEVOE # 2W18-2 PRARIE BUFF | n/a | n/a | n/a | n/a | Clinic_076-078_Finish Schedule | n/a
WallColor-West | bill.east@us.army.mil | 2012-10-26T09:46:00 | Requirement | Space | 2D15 | DEVOE # 2W18-2 PRARIE BUFF | n/a | n/a | n/a | n/a | Clinic_076-078_Finish Schedule | n/a
WallMaterial-East | bill.east@us.army.mil | 2012-10-26T09:46:00 | Requirement | Space | 2D15 | GYPSUM WALLBOARD WITH PAINT | n/a | n/a | n/a | n/a | Clinic_076-078_Finish Schedule | n/a
WallMaterial-North | bill.east@us.army.mil | 2012-10-26T09:46:00 | Requirement | Space | 2D15 | GYPSUM WALLBOARD WITH PAINT | n/a | n/a | n/a | n/a | Clinic_076-078_Finish Schedule | n/a
WallMaterial-South | bill.east@us.army.mil | 2012-10-26T09:46:00 | Requirement | Space | 2D15 | GYPSUM WALLBOARD WITH PAINT | n/a | n/a | n/a | n/a | Clinic_076-078_Finish Schedule | n/a
WallMaterial-West | bill.east@us.army.mil | 2012-10-26T09:46:00 | Requirement | Space | 2D15 | GYPSUM WALLBOARD WITH PAINT | n/a | n/a | n/a | n/a | Clinic_076-078_Finish Schedule | n/a
BaseColor | bill.east@us.army.mil | 2012-10-26T09:46:00 | Requirement | Space | 2D16 | ROPPE - 40 FAWN - 4" HIGH RUBBER COVE BASE | n/a | n/a | n/a | n/a | Clinic_076-078_Finish Schedule | n/a
BaseMaterial | bill.east@us.army.mil | 2012-10-26T09:46:00 | Requirement | Space | 2D16 | RUBBER BASE | n/a | n/a | n/a | n/a | Clinic_076-078_Finish Schedule | n/a
CeilingColor | bill.east@us.army.mil | 2012-10-26T09:46:00 | Requirement | Space | 2D16 | ARMSTRONG CEILING TILE - CIRRUS TEGULAR; COLOR: WHITE; SERIES #534 GRID-15/16" EXPOSED TEE GRID SYSTEM-WHITE; SIZE: 2'x2'x3/4" | n/a | n/a | n/a | n/a | Clinic_076-078_Finish Schedule | n/a
CeilingMaterial | bill.east@us.army.mil | 2012-10-26T09:46:00 | Requirement | Space | 2D16 | ACOUSTICAL CEILING TILE | n/a | n/a | n/a | n/a | Clinic_076-078_Finish Schedule | n/a
FloorColor | bill.east@us.army.mil | 2012-10-26T09:46:00 | Requirement | Space | 2D16 | INTERFACE - CARIBBEAN #3063 SEA TURTLE | n/a | n/a | n/a | n/a | Clinic_076-078_Finish Schedule | n/a
FloorMaterial | bill.east@us.army.mil | 2012-10-26T09:46:00 | Requirement | Space | 2D16 | CARPET | n/a | n/a | n/a | n/a | Clinic_076-078_Finish Schedule | n/a
WallColor-East | bill.east@us.army.mil | 2012-10-26T09:46:00 | Requirement | Space | 2D16 | DEVOE # 2W18-2 PRARIE BUFF | n/a | n/a | n/a | n/a | Clinic_076-078_Finish Schedule | n/a
WallColor-North | bill.east@us.army.mil | 2012-10-26T09:46:00 | Requirement | Space | 2D16 | DEVOE # 2W18-2 PRARIE BUFF | n/a | n/a | n/a | n/a | Clinic_076-078_Finish Schedule | n/a
WallColor-South | bill.east@us.army.mil | 2012-10-26T09:46:00 | Requirement | Space | 2D16 | DEVOE # 2W18-2 PRARIE BUFF | n/a | n/a | n/a | n/a | Clinic_076-078_Finish Schedule | n/a
WallColor-West | bill.east@us.army.mil | 2012-10-26T09:46:00 | Requirement | Space | 2D16 | DEVOE # 2W18-2 PRARIE BUFF | n/a | n/a | n/a | n/a | Clinic_076-078_Finish Schedule | n/a
WallMaterial-East | bill.east@us.army.mil | 2012-10-26T09:46:00 | Requirement | Space | 2D16 | GYPSUM WALLBOARD WITH PAINT | n/a | n/a | n/a | n/a | Clinic_076-078_Finish Schedule | n/a
WallMaterial-North | bill.east@us.army.mil | 2012-10-26T09:46:00 | Requirement | Space | 2D16 | GYPSUM WALLBOARD WITH PAINT | n/a | n/a | n/a | n/a | Clinic_076-078_Finish Schedule | n/a
WallMaterial-South | bill.east@us.army.mil | 2012-10-26T09:46:00 | Requirement | Space | 2D16 | GYPSUM WALLBOARD WITH PAINT | n/a | n/a | n/a | n/a | Clinic_076-078_Finish Schedule | n/a
WallMaterial-West | bill.east@us.army.mil | 2012-10-26T09:46:00 | Requirement | Space | 2D16 | GYPSUM WALLBOARD WITH PAINT | n/a | n/a | n/a | n/a | Clinic_076-078_Finish Schedule | n/a
BaseColor | bill.east@us.army.mil | 2012-10-26T09:46:00 | Requirement | Space | 2D17 | ROPPE - 40 FAWN - 4" HIGH RUBBER COVE BASE | n/a | n/a | n/a | n/a | Clinic_076-078_Finish Schedule | n/a
BaseMaterial | bill.east@us.army.mil | 2012-10-26T09:46:00 | Requirement | Space | 2D17 | RUBBER BASE | n/a | n/a | n/a | n/a | Clinic_076-078_Finish Schedule | n/a
CeilingColor | bill.east@us.army.mil | 2012-10-26T09:46:00 | Requirement | Space | 2D17 | ARMSTRONG CEILING TILE - CIRRUS TEGULAR; COLOR: WHITE; SERIES #534 GRID-15/16" EXPOSED TEE GRID SYSTEM-WHITE; SIZE: 2'x2'x3/4" | n/a | n/a | n/a | n/a | Clinic_076-078_Finish Schedule | n/a
CeilingMaterial | bill.east@us.army.mil | 2012-10-26T09:46:00 | Requirement | Space | 2D17 | ACOUSTICAL CEILING TILE | n/a | n/a | n/a | n/a | Clinic_076-078_Finish Schedule | n/a
FloorColor | bill.east@us.army.mil | 2012-10-26T09:46:00 | Requirement | Space | 2D17 | INTERFACE - CARIBBEAN #3063 SEA TURTLE | n/a | n/a | n/a | n/a | Clinic_076-078_Finish Schedule | n/a
FloorMaterial | bill.east@us.army.mil | 2012-10-26T09:46:00 | Requirement | Space | 2D17 | CARPET | n/a | n/a | n/a | n/a | Clinic_076-078_Finish Schedule | n/a
WallColor-East | bill.east@us.army.mil | 2012-10-26T09:46:00 | Requirement | Space | 2D17 | DEVOE # 2W18-2 PRARIE BUFF | n/a | n/a | n/a | n/a | Clinic_076-078_Finish Schedule | n/a
WallColor-North | bill.east@us.army.mil | 2012-10-26T09:46:00 | Requirement | Space | 2D17 | DEVOE # 2W18-2 PRARIE BUFF | n/a | n/a | n/a | n/a | Clinic_076-078_Finish Schedule | n/a
WallColor-South | bill.east@us.army.mil | 2012-10-26T09:46:00 | Requirement | Space | 2D17 | DEVOE # 2W18-2 PRARIE BUFF | n/a | n/a | n/a | n/a | Clinic_076-078_Finish Schedule | n/a
WallColor-West | bill.east@us.army.mil | 2012-10-26T09:46:00 | Requirement | Space | 2D17 | DEVOE # 2W18-2 PRARIE BUFF | n/a | n/a | n/a | n/a | Clinic_076-078_Finish Schedule | n/a
WallMaterial-East | bill.east@us.army.mil | 2012-10-26T09:46:00 | Requirement | Space | 2D17 | GYPSUM WALLBOARD WITH PAINT | n/a | n/a | n/a | n/a | Clinic_076-078_Finish Schedule | n/a
WallMaterial-North | bill.east@us.army.mil | 2012-10-26T09:46:00 | Requirement | Space | 2D17 | GYPSUM WALLBOARD WITH PAINT | n/a | n/a | n/a | n/a | Clinic_076-078_Finish Schedule | n/a
WallMaterial-South | bill.east@us.army.mil | 2012-10-26T09:46:00 | Requirement | Space | 2D17 | GYPSUM WALLBOARD WITH PAINT | n/a | n/a | n/a | n/a | Clinic_076-078_Finish Schedule | n/a
WallMaterial-West | bill.east@us.army.mil | 2012-10-26T09:46:00 | Requirement | Space | 2D17 | GYPSUM WALLBOARD WITH PAINT | n/a | n/a | n/a | n/a | Clinic_076-078_Finish Schedule | n/a
BaseColor | bill.east@us.army.mil | 2012-10-26T09:46:00 | Requirement | Space | 2D18 | ROPPE - 40 FAWN - 4" HIGH RUBBER COVE BASE | n/a | n/a | n/a | n/a | Clinic_076-078_Finish Schedule | n/a
BaseMaterial | bill.east@us.army.mil | 2012-10-26T09:46:00 | Requirement | Space | 2D18 | RUBBER BASE | n/a | n/a | n/a | n/a | Clinic_076-078_Finish Schedule | n/a
CeilingColor | bill.east@us.army.mil | 2012-10-26T09:46:00 | Requirement | Space | 2D18 | ARMSTRONG CEILING TILE - CIRRUS TEGULAR; COLOR: WHITE; SERIES #534 GRID-15/16" EXPOSED TEE GRID SYSTEM-WHITE; SIZE: 2'x2'x3/4" | n/a | n/a | n/a | n/a | Clinic_076-078_Finish Schedule | n/a
CeilingMaterial | bill.east@us.army.mil | 2012-10-26T09:46:00 | Requirement | Space | 2D18 | ACOUSTICAL CEILING TILE | n/a | n/a | n/a | n/a | Clinic_076-078_Finish Schedule | n/a
FloorColor | bill.east@us.army.mil | 2012-10-26T09:46:00 | Requirement | Space | 2D18 | INTERFACE - CARIBBEAN #3063 SEA TURTLE | n/a | n/a | n/a | n/a | Clinic_076-078_Finish Schedule | n/a
FloorMaterial | bill.east@us.army.mil | 2012-10-26T09:46:00 | Requirement | Space | 2D18 | CARPET | n/a | n/a | n/a | n/a | Clinic_076-078_Finish Schedule | n/a
WallColor-East | bill.east@us.army.mil | 2012-10-26T09:46:00 | Requirement | Space | 2D18 | DEVOE # 2W18-2 PRARIE BUFF | n/a | n/a | n/a | n/a | Clinic_076-078_Finish Schedule | n/a
WallColor-North | bill.east@us.army.mil | 2012-10-26T09:46:00 | Requirement | Space | 2D18 | DEVOE # 2W18-2 PRARIE BUFF | n/a | n/a | n/a | n/a | Clinic_076-078_Finish Schedule | n/a
WallColor-South | bill.east@us.army.mil | 2012-10-26T09:46:00 | Requirement | Space | 2D18 | DEVOE # 2W18-2 PRARIE BUFF | n/a | n/a | n/a | n/a | Clinic_076-078_Finish Schedule | n/a
WallColor-West | bill.east@us.army.mil | 2012-10-26T09:46:00 | Requirement | Space | 2D18 | DEVOE # 2W18-2 PRARIE BUFF | n/a | n/a | n/a | n/a | Clinic_076-078_Finish Schedule | n/a
WallMaterial-East | bill.east@us.army.mil | 2012-10-26T09:46:00 | Requirement | Space | 2D18 | GYPSUM WALLBOARD WITH PAINT | n/a | n/a | n/a | n/a | Clinic_076-078_Finish Schedule | n/a
WallMaterial-North | bill.east@us.army.mil | 2012-10-26T09:46:00 | Requirement | Space | 2D18 | GYPSUM WALLBOARD WITH PAINT | n/a | n/a | n/a | n/a | Clinic_076-078_Finish Schedule | n/a
WallMaterial-South | bill.east@us.army.mil | 2012-10-26T09:46:00 | Requirement | Space | 2D18 | GYPSUM WALLBOARD WITH PAINT | n/a | n/a | n/a | n/a | Clinic_076-078_Finish Schedule | n/a
WallMaterial-West | bill.east@us.army.mil | 2012-10-26T09:46:00 | Requirement | Space | 2D18 | GYPSUM WALLBOARD WITH PAINT | n/a | n/a | n/a | n/a | Clinic_076-078_Finish Schedule | n/a
BaseColor | bill.east@us.army.mil | 2012-10-26T09:46:00 | Requirement | Space | 2D19 | ROPPE - 40 FAWN - 4" HIGH RUBBER COVE BASE | n/a | n/a | n/a | n/a | Clinic_076-078_Finish Schedule | n/a
BaseMaterial | bill.east@us.army.mil | 2012-10-26T09:46:00 | Requirement | Space | 2D19 | RUBBER BASE | n/a | n/a | n/a | n/a | Clinic_076-078_Finish Schedule | n/a
CeilingColor | bill.east@us.army.mil | 2012-10-26T09:46:00 | Requirement | Space | 2D19 | ARMSTRONG CEILING TILE - CIRRUS TEGULAR; COLOR: WHITE; SERIES #534 GRID-15/16" EXPOSED TEE GRID SYSTEM-WHITE; SIZE: 2'x2'x3/4" | n/a | n/a | n/a | n/a | Clinic_076-078_Finish Schedule | n/a
CeilingMaterial | bill.east@us.army.mil | 2012-10-26T09:46:00 | Requirement | Space | 2D19 | ACOUSTICAL CEILING TILE | n/a | n/a | n/a | n/a | Clinic_076-078_Finish Schedule | n/a
FloorColor | bill.east@us.army.mil | 2012-10-26T09:46:00 | Requirement | Space | 2D19 | INTERFACE - CARIBBEAN #3063 SEA TURTLE | n/a | n/a | n/a | n/a | Clinic_076-078_Finish Schedule | n/a
FloorMaterial | bill.east@us.army.mil | 2012-10-26T09:46:00 | Requirement | Space | 2D19 | CARPET | n/a | n/a | n/a | n/a | Clinic_076-078_Finish Schedule | n/a
WallColor-East | bill.east@us.army.mil | 2012-10-26T09:46:00 | Requirement | Space | 2D19 | DEVOE # 2W18-2 PRARIE BUFF | n/a | n/a | n/a | n/a | Clinic_076-078_Finish Schedule | n/a
WallColor-North | bill.east@us.army.mil | 2012-10-26T09:46:00 | Requirement | Space | 2D19 | DEVOE # 2W18-2 PRARIE BUFF | n/a | n/a | n/a | n/a | Clinic_076-078_Finish Schedule | n/a
WallColor-South | bill.east@us.army.mil | 2012-10-26T09:46:00 | Requirement | Space | 2D19 | DEVOE # 2W18-2 PRARIE BUFF | n/a | n/a | n/a | n/a | Clinic_076-078_Finish Schedule | n/a
WallColor-West | bill.east@us.army.mil | 2012-10-26T09:46:00 | Requirement | Space | 2D19 | DEVOE # 2W18-2 PRARIE BUFF | n/a | n/a | n/a | n/a | Clinic_076-078_Finish Schedule | n/a
WallMaterial-East | bill.east@us.army.mil | 2012-10-26T09:46:00 | Requirement | Space | 2D19 | GYPSUM WALLBOARD WITH PAINT | n/a | n/a | n/a | n/a | Clinic_076-078_Finish Schedule | n/a
WallMaterial-North | bill.east@us.army.mil | 2012-10-26T09:46:00 | Requirement | Space | 2D19 | GYPSUM WALLBOARD WITH PAINT | n/a | n/a | n/a | n/a | Clinic_076-078_Finish Schedule | n/a
WallMaterial-South | bill.east@us.army.mil | 2012-10-26T09:46:00 | Requirement | Space | 2D19 | GYPSUM WALLBOARD WITH PAINT | n/a | n/a | n/a | n/a | Clinic_076-078_Finish Schedule | n/a
WallMaterial-West | bill.east@us.army.mil | 2012-10-26T09:46:00 | Requirement | Space | 2D19 | GYPSUM WALLBOARD WITH PAINT | n/a | n/a | n/a | n/a | Clinic_076-078_Finish Schedule | n/a
BaseColor | bill.east@us.army.mil | 2012-10-26T09:46:00 | Requirement | Space | 2D20 | ROPPE - 40 FAWN - 4" HIGH RUBBER COVE BASE | n/a | n/a | n/a | n/a | Clinic_076-078_Finish Schedule | n/a
BaseMaterial | bill.east@us.army.mil | 2012-10-26T09:46:00 | Requirement | Space | 2D20 | RUBBER BASE | n/a | n/a | n/a | n/a | Clinic_076-078_Finish Schedule | n/a
CeilingColor | bill.east@us.army.mil | 2012-10-26T09:46:00 | Requirement | Space | 2D20 | ARMSTRONG CEILING TILE - CIRRUS TEGULAR; COLOR: WHITE; SERIES #534 GRID-15/16" EXPOSED TEE GRID SYSTEM-WHITE; SIZE: 2'x2'x3/4" | n/a | n/a | n/a | n/a | Clinic_076-078_Finish Schedule | n/a
CeilingMaterial | bill.east@us.army.mil | 2012-10-26T09:46:00 | Requirement | Space | 2D20 | ACOUSTICAL CEILING TILE | n/a | n/a | n/a | n/a | Clinic_076-078_Finish Schedule | n/a
FloorColor | bill.east@us.army.mil | 2012-10-26T09:46:00 | Requirement | Space | 2D20 | INTERFACE - CARIBBEAN #3080 ANTIQUA | n/a | n/a | n/a | n/a | Clinic_076-078_Finish Schedule | n/a
FloorMaterial | bill.east@us.army.mil | 2012-10-26T09:46:00 | Requirement | Space | 2D20 | CARPET | n/a | n/a | n/a | n/a | Clinic_076-078_Finish Schedule | n/a
WallColor-East | bill.east@us.army.mil | 2012-10-26T09:46:00 | Requirement | Space | 2D20 | DEVOE # 2W18-2 PRARIE BUFF | n/a | n/a | n/a | n/a | Clinic_076-078_Finish Schedule | n/a
WallColor-North | bill.east@us.army.mil | 2012-10-26T09:46:00 | Requirement | Space | 2D20 | DEVOE # 2W18-2 PRARIE BUFF | n/a | n/a | n/a | n/a | Clinic_076-078_Finish Schedule | n/a
WallColor-South | bill.east@us.army.mil | 2012-10-26T09:46:00 | Requirement | Space | 2D20 | DEVOE # 2W18-2 PRARIE BUFF | n/a | n/a | n/a | n/a | Clinic_076-078_Finish Schedule | n/a
WallColor-West | bill.east@us.army.mil | 2012-10-26T09:46:00 | Requirement | Space | 2D20 | DEVOE # 2W18-2 PRARIE BUFF | n/a | n/a | n/a | n/a | Clinic_076-078_Finish Schedule | n/a
WallMaterial-East | bill.east@us.army.mil | 2012-10-26T09:46:00 | Requirement | Space | 2D20 | GYPSUM WALLBOARD WITH PAINT | n/a | n/a | n/a | n/a | Clinic_076-078_Finish Schedule | n/a
WallMaterial-North | bill.east@us.army.mil | 2012-10-26T09:46:00 | Requirement | Space | 2D20 | GYPSUM WALLBOARD WITH PAINT | n/a | n/a | n/a | n/a | Clinic_076-078_Finish Schedule | n/a
WallMaterial-South | bill.east@us.army.mil | 2012-10-26T09:46:00 | Requirement | Space | 2D20 | GYPSUM WALLBOARD WITH PAINT | n/a | n/a | n/a | n/a | Clinic_076-078_Finish Schedule | n/a
WallMaterial-West | bill.east@us.army.mil | 2012-10-26T09:46:00 | Requirement | Space | 2D20 | GYPSUM WALLBOARD WITH PAINT | n/a | n/a | n/a | n/a | Clinic_076-078_Finish Schedule | n/a
BaseColor | bill.east@us.army.mil | 2012-10-26T09:46:00 | Requirement | Space | 2D21 | ROPPE - 40 FAWN - 4" HIGH RUBBER COVE BASE | n/a | n/a | n/a | n/a | Clinic_076-078_Finish Schedule | n/a
BaseMaterial | bill.east@us.army.mil | 2012-10-26T09:46:00 | Requirement | Space | 2D21 | RUBBER BASE | n/a | n/a | n/a | n/a | Clinic_076-078_Finish Schedule | n/a
CeilingColor | bill.east@us.army.mil | 2012-10-26T09:46:00 | Requirement | Space | 2D21 | ARMSTRONG CEILING TILE - CIRRUS TEGULAR; COLOR: WHITE; SERIES #534 GRID-15/16" EXPOSED TEE GRID SYSTEM-WHITE; SIZE: 2'x2'x3/4" | n/a | n/a | n/a | n/a | Clinic_076-078_Finish Schedule | n/a
CeilingMaterial | bill.east@us.army.mil | 2012-10-26T09:46:00 | Requirement | Space | 2D21 | ACOUSTICAL CEILING TILE | n/a | n/a | n/a | n/a | Clinic_076-078_Finish Schedule | n/a
FloorColor | bill.east@us.army.mil | 2012-10-26T09:46:00 | Requirement | Space | 2D21 | INTERFACE - CARIBBEAN #3080 ANTIQUA | n/a | n/a | n/a | n/a | Clinic_076-078_Finish Schedule | n/a
FloorMaterial | bill.east@us.army.mil | 2012-10-26T09:46:00 | Requirement | Space | 2D21 | CARPET | n/a | n/a | n/a | n/a | Clinic_076-078_Finish Schedule | n/a
WallColor-East | bill.east@us.army.mil | 2012-10-26T09:46:00 | Requirement | Space | 2D21 | DEVOE # 2W18-2 PRARIE BUFF | n/a | n/a | n/a | n/a | Clinic_076-078_Finish Schedule | n/a
WallColor-North | bill.east@us.army.mil | 2012-10-26T09:46:00 | Requirement | Space | 2D21 | DEVOE # 2W18-2 PRARIE BUFF | n/a | n/a | n/a | n/a | Clinic_076-078_Finish Schedule | n/a
WallColor-South | bill.east@us.army.mil | 2012-10-26T09:46:00 | Requirement | Space | 2D21 | DEVOE # 2W18-2 PRARIE BUFF | n/a | n/a | n/a | n/a | Clinic_076-078_Finish Schedule | n/a
WallColor-West | bill.east@us.army.mil | 2012-10-26T09:46:00 | Requirement | Space | 2D21 | DEVOE # 2W18-2 PRARIE BUFF | n/a | n/a | n/a | n/a | Clinic_076-078_Finish Schedule | n/a
WallMaterial-East | bill.east@us.army.mil | 2012-10-26T09:46:00 | Requirement | Space | 2D21 | GYPSUM WALLBOARD WITH PAINT | n/a | n/a | n/a | n/a | Clinic_076-078_Finish Schedule | n/a
WallMaterial-North | bill.east@us.army.mil | 2012-10-26T09:46:00 | Requirement | Space | 2D21 | GYPSUM WALLBOARD WITH PAINT | n/a | n/a | n/a | n/a | Clinic_076-078_Finish Schedule | n/a
WallMaterial-South | bill.east@us.army.mil | 2012-10-26T09:46:00 | Requirement | Space | 2D21 | GYPSUM WALLBOARD WITH PAINT | n/a | n/a | n/a | n/a | Clinic_076-078_Finish Schedule | n/a
WallMaterial-West | bill.east@us.army.mil | 2012-10-26T09:46:00 | Requirement | Space | 2D21 | GYPSUM WALLBOARD WITH PAINT | n/a | n/a | n/a | n/a | Clinic_076-078_Finish Schedule | n/a
BaseColor | bill.east@us.army.mil | 2012-10-26T09:46:00 | Requirement | Space | 2DC1 | ROPPE - 40 FAWN - 4" HIGH RUBBER COVE BASE | n/a | n/a | n/a | n/a | Clinic_076-078_Finish Schedule | n/a
BaseMaterial | bill.east@us.army.mil | 2012-10-26T09:46:00 | Requirement | Space | 2DC1 | RUBBER BASE | n/a | n/a | n/a | n/a | Clinic_076-078_Finish Schedule | n/a
CeilingColor | bill.east@us.army.mil | 2012-10-26T09:46:00 | Requirement | Space | 2DC1 | ARMSTRONG CEILING TILE - CIRRUS TEGULAR; COLOR: WHITE; SERIES #534 GRID-15/16" EXPOSED TEE GRID SYSTEM-WHITE; SIZE: 2'x2'x3/4" | n/a | n/a | n/a | n/a | Clinic_076-078_Finish Schedule | n/a
CeilingMaterial | bill.east@us.army.mil | 2012-10-26T09:46:00 | Requirement | Space | 2DC1 | ACOUSTICAL CEILING TILE | n/a | n/a | n/a | n/a | Clinic_076-078_Finish Schedule | n/a
FloorColor | bill.east@us.army.mil | 2012-10-26T09:46:00 | Requirement | Space | 2DC1 | VAMERICAN OLEAN #A-55 DOE SIZE: 2"x2",2 | n/a | n/a | n/a | n/a | Clinic_076-078_Finish Schedule | n/a
FloorMaterial | bill.east@us.army.mil | 2012-10-26T09:46:00 | Requirement | Space | 2DC1 | VINYL COMPOSITION TILE | n/a | n/a | n/a | n/a | Clinic_076-078_Finish Schedule | n/a
WallColor-East | bill.east@us.army.mil | 2012-10-26T09:46:00 | Requirement | Space | 2DC1 | DEVOE # 2W18-2 PRARIE BUFF | n/a | n/a | n/a | n/a | Clinic_076-078_Finish Schedule | n/a
WallColor-North | bill.east@us.army.mil | 2012-10-26T09:46:00 | Requirement | Space | 2DC1 | DEVOE # 2W18-2 PRARIE BUFF | n/a | n/a | n/a | n/a | Clinic_076-078_Finish Schedule | n/a
WallColor-South | bill.east@us.army.mil | 2012-10-26T09:46:00 | Requirement | Space | 2DC1 | DEVOE # 2W18-2 PRARIE BUFF | n/a | n/a | n/a | n/a | Clinic_076-078_Finish Schedule | n/a
WallColor-West | bill.east@us.army.mil | 2012-10-26T09:46:00 | Requirement | Space | 2DC1 | DEVOE # 2W18-2 PRARIE BUFF | n/a | n/a | n/a | n/a | Clinic_076-078_Finish Schedule | n/a
WallMaterial-East | bill.east@us.army.mil | 2012-10-26T09:46:00 | Requirement | Space | 2DC1 | GYPSUM WALLBOARD WITH PAINT | n/a | n/a | n/a | n/a | Clinic_076-078_Finish Schedule | n/a
WallMaterial-North | bill.east@us.army.mil | 2012-10-26T09:46:00 | Requirement | Space | 2DC1 | GYPSUM WALLBOARD WITH PAINT | n/a | n/a | n/a | n/a | Clinic_076-078_Finish Schedule | n/a
WallMaterial-South | bill.east@us.army.mil | 2012-10-26T09:46:00 | Requirement | Space | 2DC1 | GYPSUM WALLBOARD WITH PAINT | n/a | n/a | n/a | n/a | Clinic_076-078_Finish Schedule | n/a
WallMaterial-West | bill.east@us.army.mil | 2012-10-26T09:46:00 | Requirement | Space | 2DC1 | GYPSUM WALLBOARD WITH PAINT | n/a | n/a | n/a | n/a | Clinic_076-078_Finish Schedule | n/a
BaseColor | bill.east@us.army.mil | 2012-10-26T09:46:00 | Requirement | Space | 2DC2 | ROPPE - 40 FAWN - 4" HIGH RUBBER COVE BASE | n/a | n/a | n/a | n/a | Clinic_076-078_Finish Schedule | n/a
BaseMaterial | bill.east@us.army.mil | 2012-10-26T09:46:00 | Requirement | Space | 2DC2 | RUBBER BASE | n/a | n/a | n/a | n/a | Clinic_076-078_Finish Schedule | n/a
CeilingColor | bill.east@us.army.mil | 2012-10-26T09:46:00 | Requirement | Space | 2DC2 | ARMSTRONG CEILING TILE - CIRRUS TEGULAR; COLOR: WHITE; SERIES #534 GRID-15/16" EXPOSED TEE GRID SYSTEM-WHITE; SIZE: 2'x2'x3/4" | n/a | n/a | n/a | n/a | Clinic_076-078_Finish Schedule | n/a
CeilingMaterial | bill.east@us.army.mil | 2012-10-26T09:46:00 | Requirement | Space | 2DC2 | ACOUSTICAL CEILING TILE | n/a | n/a | n/a | n/a | Clinic_076-078_Finish Schedule | n/a
FloorColor | bill.east@us.army.mil | 2012-10-26T09:46:00 | Requirement | Space | 2DC2 | VAMERICAN OLEAN #A-55 DOE SIZE: 2"x2",2 | n/a | n/a | n/a | n/a | Clinic_076-078_Finish Schedule | n/a
FloorMaterial | bill.east@us.army.mil | 2012-10-26T09:46:00 | Requirement | Space | 2DC2 | VINYL COMPOSITION TILE | n/a | n/a | n/a | n/a | Clinic_076-078_Finish Schedule | n/a
WallColor-East | bill.east@us.army.mil | 2012-10-26T09:46:00 | Requirement | Space | 2DC2 | DEVOE # 2W18-2 PRARIE BUFF | n/a | n/a | n/a | n/a | Clinic_076-078_Finish Schedule | n/a
WallColor-North | bill.east@us.army.mil | 2012-10-26T09:46:00 | Requirement | Space | 2DC2 | DEVOE # 2W18-2 PRARIE BUFF | n/a | n/a | n/a | n/a | Clinic_076-078_Finish Schedule | n/a
WallColor-South | bill.east@us.army.mil | 2012-10-26T09:46:00 | Requirement | Space | 2DC2 | DEVOE # 2W18-2 PRARIE BUFF | n/a | n/a | n/a | n/a | Clinic_076-078_Finish Schedule | n/a
WallColor-West | bill.east@us.army.mil | 2012-10-26T09:46:00 | Requirement | Space | 2DC2 | DEVOE # 2W18-2 PRARIE BUFF | n/a | n/a | n/a | n/a | Clinic_076-078_Finish Schedule | n/a
WallMaterial-East | bill.east@us.army.mil | 2012-10-26T09:46:00 | Requirement | Space | 2DC2 | GYPSUM WALLBOARD WITH PAINT | n/a | n/a | n/a | n/a | Clinic_076-078_Finish Schedule | n/a
WallMaterial-North | bill.east@us.army.mil | 2012-10-26T09:46:00 | Requirement | Space | 2DC2 | GYPSUM WALLBOARD WITH PAINT | n/a | n/a | n/a | n/a | Clinic_076-078_Finish Schedule | n/a
WallMaterial-South | bill.east@us.army.mil | 2012-10-26T09:46:00 | Requirement | Space | 2DC2 | GYPSUM WALLBOARD WITH PAINT | n/a | n/a | n/a | n/a | Clinic_076-078_Finish Schedule | n/a
WallMaterial-West | bill.east@us.army.mil | 2012-10-26T09:46:00 | Requirement | Space | 2DC2 | GYPSUM WALLBOARD WITH PAINT | n/a | n/a | n/a | n/a | Clinic_076-078_Finish Schedule | n/a
Return Duct (Unit/Room Outlet) Test Pressure | bill.east@us.army.mil | 2012-10-26T09:46:00 | Requirement | Type | AC Unit Type 1 | 250 Negative | P | n/a | n/a | n/a | Clinic_245_HVACSChedules.PDF Duct Static Pressure Schedule, Column 6 | n/a
Return Duct (Unit/Room Outlet) Leak Class | bill.east@us.army.mil | 2012-10-26T09:46:00 | Requirement | Type | AC Unit Type 1 | 3 | n/a | n/a | n/a | n/a | Clinic_245_HVACSChedules.PDF Duct Static Pressure Schedule, Column 5 | n/a
Return Duct (Unit/Room Outlet) Min. Static Pressure | bill.east@us.army.mil | 2012-10-26T09:46:00 | Requirement | Type | AC Unit Type 1 | 250 Negative | P | n/a | n/a | n/a | Clinic_245_HVACSChedules.PDF Duct Static Pressure Schedule, Column 3 | n/a
Return Duct (Unit/Room Outlet)Seal Class | bill.east@us.army.mil | 2012-10-26T09:46:00 | Requirement | Type | AC Unit Type 1 | A | n/a | n/a | n/a | n/a | Clinic_245_HVACSChedules.PDF Duct Static Pressure Schedule, Column 4 | n/a
Supply Duct (Unit/Room Outlet) Leak Class | bill.east@us.army.mil | 2012-10-26T09:46:00 | Requirement | Type | AC Unit Type 1 | 3 | n/a | n/a | n/a | n/a | Clinic_245_HVACSChedules.PDF Duct Static Pressure Schedule, Column 5 | n/a
Supply Duct (Unit/Room Outlet) Min. Static Pressure | bill.east@us.army.mil | 2012-10-26T09:46:00 | Requirement | Type | AC Unit Type 1 | 250 Positive | P | n/a | n/a | n/a | Clinic_245_HVACSChedules.PDF Duct Static Pressure Schedule, Column 3 | n/a
Supply Duct (Unit/Room Outlet) Test Pressure | bill.east@us.army.mil | 2012-10-26T09:46:00 | Requirement | Type | AC Unit Type 1 | 250 Positive | P | n/a | n/a | n/a | Clinic_245_HVACSChedules.PDF Duct Static Pressure Schedule, Column 6 | n/a
Supply Duct (Unit/Room Outlet)Seal Class | bill.east@us.army.mil | 2012-10-26T09:46:00 | Requirement | Type | AC Unit Type 1 | A | n/a | n/a | n/a | n/a | Clinic_245_HVACSChedules.PDF Duct Static Pressure Schedule, Column 4 | n/a
Approx. E.S.P. | bill.east@us.army.mil | 2012-10-26T09:46:00 | Requirement | Component | AC Unit Type 1 AC-1 | 50 | Pa | n/a | n/a | n/a | Clinic_245_HVACSChedules.PDF A.C. Unit Schedule, Column 6 | n/a
Approx. Fan | bill.east@us.army.mil | 2012-10-26T09:46:00 | Requirement | Component | AC Unit Type 1 AC-1 | 0.07 | Kw | n/a | n/a | n/a | Clinic_245_HVACSChedules.PDF A.C. Unit Schedule, Column 7 | n/a
D.X. Cooling Coil Sensible | bill.east@us.army.mil | 2012-10-26T09:46:00 | Requirement | Component | AC Unit Type 1 AC-1 | 2500 | Watts | n/a | n/a | n/a | Clinic_245_HVACSChedules.PDF A.C. Unit Schedule, Column 9 | n/a
D.X. Cooling Coil Total | bill.east@us.army.mil | 2012-10-26T09:46:00 | Requirement | Component | AC Unit Type 1 AC-1 | 2500 | Watts | n/a | n/a | n/a | Clinic_245_HVACSChedules.PDF A.C. Unit Schedule, Column 8 | n/a
Frequency | bill.east@us.army.mil | 2012-10-26T09:46:00 | Requirement | Component | AC Unit Type 1 AC-1 | 60 | Hertz | n/a | n/a | n/a | Clinic_245_HVACSChedules.PDF A.C. Unit Schedule, Column 12 | n/a
Outside Air | bill.east@us.army.mil | 2012-10-26T09:46:00 | Requirement | Component | AC Unit Type 1 AC-1 | 0 | L/s | n/a | n/a | n/a | Clinic_245_HVACSChedules.PDF A.C. Unit Schedule, Column 5 | n/a
Phase | bill.east@us.army.mil | 2012-10-26T09:46:00 | Requirement | Component | AC Unit Type 1 AC-1 | 1 | n/a | n/a | n/a | n/a | Clinic_245_HVACSChedules.PDF A.C. Unit Schedule, Column 11 | n/a
Remarks | bill.east@us.army.mil | 2012-10-26T09:46:00 | Requirement | Component | AC Unit Type 1 AC-1 | Ductless, Suspended and a COS | n/a | n/a | n/a | n/a | Clinic_245_HVACSChedules.PDF A.C. Unit Schedule, Column 13 | n/a
Total | bill.east@us.army.mil | 2012-10-26T09:46:00 | Requirement | Component | AC Unit Type 1 AC-1 | 300 | L/s | n/a | n/a | n/a | Clinic_245_HVACSChedules.PDF A.C. Unit Schedule, Column 4 | n/a
Voltage | bill.east@us.army.mil | 2012-10-26T09:46:00 | Requirement | Component | AC Unit Type 1 AC-1 | 120 | Watt | n/a | n/a | n/a | Clinic_245_HVACSChedules.PDF A.C. Unit Schedule, Column 10 | n/a
Approx. E.S.P. | bill.east@us.army.mil | 2012-10-26T09:46:00 | Requirement | Component | AC Unit Type 1 AC-2 | 50 | Pa | n/a | n/a | n/a | Clinic_245_HVACSChedules.PDF A.C. Unit Schedule, Column 6 | n/a
Approx. Fan | bill.east@us.army.mil | 2012-10-26T09:46:00 | Requirement | Component | AC Unit Type 1 AC-2 | 0.07 | Kw | n/a | n/a | n/a | Clinic_245_HVACSChedules.PDF A.C. Unit Schedule, Column 7 | n/a
D.X. Cooling Coil Sensible | bill.east@us.army.mil | 2012-10-26T09:46:00 | Requirement | Component | AC Unit Type 1 AC-2 | 2500 | Watts | n/a | n/a | n/a | Clinic_245_HVACSChedules.PDF A.C. Unit Schedule, Column 9 | n/a
D.X. Cooling Coil Total | bill.east@us.army.mil | 2012-10-26T09:46:00 | Requirement | Component | AC Unit Type 1 AC-2 | 2500 | Watts | n/a | n/a | n/a | Clinic_245_HVACSChedules.PDF A.C. Unit Schedule, Column 8 | n/a
Frequency | bill.east@us.army.mil | 2012-10-26T09:46:00 | Requirement | Component | AC Unit Type 1 AC-2 | 60 | Hertz | n/a | n/a | n/a | Clinic_245_HVACSChedules.PDF A.C. Unit Schedule, Column 12 | n/a
Outside Air | bill.east@us.army.mil | 2012-10-26T09:46:00 | Requirement | Component | AC Unit Type 1 AC-2 | 0 | L/s | n/a | n/a | n/a | Clinic_245_HVACSChedules.PDF A.C. Unit Schedule, Column 5 | n/a
Phase | bill.east@us.army.mil | 2012-10-26T09:46:00 | Requirement | Component | AC Unit Type 1 AC-2 | 1 | n/a | n/a | n/a | n/a | Clinic_245_HVACSChedules.PDF A.C. Unit Schedule, Column 11 | n/a
Remarks | bill.east@us.army.mil | 2012-10-26T09:46:00 | Requirement | Component | AC Unit Type 1 AC-2 | Ductless, Suspended and a COS | n/a | n/a | n/a | n/a | Clinic_245_HVACSChedules.PDF A.C. Unit Schedule, Column 13 | n/a
Total | bill.east@us.army.mil | 2012-10-26T09:46:00 | Requirement | Component | AC Unit Type 1 AC-2 | 300 | L/s | n/a | n/a | n/a | Clinic_245_HVACSChedules.PDF A.C. Unit Schedule, Column 4 | n/a
Voltage | bill.east@us.army.mil | 2012-10-26T09:46:00 | Requirement | Component | AC Unit Type 1 AC-2 | 120 | Watt | n/a | n/a | n/a | Clinic_245_HVACSChedules.PDF A.C. Unit Schedule, Column 10 | n/a
Approx. E.S.P. | bill.east@us.army.mil | 2012-10-26T09:46:00 | Requirement | Component | AC Unit Type 1 AC-3 | 50 | Pa | n/a | n/a | n/a | Clinic_245_HVACSChedules.PDF A.C. Unit Schedule, Column 6 | n/a
Approx. Fan | bill.east@us.army.mil | 2012-10-26T09:46:00 | Requirement | Component | AC Unit Type 1 AC-3 | 0.07 | Kw | n/a | n/a | n/a | Clinic_245_HVACSChedules.PDF A.C. Unit Schedule, Column 7 | n/a
D.X. Cooling Coil Sensible | bill.east@us.army.mil | 2012-10-26T09:46:00 | Requirement | Component | AC Unit Type 1 AC-3 | 2500 | Watts | n/a | n/a | n/a | Clinic_245_HVACSChedules.PDF A.C. Unit Schedule, Column 9 | n/a
D.X. Cooling Coil Total | bill.east@us.army.mil | 2012-10-26T09:46:00 | Requirement | Component | AC Unit Type 1 AC-3 | 2500 | Watts | n/a | n/a | n/a | Clinic_245_HVACSChedules.PDF A.C. Unit Schedule, Column 8 | n/a
Frequency | bill.east@us.army.mil | 2012-10-26T09:46:00 | Requirement | Component | AC Unit Type 1 AC-3 | 60 | Hertz | n/a | n/a | n/a | Clinic_245_HVACSChedules.PDF A.C. Unit Schedule, Column 12 | n/a
Outside Air | bill.east@us.army.mil | 2012-10-26T09:46:00 | Requirement | Component | AC Unit Type 1 AC-3 | 0 | L/s | n/a | n/a | n/a | Clinic_245_HVACSChedules.PDF A.C. Unit Schedule, Column 5 | n/a
Phase | bill.east@us.army.mil | 2012-10-26T09:46:00 | Requirement | Component | AC Unit Type 1 AC-3 | 1 | n/a | n/a | n/a | n/a | Clinic_245_HVACSChedules.PDF A.C. Unit Schedule, Column 11 | n/a
Remarks | bill.east@us.army.mil | 2012-10-26T09:46:00 | Requirement | Component | AC Unit Type 1 AC-3 | Ductless, Suspended and a COS | n/a | n/a | n/a | n/a | Clinic_245_HVACSChedules.PDF A.C. Unit Schedule, Column 13 | n/a
Total | bill.east@us.army.mil | 2012-10-26T09:46:00 | Requirement | Component | AC Unit Type 1 AC-3 | 300 | L/s | n/a | n/a | n/a | Clinic_245_HVACSChedules.PDF A.C. Unit Schedule, Column 4 | n/a
Voltage | bill.east@us.army.mil | 2012-10-26T09:46:00 | Requirement | Component | AC Unit Type 1 AC-3 | 120 | Watt | n/a | n/a | n/a | Clinic_245_HVACSChedules.PDF A.C. Unit Schedule, Column 10 | n/a
Approx. E.S.P. | bill.east@us.army.mil | 2012-10-26T09:46:00 | Requirement | Component | AC Unit Type 1 AC-4 | 50 | Pa | n/a | n/a | n/a | Clinic_245_HVACSChedules.PDF A.C. Unit Schedule, Column 6 | n/a
Approx. Fan | bill.east@us.army.mil | 2012-10-26T09:46:00 | Requirement | Component | AC Unit Type 1 AC-4 | 0.07 | Kw | n/a | n/a | n/a | Clinic_245_HVACSChedules.PDF A.C. Unit Schedule, Column 7 | n/a
D.X. Cooling Coil Sensible | bill.east@us.army.mil | 2012-10-26T09:46:00 | Requirement | Component | AC Unit Type 1 AC-4 | 2500 | Watts | n/a | n/a | n/a | Clinic_245_HVACSChedules.PDF A.C. Unit Schedule, Column 9 | n/a
D.X. Cooling Coil Total | bill.east@us.army.mil | 2012-10-26T09:46:00 | Requirement | Component | AC Unit Type 1 AC-4 | 2500 | Watts | n/a | n/a | n/a | Clinic_245_HVACSChedules.PDF A.C. Unit Schedule, Column 8 | n/a
Frequency | bill.east@us.army.mil | 2012-10-26T09:46:00 | Requirement | Component | AC Unit Type 1 AC-4 | 60 | Hertz | n/a | n/a | n/a | Clinic_245_HVACSChedules.PDF A.C. Unit Schedule, Column 12 | n/a
Outside Air | bill.east@us.army.mil | 2012-10-26T09:46:00 | Requirement | Component | AC Unit Type 1 AC-4 | 0 | L/s | n/a | n/a | n/a | Clinic_245_HVACSChedules.PDF A.C. Unit Schedule, Column 5 | n/a
Phase | bill.east@us.army.mil | 2012-10-26T09:46:00 | Requirement | Component | AC Unit Type 1 AC-4 | 1 | n/a | n/a | n/a | n/a | Clinic_245_HVACSChedules.PDF A.C. Unit Schedule, Column 11 | n/a
Remarks | bill.east@us.army.mil | 2012-10-26T09:46:00 | Requirement | Component | AC Unit Type 1 AC-4 | Ductless, Suspended and a COS | n/a | n/a | n/a | n/a | Clinic_245_HVACSChedules.PDF A.C. Unit Schedule, Column 13 | n/a
Total | bill.east@us.army.mil | 2012-10-26T09:46:00 | Requirement | Component | AC Unit Type 1 AC-4 | 300 | L/s | n/a | n/a | n/a | Clinic_245_HVACSChedules.PDF A.C. Unit Schedule, Column 4 | n/a
Voltage | bill.east@us.army.mil | 2012-10-26T09:46:00 | Requirement | Component | AC Unit Type 1 AC-4 | 120 | Watt | n/a | n/a | n/a | Clinic_245_HVACSChedules.PDF A.C. Unit Schedule, Column 10 | n/a
Return Duct (Unit/Room Outlet) Test Pressure | bill.east@us.army.mil | 2012-10-26T09:46:00 | Requirement | Type | AC Unit Type 2 | 250 Negative | P | n/a | n/a | n/a | Clinic_245_HVACSChedules.PDF Duct Static Pressure Schedule, Column 6 | n/a
Return Duct (Unit/Room Outlet) Leak Class | bill.east@us.army.mil | 2012-10-26T09:46:00 | Requirement | Type | AC Unit Type 2 | 3 | n/a | n/a | n/a | n/a | Clinic_245_HVACSChedules.PDF Duct Static Pressure Schedule, Column 5 | n/a
Return Duct (Unit/Room Outlet) Min. Static Pressure | bill.east@us.army.mil | 2012-10-26T09:46:00 | Requirement | Type | AC Unit Type 2 | 250 Negative | P | n/a | n/a | n/a | Clinic_245_HVACSChedules.PDF Duct Static Pressure Schedule, Column 3 | n/a
Return Duct (Unit/Room Outlet)Seal Class | bill.east@us.army.mil | 2012-10-26T09:46:00 | Requirement | Type | AC Unit Type 2 | A | n/a | n/a | n/a | n/a | Clinic_245_HVACSChedules.PDF Duct Static Pressure Schedule, Column 4 | n/a
Supply Duct (Unit/Room Outlet) Leak Class | bill.east@us.army.mil | 2012-10-26T09:46:00 | Requirement | Type | AC Unit Type 2 | 3 | n/a | n/a | n/a | n/a | Clinic_245_HVACSChedules.PDF Duct Static Pressure Schedule, Column 5 | n/a
Supply Duct (Unit/Room Outlet) Min. Static Pressure | bill.east@us.army.mil | 2012-10-26T09:46:00 | Requirement | Type | AC Unit Type 2 | 250 Positive | P | n/a | n/a | n/a | Clinic_245_HVACSChedules.PDF Duct Static Pressure Schedule, Column 3 | n/a
Supply Duct (Unit/Room Outlet) Test Pressure | bill.east@us.army.mil | 2012-10-26T09:46:00 | Requirement | Type | AC Unit Type 2 | 250 Positive | P | n/a | n/a | n/a | Clinic_245_HVACSChedules.PDF Duct Static Pressure Schedule, Column 6 | n/a
Supply Duct (Unit/Room Outlet)Seal Class | bill.east@us.army.mil | 2012-10-26T09:46:00 | Requirement | Type | AC Unit Type 2 | A | n/a | n/a | n/a | n/a | Clinic_245_HVACSChedules.PDF Duct Static Pressure Schedule, Column 4 | n/a
Approx. E.S.P. | bill.east@us.army.mil | 2012-10-26T09:46:00 | Requirement | Component | AC Unit Type 2 AC-5 | 75 | Pa | n/a | n/a | n/a | Clinic_245_HVACSChedules.PDF A.C. Unit Schedule, Column 6 | n/a
Outside Air | bill.east@us.army.mil | 2012-10-26T09:46:00 | Requirement | Component | AC Unit Type 2 AC-5 | 0 | L/s | n/a | n/a | n/a | Clinic_245_HVACSChedules.PDF A.C. Unit Schedule, Column 5 | n/a
Total | bill.east@us.army.mil | 2012-10-26T09:46:00 | Requirement | Component | AC Unit Type 2 AC-5 | 300 | L/s | n/a | n/a | n/a | Clinic_245_HVACSChedules.PDF A.C. Unit Schedule, Column 4 | n/a
Approx. Fan | bill.east@us.army.mil | 2012-10-26T09:46:00 | Requirement | Component | AC Unit Type 2 AC-5 | 0.07 | Kw | n/a | n/a | n/a | Clinic_245_HVACSChedules.PDF A.C. Unit Schedule, Column 7 | n/a
D.X. Cooling Coil Sensible | bill.east@us.army.mil | 2012-10-26T09:46:00 | Requirement | Component | AC Unit Type 2 AC-5 | 3500 | Watts | n/a | n/a | n/a | Clinic_245_HVACSChedules.PDF A.C. Unit Schedule, Column 9 | n/a
D.X. Cooling Coil Total | bill.east@us.army.mil | 2012-10-26T09:46:00 | Requirement | Component | AC Unit Type 2 AC-5 | 3500 | Watts | n/a | n/a | n/a | Clinic_245_HVACSChedules.PDF A.C. Unit Schedule, Column 8 | n/a
Frequency | bill.east@us.army.mil | 2012-10-26T09:46:00 | Requirement | Component | AC Unit Type 2 AC-5 | 60 | Hertz | n/a | n/a | n/a | Clinic_245_HVACSChedules.PDF A.C. Unit Schedule, Column 12 | n/a
Phase | bill.east@us.army.mil | 2012-10-26T09:46:00 | Requirement | Component | AC Unit Type 2 AC-5 | 1 | n/a | n/a | n/a | n/a | Clinic_245_HVACSChedules.PDF A.C. Unit Schedule, Column 11 | n/a
Remarks | bill.east@us.army.mil | 2012-10-26T09:46:00 | Requirement | Component | AC Unit Type 2 AC-5 | Ducted Type, Suspended, Computer Room Unit | n/a | n/a | n/a | n/a | Clinic_245_HVACSChedules.PDF A.C. Unit Schedule, Column 13 | n/a
Voltage | bill.east@us.army.mil | 2012-10-26T09:46:00 | Requirement | Component | AC Unit Type 2 AC-5 | 120 | Volts | n/a | n/a | n/a | Clinic_245_HVACSChedules.PDF A.C. Unit Schedule, Column 10 | n/a
Ambient Temp. | bill.east@us.army.mil | 2012-10-29T09:46:00 | Requirement | Component | ACC-1 | 32.2 | C | n/a | n/a | n/a | Clinic_245_HVACSChedules.PDF Air Cooled Chiller Schedule, Column 7 | n/a
Ent. Water Temp. | bill.east@us.army.mil | 2012-10-29T09:46:00 | Requirement | Component | ACC-1 | 12.8 | C | n/a | n/a | n/a | Clinic_245_HVACSChedules.PDF Air Cooled Chiller Schedule, Column 10 | n/a
Frequency | bill.east@us.army.mil | 2012-10-29T09:46:00 | Requirement | Component | ACC-1 | 60 | Hertz | n/a | n/a | n/a | Clinic_245_HVACSChedules.PDF Air Cooled Chiller Schedule, Column 13 | n/a
Lvg. Water Temp. | bill.east@us.army.mil | 2012-10-29T09:46:00 | Requirement | Component | ACC-1 | 7.2 | C | n/a | n/a | n/a | Clinic_245_HVACSChedules.PDF Air Cooled Chiller Schedule, Column 9 | n/a
Min. Cool. Cap. | bill.east@us.army.mil | 2012-10-29T09:46:00 | Requirement | Component | ACC-1 | 523 | Kw | n/a | n/a | n/a | Clinic_245_HVACSChedules.PDF Air Cooled Chiller Schedule, Column 5 | n/a
Min. Operating Refrig. Circuits | bill.east@us.army.mil | 2012-10-29T09:46:00 | Requirement | Component | ACC-1 | 2 | n/a | n/a | n/a | n/a | Clinic_245_HVACSChedules.PDF Air Cooled Chiller Schedule, Column 4 | n/a
Min. Steps of Cap. Unloading | bill.east@us.army.mil | 2012-10-29T09:46:00 | Requirement | Component | ACC-1 | 100/75/50/25/0 | % | n/a | n/a | n/a | Clinic_245_HVACSChedules.PDF Air Cooled Chiller Schedule, Column 16 | n/a
Motor Controller | bill.east@us.army.mil | 2012-10-29T09:46:00 | Requirement | Component | ACC-1 | Integral starter | n/a | n/a | n/a | n/a | Clinic_245_HVACSChedules.PDF Air Cooled Chiller Schedule, Column 15 | n/a
Operating Power | bill.east@us.army.mil | 2012-10-29T09:46:00 | Requirement | Component | ACC-1 | 290 | Amps | n/a | n/a | n/a | Clinic_245_HVACSChedules.PDF Air Cooled Chiller Schedule, Column 14 | n/a
Phase | bill.east@us.army.mil | 2012-10-29T09:46:00 | Requirement | Component | ACC-1 | 3 | n/a | n/a | n/a | n/a | Clinic_245_HVACSChedules.PDF Air Cooled Chiller Schedule, Column 12 | n/a
Pressure Drop | bill.east@us.army.mil | 2012-10-29T09:46:00 | Requirement | Component | ACC-1 | 45 | kPa | n/a | n/a | n/a | Clinic_245_HVACSChedules.PDF Air Cooled Chiller Schedule, Column 8 | n/a
Voltage | bill.east@us.army.mil | 2012-10-29T09:46:00 | Requirement | Component | ACC-1 | 480 | Volts | n/a | n/a | n/a | Clinic_245_HVACSChedules.PDF Air Cooled Chiller Schedule, Column 11 | n/a
Water Flow | bill.east@us.army.mil | 2012-10-29T09:46:00 | Requirement | Component | ACC-1 | 85.28 | m3/hr | n/a | n/a | n/a | Clinic_245_HVACSChedules.PDF Air Cooled Chiller Schedule, Column 6 | n/a
Capacity | bill.east@us.army.mil | 2012-10-26T09:46:00 | Requirement | Component | ACCU-1 | 2500 | Watts | n/a | n/a | n/a | Clinic_245_HVACSChedules.PDF Air Cooled Condensing Unit Schedule, Column 3 | n/a
Compressor F.L.A. Ea. | bill.east@us.army.mil | 2012-10-26T09:46:00 | Requirement | Component | ACCU-1 | 7.0 | each | n/a | n/a | n/a | Clinic_245_HVACSChedules.PDF Air Cooled Condensing Unit Schedule, Column 6 | n/a
Compressor No. | bill.east@us.army.mil | 2012-10-26T09:46:00 | Requirement | Component | ACCU-1 | 1 | each | n/a | n/a | n/a | Clinic_245_HVACSChedules.PDF Air Cooled Condensing Unit Schedule, Column 5 | n/a
Condensing Fan F.L.A. Ea. | bill.east@us.army.mil | 2012-10-26T09:46:00 | Requirement | Component | ACCU-1 | 0.83 | each | n/a | n/a | n/a | Clinic_245_HVACSChedules.PDF Air Cooled Condensing Unit Schedule, Column 8 | n/a
Condensing Fan No. | bill.east@us.army.mil | 2012-10-26T09:46:00 | Requirement | Component | ACCU-1 | 1 | each | n/a | n/a | n/a | Clinic_245_HVACSChedules.PDF Air Cooled Condensing Unit Schedule, Column 7 | n/a
Efficiency | bill.east@us.army.mil | 2012-10-26T09:46:00 | Requirement | Component | ACCU-1 | 10.0 | SEER | n/a | n/a | n/a | Clinic_245_HVACSChedules.PDF Air Cooled Condensing Unit Schedule, Column 12 | n/a
Frequency | bill.east@us.army.mil | 2012-10-26T09:46:00 | Requirement | Component | ACCU-1 | 60 | Hertz | n/a | n/a | n/a | Clinic_245_HVACSChedules.PDF Air Cooled Condensing Unit Schedule, Column 11 | n/a
Matching A/C Unit | bill.east@us.army.mil | 2012-10-26T09:46:00 | Requirement | Component | ACCU-1 | AC Unit Type 1 AC-1 | n/a | n/a | n/a | n/a | Clinic_245_HVACSChedules.PDF Air Cooled Condensing Unit Schedule, Column 2 | n/a
Outdoor Design Temp. | bill.east@us.army.mil | 2012-10-26T09:46:00 | Requirement | Component | ACCU-1 | 35 | C | n/a | n/a | n/a | Clinic_245_HVACSChedules.PDF Air Cooled Condensing Unit Schedule, Column 4 | n/a
Phase | bill.east@us.army.mil | 2012-10-26T09:46:00 | Requirement | Component | ACCU-1 | 1 | n/a | n/a | n/a | n/a | Clinic_245_HVACSChedules.PDF Air Cooled Condensing Unit Schedule, Column 10 | n/a
Voltage | bill.east@us.army.mil | 2012-10-26T09:46:00 | Requirement | Component | ACCU-1 | 208 | Volts | n/a | n/a | n/a | Clinic_245_HVACSChedules.PDF Air Cooled Condensing Unit Schedule, Column 9 | n/a
Capacity | bill.east@us.army.mil | 2012-10-26T09:46:00 | Requirement | Component | ACCU-2 | 2500 | Watts | n/a | n/a | n/a | Clinic_245_HVACSChedules.PDF Air Cooled Condensing Unit Schedule, Column 3 | n/a
Compressor F.L.A. Ea. | bill.east@us.army.mil | 2012-10-26T09:46:00 | Requirement | Component | ACCU-2 | 7.0 | each | n/a | n/a | n/a | Clinic_245_HVACSChedules.PDF Air Cooled Condensing Unit Schedule, Column 6 | n/a
Compressor No. | bill.east@us.army.mil | 2012-10-26T09:46:00 | Requirement | Component | ACCU-2 | 1 | each | n/a | n/a | n/a | Clinic_245_HVACSChedules.PDF Air Cooled Condensing Unit Schedule, Column 5 | n/a
Condensing Fan F.L.A. Ea. | bill.east@us.army.mil | 2012-10-26T09:46:00 | Requirement | Component | ACCU-2 | 0.83 | each | n/a | n/a | n/a | Clinic_245_HVACSChedules.PDF Air Cooled Condensing Unit Schedule, Column 8 | n/a
Condensing Fan No. | bill.east@us.army.mil | 2012-10-26T09:46:00 | Requirement | Component | ACCU-2 | 1 | each | n/a | n/a | n/a | Clinic_245_HVACSChedules.PDF Air Cooled Condensing Unit Schedule, Column 7 | n/a
Efficiency | bill.east@us.army.mil | 2012-10-26T09:46:00 | Requirement | Component | ACCU-2 | 10.0 | SEER | n/a | n/a | n/a | Clinic_245_HVACSChedules.PDF Air Cooled Condensing Unit Schedule, Column 12 | n/a
Frequency | bill.east@us.army.mil | 2012-10-26T09:46:00 | Requirement | Component | ACCU-2 | 60 | Hertz | n/a | n/a | n/a | Clinic_245_HVACSChedules.PDF Air Cooled Condensing Unit Schedule, Column 11 | n/a
Matching A/C Unit | bill.east@us.army.mil | 2012-10-26T09:46:00 | Requirement | Component | ACCU-2 | AC Unit Type 1 AC-2 | n/a | n/a | n/a | n/a | Clinic_245_HVACSChedules.PDF Air Cooled Condensing Unit Schedule, Column 2 | n/a
Outdoor Design Temp. | bill.east@us.army.mil | 2012-10-26T09:46:00 | Requirement | Component | ACCU-2 | 35 | C | n/a | n/a | n/a | Clinic_245_HVACSChedules.PDF Air Cooled Condensing Unit Schedule, Column 4 | n/a
Phase | bill.east@us.army.mil | 2012-10-26T09:46:00 | Requirement | Component | ACCU-2 | 1 | n/a | n/a | n/a | n/a | Clinic_245_HVACSChedules.PDF Air Cooled Condensing Unit Schedule, Column 10 | n/a
Voltage | bill.east@us.army.mil | 2012-10-26T09:46:00 | Requirement | Component | ACCU-2 | 208 | Volts | n/a | n/a | n/a | Clinic_245_HVACSChedules.PDF Air Cooled Condensing Unit Schedule, Column 9 | n/a
Capacity | bill.east@us.army.mil | 2012-10-26T09:46:00 | Requirement | Component | ACCU-3 | 2500 | Watts | n/a | n/a | n/a | Clinic_245_HVACSChedules.PDF Air Cooled Condensing Unit Schedule, Column 3 | n/a
Compressor F.L.A. Ea. | bill.east@us.army.mil | 2012-10-26T09:46:00 | Requirement | Component | ACCU-3 | 7.0 | each | n/a | n/a | n/a | Clinic_245_HVACSChedules.PDF Air Cooled Condensing Unit Schedule, Column 6 | n/a
Compressor No. | bill.east@us.army.mil | 2012-10-26T09:46:00 | Requirement | Component | ACCU-3 | 1 | each | n/a | n/a | n/a | Clinic_245_HVACSChedules.PDF Air Cooled Condensing Unit Schedule, Column 5 | n/a
Condensing Fan F.L.A. Ea. | bill.east@us.army.mil | 2012-10-26T09:46:00 | Requirement | Component | ACCU-3 | 0.83 | each | n/a | n/a | n/a | Clinic_245_HVACSChedules.PDF Air Cooled Condensing Unit Schedule, Column 8 | n/a
Condensing Fan No. | bill.east@us.army.mil | 2012-10-26T09:46:00 | Requirement | Component | ACCU-3 | 1 | each | n/a | n/a | n/a | Clinic_245_HVACSChedules.PDF Air Cooled Condensing Unit Schedule, Column 7 | n/a
Efficiency | bill.east@us.army.mil | 2012-10-26T09:46:00 | Requirement | Component | ACCU-3 | 10.0 | SEER | n/a | n/a | n/a | Clinic_245_HVACSChedules.PDF Air Cooled Condensing Unit Schedule, Column 12 | n/a
Frequency | bill.east@us.army.mil | 2012-10-26T09:46:00 | Requirement | Component | ACCU-3 | 60 | Hertz | n/a | n/a | n/a | Clinic_245_HVACSChedules.PDF Air Cooled Condensing Unit Schedule, Column 11 | n/a
Matching A/C Unit | bill.east@us.army.mil | 2012-10-26T09:46:00 | Requirement | Component | ACCU-3 | AC Unit Type 1 AC-3 | n/a | n/a | n/a | n/a | Clinic_245_HVACSChedules.PDF Air Cooled Condensing Unit Schedule, Column 2 | n/a
Outdoor Design Temp. | bill.east@us.army.mil | 2012-10-26T09:46:00 | Requirement | Component | ACCU-3 | 35 | C | n/a | n/a | n/a | Clinic_245_HVACSChedules.PDF Air Cooled Condensing Unit Schedule, Column 4 | n/a
Phase | bill.east@us.army.mil | 2012-10-26T09:46:00 | Requirement | Component | ACCU-3 | 1 | n/a | n/a | n/a | n/a | Clinic_245_HVACSChedules.PDF Air Cooled Condensing Unit Schedule, Column 10 | n/a
Voltage | bill.east@us.army.mil | 2012-10-26T09:46:00 | Requirement | Component | ACCU-3 | 208 | Volts | n/a | n/a | n/a | Clinic_245_HVACSChedules.PDF Air Cooled Condensing Unit Schedule, Column 9 | n/a
Capacity | bill.east@us.army.mil | 2012-10-26T09:46:00 | Requirement | Component | ACCU-4 | 2500 | Watts | n/a | n/a | n/a | Clinic_245_HVACSChedules.PDF Air Cooled Condensing Unit Schedule, Column 3 | n/a
Compressor F.L.A. Ea. | bill.east@us.army.mil | 2012-10-26T09:46:00 | Requirement | Component | ACCU-4 | 7.0 | each | n/a | n/a | n/a | Clinic_245_HVACSChedules.PDF Air Cooled Condensing Unit Schedule, Column 6 | n/a
Compressor No. | bill.east@us.army.mil | 2012-10-26T09:46:00 | Requirement | Component | ACCU-4 | 1 | each | n/a | n/a | n/a | Clinic_245_HVACSChedules.PDF Air Cooled Condensing Unit Schedule, Column 5 | n/a
Condensing Fan F.L.A. Ea. | bill.east@us.army.mil | 2012-10-26T09:46:00 | Requirement | Component | ACCU-4 | 0.83 | each | n/a | n/a | n/a | Clinic_245_HVACSChedules.PDF Air Cooled Condensing Unit Schedule, Column 8 | n/a
Condensing Fan No. | bill.east@us.army.mil | 2012-10-26T09:46:00 | Requirement | Component | ACCU-4 | 1 | each | n/a | n/a | n/a | Clinic_245_HVACSChedules.PDF Air Cooled Condensing Unit Schedule, Column 7 | n/a
Efficiency | bill.east@us.army.mil | 2012-10-26T09:46:00 | Requirement | Component | ACCU-4 | 10.0 | SEER | n/a | n/a | n/a | Clinic_245_HVACSChedules.PDF Air Cooled Condensing Unit Schedule, Column 12 | n/a
Frequency | bill.east@us.army.mil | 2012-10-26T09:46:00 | Requirement | Component | ACCU-4 | 60 | Hertz | n/a | n/a | n/a | Clinic_245_HVACSChedules.PDF Air Cooled Condensing Unit Schedule, Column 11 | n/a
Matching A/C Unit | bill.east@us.army.mil | 2012-10-26T09:46:00 | Requirement | Component | ACCU-4 | AC Unit Type 1 AC-4 | n/a | n/a | n/a | n/a | Clinic_245_HVACSChedules.PDF Air Cooled Condensing Unit Schedule, Column 2 | n/a
Outdoor Design Temp. | bill.east@us.army.mil | 2012-10-26T09:46:00 | Requirement | Component | ACCU-4 | 35 | C | n/a | n/a | n/a | Clinic_245_HVACSChedules.PDF Air Cooled Condensing Unit Schedule, Column 4 | n/a
Phase | bill.east@us.army.mil | 2012-10-26T09:46:00 | Requirement | Component | ACCU-4 | 1 | n/a | n/a | n/a | n/a | Clinic_245_HVACSChedules.PDF Air Cooled Condensing Unit Schedule, Column 10 | n/a
Voltage | bill.east@us.army.mil | 2012-10-26T09:46:00 | Requirement | Component | ACCU-4 | 208 | Volts | n/a | n/a | n/a | Clinic_245_HVACSChedules.PDF Air Cooled Condensing Unit Schedule, Column 9 | n/a
Capacity | bill.east@us.army.mil | 2012-10-26T09:46:00 | Requirement | Component | ACCU-5 | 3500 | Watts | n/a | n/a | n/a | Clinic_245_HVACSChedules.PDF Air Cooled Condensing Unit Schedule, Column 3 | n/a
Compressor F.L.A. Ea. | bill.east@us.army.mil | 2012-10-26T09:46:00 | Requirement | Component | ACCU-5 | 10.8 | each | n/a | n/a | n/a | Clinic_245_HVACSChedules.PDF Air Cooled Condensing Unit Schedule, Column 6 | n/a
Compressor No. | bill.east@us.army.mil | 2012-10-26T09:46:00 | Requirement | Component | ACCU-5 | 1 | each | n/a | n/a | n/a | Clinic_245_HVACSChedules.PDF Air Cooled Condensing Unit Schedule, Column 5 | n/a
Condensing Fan F.L.A. Ea. | bill.east@us.army.mil | 2012-10-26T09:46:00 | Requirement | Component | ACCU-5 | 4.2 | each | n/a | n/a | n/a | Clinic_245_HVACSChedules.PDF Air Cooled Condensing Unit Schedule, Column 8 | n/a
Condensing Fan No. | bill.east@us.army.mil | 2012-10-26T09:46:00 | Requirement | Component | ACCU-5 | 1 | each | n/a | n/a | n/a | Clinic_245_HVACSChedules.PDF Air Cooled Condensing Unit Schedule, Column 7 | n/a
Efficiency | bill.east@us.army.mil | 2012-10-26T09:46:00 | Requirement | Component | ACCU-5 | 10.0 | SEER | n/a | n/a | n/a | Clinic_245_HVACSChedules.PDF Air Cooled Condensing Unit Schedule, Column 12 | n/a
Frequency | bill.east@us.army.mil | 2012-10-26T09:46:00 | Requirement | Component | ACCU-5 | 60 | Hertz | n/a | n/a | n/a | Clinic_245_HVACSChedules.PDF Air Cooled Condensing Unit Schedule, Column 11 | n/a
Matching A/C Unit | bill.east@us.army.mil | 2012-10-26T09:46:00 | Requirement | Component | ACCU-5 | AC Unit Type 1 AC-5 | n/a | n/a | n/a | n/a | Clinic_245_HVACSChedules.PDF Air Cooled Condensing Unit Schedule, Column 2 | n/a
Outdoor Design Temp. | bill.east@us.army.mil | 2012-10-26T09:46:00 | Requirement | Component | ACCU-5 | 35 | C | n/a | n/a | n/a | Clinic_245_HVACSChedules.PDF Air Cooled Condensing Unit Schedule, Column 4 | n/a
Phase | bill.east@us.army.mil | 2012-10-26T09:46:00 | Requirement | Component | ACCU-5 | 1 | n/a | n/a | n/a | n/a | Clinic_245_HVACSChedules.PDF Air Cooled Condensing Unit Schedule, Column 10 | n/a
Voltage | bill.east@us.army.mil | 2012-10-26T09:46:00 | Requirement | Component | ACCU-5 | 208 | Volts | n/a | n/a | n/a | Clinic_245_HVACSChedules.PDF Air Cooled Condensing Unit Schedule, Column 9 | n/a
Outside Air (Intake/AHU Casing) Leak Class | bill.east@us.army.mil | 2012-10-26T09:46:00 | Requirement | Type | AHU | 3 | n/a | n/a | n/a | n/a | Clinic_245_HVACSChedules.PDF Duct Static Pressure Schedule, Column 5 | n/a
Outside Air (Intake/AHU Casing) Min. Static Pressure | bill.east@us.army.mil | 2012-10-26T09:46:00 | Requirement | Type | AHU | 250 Negative | P | n/a | n/a | n/a | Clinic_245_HVACSChedules.PDF Duct Static Pressure Schedule, Column 3 | n/a
Outside Air (Intake/AHU Casing) Seal Class | bill.east@us.army.mil | 2012-10-26T09:46:00 | Requirement | Type | AHU | A | n/a | n/a | n/a | n/a | Clinic_245_HVACSChedules.PDF Duct Static Pressure Schedule, Column 4 | n/a
Outside Air (Intake/AHU Casing) Test Pressure | bill.east@us.army.mil | 2012-10-26T09:46:00 | Requirement | Type | AHU | 250 Negative | P | n/a | n/a | n/a | Clinic_245_HVACSChedules.PDF Duct Static Pressure Schedule, Column 6 | n/a
Return Duct (Room Inlet/RAF Casing) Leak Class | bill.east@us.army.mil | 2012-10-26T09:46:00 | Requirement | Type | AHU | 6 | n/a | n/a | n/a | n/a | Clinic_245_HVACSChedules.PDF Duct Static Pressure Schedule, Column 5 | n/a
Return Duct (Room Inlet/RAF Casing) Min. Static Pressure | bill.east@us.army.mil | 2012-10-26T09:46:00 | Requirement | Type | AHU | 500 Negative | P | n/a | n/a | n/a | Clinic_245_HVACSChedules.PDF Duct Static Pressure Schedule, Column 3 | n/a
Return Duct (Room Inlet/RAF Casing) Seal Class | bill.east@us.army.mil | 2012-10-26T09:46:00 | Requirement | Type | AHU | A | n/a | n/a | n/a | n/a | Clinic_245_HVACSChedules.PDF Duct Static Pressure Schedule, Column 4 | n/a
Return Duct (Room Inlet/RAF Casing) Test Pressure | bill.east@us.army.mil | 2012-10-26T09:46:00 | Requirement | Type | AHU | 500 Negative | P | n/a | n/a | n/a | Clinic_245_HVACSChedules.PDF Duct Static Pressure Schedule, Column 6 | n/a
Supply Duct (Fan/Terminal Unit) Leak Class | bill.east@us.army.mil | 2012-10-26T09:46:00 | Requirement | Type | AHU | 12 | n/a | n/a | n/a | n/a | Clinic_245_HVACSChedules.PDF Duct Static Pressure Schedule, Column 5 | n/a
Supply Duct (Fan/Terminal Unit) Min. Static Pressure | bill.east@us.army.mil | 2012-10-26T09:46:00 | Requirement | Type | AHU | 750 Positive | P | n/a | n/a | n/a | Clinic_245_HVACSChedules.PDF Duct Static Pressure Schedule, Column 3 | n/a
Supply Duct (Fan/Terminal Unit) Seal Class | bill.east@us.army.mil | 2012-10-26T09:46:00 | Requirement | Type | AHU | A | n/a | n/a | n/a | n/a | Clinic_245_HVACSChedules.PDF Duct Static Pressure Schedule, Column 4 | n/a
Supply Duct (Fan/Terminal Unit) Test Pressure | bill.east@us.army.mil | 2012-10-26T09:46:00 | Requirement | Type | AHU | 750 Positive | P | n/a | n/a | n/a | Clinic_245_HVACSChedules.PDF Duct Static Pressure Schedule, Column 6 | n/a
Supply Duct (Terminal Unit/Room Outlet) Min. Static Pressure | bill.east@us.army.mil | 2012-10-26T09:46:00 | Requirement | Type | AHU | 250 Positive | P | n/a | n/a | n/a | Clinic_245_HVACSChedules.PDF Duct Static Pressure Schedule, Column 3 | n/a
Supply Duct (Terminal Unit/Room Outlet) Seal Class | bill.east@us.army.mil | 2012-10-26T09:46:00 | Requirement | Type | AHU | A | n/a | n/a | n/a | n/a | Clinic_245_HVACSChedules.PDF Duct Static Pressure Schedule, Column 4 | n/a
Supply Duct (Terminal Unit/Room Outlet) Test Pressure | bill.east@us.army.mil | 2012-10-26T09:46:00 | Requirement | Type | AHU | 250 Positive | P | n/a | n/a | n/a | Clinic_245_HVACSChedules.PDF Duct Static Pressure Schedule, Column 6 | n/a
Supply Duct (Terminal Unit/Room Outlet} Leak Class | bill.east@us.army.mil | 2012-10-26T09:46:00 | Requirement | Type | AHU | 3 | n/a | n/a | n/a | n/a | Clinic_245_HVACSChedules.PDF Duct Static Pressure Schedule, Column 5 | n/a
Coil Air | bill.east@us.army.mil | 2012-10-26T09:46:00 | Requirement | Component | AHU-1 | 12385 | L/s | n/a | n/a | n/a | Clinic_245_HVACSChedules.PDF Air Handeling Unit Schedule, Column 13 | n/a
Coil Chilled Water | bill.east@us.army.mil | 2012-10-26T09:46:00 | Requirement | Component | AHU-1 | 14.25 | L/s | n/a | n/a | n/a | Clinic_245_HVACSChedules.PDF Air Handeling Unit Schedule, Column 22 | n/a
Coil Ent. Air. D.B. | bill.east@us.army.mil | 2012-10-26T09:46:00 | Requirement | Component | AHU-1 | 25.2 | C | n/a | n/a | n/a | Clinic_245_HVACSChedules.PDF Air Handeling Unit Schedule, Column 16 | n/a
Coil Ent. Air. W.B. | bill.east@us.army.mil | 2012-10-26T09:46:00 | Requirement | Component | AHU-1 | 18.4 | C | n/a | n/a | n/a | Clinic_245_HVACSChedules.PDF Air Handeling Unit Schedule, Column 17 | n/a
Coil Ent. Water Temp | bill.east@us.army.mil | 2012-10-26T09:46:00 | Requirement | Component | AHU-1 | 7.2 | C | n/a | n/a | n/a | Clinic_245_HVACSChedules.PDF Air Handeling Unit Schedule, Column 20 | n/a
Coil Lvg. Air D.B. | bill.east@us.army.mil | 2012-10-26T09:46:00 | Requirement | Component | AHU-1 | 10.8 | C | n/a | n/a | n/a | Clinic_245_HVACSChedules.PDF Air Handeling Unit Schedule, Column 18 | n/a
Coil Lvg. Air W.B. | bill.east@us.army.mil | 2012-10-26T09:46:00 | Requirement | Component | AHU-1 | 10.3 | C | n/a | n/a | n/a | Clinic_245_HVACSChedules.PDF Air Handeling Unit Schedule, Column 19 | n/a
Coil Lvg. Water Temp | bill.east@us.army.mil | 2012-10-26T09:46:00 | Requirement | Component | AHU-1 | 12.8 | C | n/a | n/a | n/a | Clinic_245_HVACSChedules.PDF Air Handeling Unit Schedule, Column 21 | n/a
Coil Max Face Vel. | bill.east@us.army.mil | 2012-10-26T09:46:00 | Requirement | Component | AHU-1 | 168 | M/Min | n/a | n/a | n/a | Clinic_245_HVACSChedules.PDF Air Handeling Unit Schedule, Column 14 | n/a
Coil Max. Air P.D. | bill.east@us.army.mil | 2012-10-26T09:46:00 | Requirement | Component | AHU-1 | 290 | Pa | n/a | n/a | n/a | Clinic_245_HVACSChedules.PDF Air Handeling Unit Schedule, Column 25 | n/a
Coil Max. Water P.D. | bill.east@us.army.mil | 2012-10-26T09:46:00 | Requirement | Component | AHU-1 | 61 | kPa | n/a | n/a | n/a | Clinic_245_HVACSChedules.PDF Air Handeling Unit Schedule, Column 26 | n/a
Coil Runout Pipe Supply | bill.east@us.army.mil | 2012-10-26T09:46:00 | Requirement | Component | AHU-1 | 100 | cm | n/a | n/a | n/a | Clinic_245_HVACSChedules.PDF Air Handeling Unit Schedule, Column 23 | n/a
Coil Runout Return Size | bill.east@us.army.mil | 2012-10-26T09:46:00 | Requirement | Component | AHU-1 | 100 | cm | n/a | n/a | n/a | Clinic_245_HVACSChedules.PDF Air Handeling Unit Schedule, Column 24 | n/a
Coil Total Capacity | bill.east@us.army.mil | 2012-10-26T09:46:00 | Requirement | Component | AHU-1 | 330909 | Watts | n/a | n/a | n/a | Clinic_245_HVACSChedules.PDF Air Handeling Unit Schedule, Column 15 | n/a
Fan Design Ext S.P. | bill.east@us.army.mil | 2012-10-26T09:46:00 | Requirement | Component | AHU-1 | 900 | kPa | n/a | n/a | n/a | Clinic_245_HVACSChedules.PDF Air Handeling Unit Schedule, Column 6 | n/a
Fan Frequency | bill.east@us.army.mil | 2012-10-26T09:46:00 | Requirement | Component | AHU-1 | 60 | Hertz | n/a | n/a | n/a | Clinic_245_HVACSChedules.PDF Air Handeling Unit Schedule, Column 12 | n/a
Fan Max. Sound Power Level | bill.east@us.army.mil | 2012-10-26T09:46:00 | Requirement | Component | AHU-1 | 87 | Db | n/a | n/a | n/a | Clinic_245_HVACSChedules.PDF Air Handeling Unit Schedule, Column 9 | n/a
Fan Max. Speed | bill.east@us.army.mil | 2012-10-26T09:46:00 | Requirement | Component | AHU-1 | 1120 | RPM | n/a | n/a | n/a | Clinic_245_HVACSChedules.PDF Air Handeling Unit Schedule, Column 8 | n/a
Fan Min. Motor | bill.east@us.army.mil | 2012-10-26T09:46:00 | Requirement | Component | AHU-1 | 30 | kW | n/a | n/a | n/a | Clinic_245_HVACSChedules.PDF Air Handeling Unit Schedule, Column 7 | n/a
Fan Min. Outside Air | bill.east@us.army.mil | 2012-10-26T09:46:00 | Requirement | Component | AHU-1 | 3255 | L/s | n/a | n/a | n/a | Clinic_245_HVACSChedules.PDF Air Handeling Unit Schedule, Column 5 | n/a
Fan Phase | bill.east@us.army.mil | 2012-10-26T09:46:00 | Requirement | Component | AHU-1 | 3 | Phase | n/a | n/a | n/a | Clinic_245_HVACSChedules.PDF Air Handeling Unit Schedule, Column 11 | n/a
Fan Total Air | bill.east@us.army.mil | 2012-10-26T09:46:00 | Requirement | Component | AHU-1 | 12385/8850 | L/s | n/a | n/a | n/a | Clinic_245_HVACSChedules.PDF Air Handeling Unit Schedule, Column 4 | n/a
Fan Voltage | bill.east@us.army.mil | 2012-10-26T09:46:00 | Requirement | Component | AHU-1 | 480 | Volts | n/a | n/a | n/a | Clinic_245_HVACSChedules.PDF Air Handeling Unit Schedule, Column 10 | n/a
Remarks | bill.east@us.army.mil | 2012-10-26T09:46:00 | Requirement | Component | AHU-1 | See Fan Schedule. Filters. See NOTE | n/a | n/a | n/a | n/a | Clinic_245_HVACSChedules.PDF Air Handeling Unit Schedule, Column 27 | n/a
Coil Air | bill.east@us.army.mil | 2012-10-26T09:46:00 | Requirement | Component | AHU-2 | 10675 | L/s | n/a | n/a | n/a | Clinic_245_HVACSChedules.PDF Air Handeling Unit Schedule, Column 13 | n/a
Coil Chilled Water | bill.east@us.army.mil | 2012-10-26T09:46:00 | Requirement | Component | AHU-2 | 9.44 | L/s | n/a | n/a | n/a | Clinic_245_HVACSChedules.PDF Air Handeling Unit Schedule, Column 22 | n/a
Coil Ent. Air. D.B. | bill.east@us.army.mil | 2012-10-26T09:46:00 | Requirement | Component | AHU-2 | 24.5 | C | n/a | n/a | n/a | Clinic_245_HVACSChedules.PDF Air Handeling Unit Schedule, Column 16 | n/a
Coil Ent. Air. W.B. | bill.east@us.army.mil | 2012-10-26T09:46:00 | Requirement | Component | AHU-2 | 17.2 | C | n/a | n/a | n/a | Clinic_245_HVACSChedules.PDF Air Handeling Unit Schedule, Column 17 | n/a
Coil Ent. Water Temp | bill.east@us.army.mil | 2012-10-26T09:46:00 | Requirement | Component | AHU-2 | 7.2 | C | n/a | n/a | n/a | Clinic_245_HVACSChedules.PDF Air Handeling Unit Schedule, Column 20 | n/a
Coil Lvg. Air D.B. | bill.east@us.army.mil | 2012-10-26T09:46:00 | Requirement | Component | AHU-2 | 11.3 | C | n/a | n/a | n/a | Clinic_245_HVACSChedules.PDF Air Handeling Unit Schedule, Column 18 | n/a
Coil Lvg. Air W.B. | bill.east@us.army.mil | 2012-10-26T09:46:00 | Requirement | Component | AHU-2 | 10.8 | C | n/a | n/a | n/a | Clinic_245_HVACSChedules.PDF Air Handeling Unit Schedule, Column 19 | n/a
Coil Lvg. Water Temp | bill.east@us.army.mil | 2012-10-26T09:46:00 | Requirement | Component | AHU-2 | 12.8 | C | n/a | n/a | n/a | Clinic_245_HVACSChedules.PDF Air Handeling Unit Schedule, Column 21 | n/a
Coil Max Face Vel. | bill.east@us.army.mil | 2012-10-26T09:46:00 | Requirement | Component | AHU-2 | 155 | M/Min | n/a | n/a | n/a | Clinic_245_HVACSChedules.PDF Air Handeling Unit Schedule, Column 14 | n/a
Coil Max. Air P.D. | bill.east@us.army.mil | 2012-10-26T09:46:00 | Requirement | Component | AHU-2 | 190 | Pa | n/a | n/a | n/a | Clinic_245_HVACSChedules.PDF Air Handeling Unit Schedule, Column 25 | n/a
Coil Max. Water P.D. | bill.east@us.army.mil | 2012-10-26T09:46:00 | Requirement | Component | AHU-2 | 30 | kPa | n/a | n/a | n/a | Clinic_245_HVACSChedules.PDF Air Handeling Unit Schedule, Column 26 | n/a
Coil Runout Pipe Supply | bill.east@us.army.mil | 2012-10-26T09:46:00 | Requirement | Component | AHU-2 | 100 | cm | n/a | n/a | n/a | Clinic_245_HVACSChedules.PDF Air Handeling Unit Schedule, Column 23 | n/a
Coil Runout Return Size | bill.east@us.army.mil | 2012-10-26T09:46:00 | Requirement | Component | AHU-2 | 100 | cm | n/a | n/a | n/a | Clinic_245_HVACSChedules.PDF Air Handeling Unit Schedule, Column 24 | n/a
Coil Total Capacity | bill.east@us.army.mil | 2012-10-26T09:46:00 | Requirement | Component | AHU-2 | 219282 | Watts | n/a | n/a | n/a | Clinic_245_HVACSChedules.PDF Air Handeling Unit Schedule, Column 15 | n/a
Fan Design Ext S.P. | bill.east@us.army.mil | 2012-10-26T09:46:00 | Requirement | Component | AHU-2 | 625 | kPa | n/a | n/a | n/a | Clinic_245_HVACSChedules.PDF Air Handeling Unit Schedule, Column 6 | n/a
Fan Frequency | bill.east@us.army.mil | 2012-10-26T09:46:00 | Requirement | Component | AHU-2 | 60 | Hertz | n/a | n/a | n/a | Clinic_245_HVACSChedules.PDF Air Handeling Unit Schedule, Column 12 | n/a
Fan Max. Sound Power Level | bill.east@us.army.mil | 2012-10-26T09:46:00 | Requirement | Component | AHU-2 | 85 | Db | n/a | n/a | n/a | Clinic_245_HVACSChedules.PDF Air Handeling Unit Schedule, Column 9 | n/a
Fan Max. Speed | bill.east@us.army.mil | 2012-10-26T09:46:00 | Requirement | Component | AHU-2 | 1100 | RPM | n/a | n/a | n/a | Clinic_245_HVACSChedules.PDF Air Handeling Unit Schedule, Column 8 | n/a
Fan Min. Motor | bill.east@us.army.mil | 2012-10-26T09:46:00 | Requirement | Component | AHU-2 | 30 | kW | n/a | n/a | n/a | Clinic_245_HVACSChedules.PDF Air Handeling Unit Schedule, Column 7 | n/a
Fan Min. Outside Air | bill.east@us.army.mil | 2012-10-26T09:46:00 | Requirement | Component | AHU-2 | 2385 | L/s | n/a | n/a | n/a | Clinic_245_HVACSChedules.PDF Air Handeling Unit Schedule, Column 5 | n/a
Fan Phase | bill.east@us.army.mil | 2012-10-26T09:46:00 | Requirement | Component | AHU-2 | 3 | Phase | n/a | n/a | n/a | Clinic_245_HVACSChedules.PDF Air Handeling Unit Schedule, Column 11 | n/a
Fan Total Air | bill.east@us.army.mil | 2012-10-26T09:46:00 | Requirement | Component | AHU-2 | 10675/6130 | L/s | n/a | n/a | n/a | Clinic_245_HVACSChedules.PDF Air Handeling Unit Schedule, Column 4 | n/a
Fan Voltage | bill.east@us.army.mil | 2012-10-26T09:46:00 | Requirement | Component | AHU-2 | 480 | Volts | n/a | n/a | n/a | Clinic_245_HVACSChedules.PDF Air Handeling Unit Schedule, Column 10 | n/a
Remarks | bill.east@us.army.mil | 2012-10-26T09:46:00 | Requirement | Component | AHU-2 | See Fan Schedule. Filters. See NOTE | n/a | n/a | n/a | n/a | Clinic_245_HVACSChedules.PDF Air Handeling Unit Schedule, Column 27 | n/a
Min Air Flow | mariangelica.carrasquillo@usace.army.mil | 2013-01-28T17:00:01 | Requirement | Type | Air Compressor - Dental | 13 | L/s | n/a | n/a | n/a | n/a | n/a
Discharge Pressure | mariangelica.carrasquillo@usace.army.mil | 2013-01-28T17:00:02 | Requirement | Type | Air Compressor - Dental | 620 | Kpa | n/a | n/a | n/a | n/a | n/a
Approx. Motor-Quantity | mariangelica.carrasquillo@usace.army.mil | 2013-01-28T17:00:03 | Requirement | Type | Air Compressor - Dental | 2 | n/a | n/a | n/a | n/a | n/a | n/a
Approx. Motor-Capacity | mariangelica.carrasquillo@usace.army.mil | 2013-01-28T17:00:03 | Requirement | Type | Air Compressor - Dental | 3.7 | Watts | n/a | n/a | n/a | n/a | n/a
Reciever Size | mariangelica.carrasquillo@usace.army.mil | 2013-01-28T17:00:04 | Requirement | Type | Air Compressor - Dental | 300 | Liter | n/a | n/a | n/a | n/a | n/a
Voltage | mariangelica.carrasquillo@usace.army.mil | 2013-01-28T17:00:05 | Requirement | Type | Air Compressor - Dental | 480 | Volts | n/a | n/a | n/a | n/a | n/a
Phase | mariangelica.carrasquillo@usace.army.mil | 2013-01-28T17:00:06 | Requirement | Type | Air Compressor - Dental | 3 | n/a | n/a | n/a | n/a | n/a | n/a
Cycle | mariangelica.carrasquillo@usace.army.mil | 2013-01-28T17:00:07 | Requirement | Type | Air Compressor - Dental | 60 | n/a | n/a | n/a | n/a | n/a | n/a
Remarks | mariangelica.carrasquillo@usace.army.mil | 2013-01-28T17:00:08 | Requirement | Type | Air Compressor - Dental | Provide with alternator | n/a | n/a | n/a | n/a | n/a | n/a
Approx. Size | bill.east@us.army.mil | 2012-10-29T09:46:00 | Requirement | Component | Air Separator AS-1 | 508 X 1168 | mm | n/a | n/a | n/a | Clinic_245_HVACSChedules.PDF Air Separatpr-Expansion Tank Schedule, Column 16 | n/a
Capacity | bill.east@us.army.mil | 2012-10-29T09:46:00 | Requirement | Component | Air Separator AS-1 | 85.3 | m3/hr | n/a | n/a | n/a | Clinic_245_HVACSChedules.PDF Air Separatpr-Expansion Tank Schedule, Column 3 | n/a
Min. Acceptance Volume | bill.east@us.army.mil | 2012-10-29T09:46:00 | Requirement | Component | Air Separator AS-1 | 140 | L3 | n/a | n/a | n/a | Clinic_245_HVACSChedules.PDF Air Separatpr-Expansion Tank Schedule, Column 15 | n/a
P.D. H(2)0 | bill.east@us.army.mil | 2012-10-29T09:46:00 | Requirement | Component | Air Separator AS-1 | 6.4 | kPa | n/a | n/a | n/a | Clinic_245_HVACSChedules.PDF Air Separatpr-Expansion Tank Schedule, Column 4 | n/a
Pressure Release Valve Min. Capacity | bill.east@us.army.mil | 2012-10-29T09:46:00 | Requirement | Component | Air Separator AS-1 | 350 | kPa | n/a | n/a | n/a | Clinic_245_HVACSChedules.PDF Air Separatpr-Expansion Tank Schedule, Column 11 | n/a
Pressure Release Valve Setting | bill.east@us.army.mil | 2012-10-29T09:46:00 | Requirement | Component | Air Separator AS-1 | 150 | kPa | n/a | n/a | n/a | Clinic_245_HVACSChedules.PDF Air Separatpr-Expansion Tank Schedule, Column 10 | n/a
Remarks | bill.east@us.army.mil | 2012-10-29T09:46:00 | Requirement | Component | Air Separator AS-1 | CWS & CWR System | n/a | n/a | n/a | n/a | Clinic_245_HVACSChedules.PDF Air Separatpr-Expansion Tank Schedule, Column 8 | n/a
Size- Air | bill.east@us.army.mil | 2012-10-29T09:46:00 | Requirement | Component | Air Separator AS-1 | 32 | mm | n/a | n/a | n/a | Clinic_245_HVACSChedules.PDF Air Separatpr-Expansion Tank Schedule, Column 7 | n/a
Size- Inlet | bill.east@us.army.mil | 2012-10-29T09:46:00 | Requirement | Component | Air Separator AS-1 | 150 | mm | n/a | n/a | n/a | Clinic_245_HVACSChedules.PDF Air Separatpr-Expansion Tank Schedule, Column 5 | n/a
Size- Outlet | bill.east@us.army.mil | 2012-10-29T09:46:00 | Requirement | Component | Air Separator AS-1 | 150 | mm | n/a | n/a | n/a | Clinic_245_HVACSChedules.PDF Air Separatpr-Expansion Tank Schedule, Column 6 | n/a
Tank Capacity | bill.east@us.army.mil | 2012-10-29T09:46:00 | Requirement | Component | Air Separator AS-1 | 140 | L | n/a | n/a | n/a | Clinic_245_HVACSChedules.PDF Air Separatpr-Expansion Tank Schedule, Column 14 | n/a
Approx. Size | bill.east@us.army.mil | 2012-10-29T09:46:00 | Requirement | Component | Air Separator AS-2 | 508 X 1625 | mm | n/a | n/a | n/a | Clinic_245_HVACSChedules.PDF Air Separatpr-Expansion Tank Schedule, Column 16 | n/a
Capacity | bill.east@us.army.mil | 2012-10-29T09:46:00 | Requirement | Component | Air Separator AS-2 | 22 | m3/hr | n/a | n/a | n/a | Clinic_245_HVACSChedules.PDF Air Separatpr-Expansion Tank Schedule, Column 3 | n/a
Min. Acceptance Volume | bill.east@us.army.mil | 2012-10-29T09:46:00 | Requirement | Component | Air Separator AS-2 | 215 | L3 | n/a | n/a | n/a | Clinic_245_HVACSChedules.PDF Air Separatpr-Expansion Tank Schedule, Column 15 | n/a
P.D. H(2)0 | bill.east@us.army.mil | 2012-10-29T09:46:00 | Requirement | Component | Air Separator AS-2 | 6.4 | kPa | n/a | n/a | n/a | Clinic_245_HVACSChedules.PDF Air Separatpr-Expansion Tank Schedule, Column 4 | n/a
Pressure Release Valve Min. Capacity | bill.east@us.army.mil | 2012-10-29T09:46:00 | Requirement | Component | Air Separator AS-2 | 350 | kPa | n/a | n/a | n/a | Clinic_245_HVACSChedules.PDF Air Separatpr-Expansion Tank Schedule, Column 11 | n/a
Pressure Release Valve Setting | bill.east@us.army.mil | 2012-10-29T09:46:00 | Requirement | Component | Air Separator AS-2 | 150 | kPa | n/a | n/a | n/a | Clinic_245_HVACSChedules.PDF Air Separatpr-Expansion Tank Schedule, Column 10 | n/a
Remarks | bill.east@us.army.mil | 2012-10-29T09:46:00 | Requirement | Component | Air Separator AS-2 | HWS & HWR System | n/a | n/a | n/a | n/a | Clinic_245_HVACSChedules.PDF Air Separatpr-Expansion Tank Schedule, Column 8 | n/a
Size- Air | bill.east@us.army.mil | 2012-10-29T09:46:00 | Requirement | Component | Air Separator AS-2 | 32 | mm | n/a | n/a | n/a | Clinic_245_HVACSChedules.PDF Air Separatpr-Expansion Tank Schedule, Column 7 | n/a
Size- Inlet | bill.east@us.army.mil | 2012-10-29T09:46:00 | Requirement | Component | Air Separator AS-2 | 100 | mm | n/a | n/a | n/a | Clinic_245_HVACSChedules.PDF Air Separatpr-Expansion Tank Schedule, Column 5 | n/a
Size- Outlet | bill.east@us.army.mil | 2012-10-29T09:46:00 | Requirement | Component | Air Separator AS-2 | 100 | mm | n/a | n/a | n/a | Clinic_245_HVACSChedules.PDF Air Separatpr-Expansion Tank Schedule, Column 6 | n/a
Tank Capacity | bill.east@us.army.mil | 2012-10-29T09:46:00 | Requirement | Component | Air Separator AS-2 | 215 | L | n/a | n/a | n/a | Clinic_245_HVACSChedules.PDF Air Separatpr-Expansion Tank Schedule, Column 14 | n/a
Approx. Vent Diameter | bill.east@us.army.mil | 2012-10-26T09:46:00 | Requirement | Type | Boiler | 500 | mm | n/a | n/a | n/a | Clinic_245_HVACSChedules.PDF Boiler Schedule, Column 10 | n/a
Design Number of Passes | bill.east@us.army.mil | 2012-10-26T09:46:00 | Requirement | Type | Boiler | 1 | n/a | n/a | n/a | n/a | Clinic_245_HVACSChedules.PDF Boiler Schedule, Column 11 | n/a
Ent. Water Temp. | bill.east@us.army.mil | 2012-10-26T09:46:00 | Requirement | Type | Boiler | 68.9 | C | n/a | n/a | n/a | Clinic_245_HVACSChedules.PDF Boiler Schedule, Column 5 | n/a
Frequency | bill.east@us.army.mil | 2012-10-26T09:46:00 | Requirement | Type | Boiler | 60 | Hertz | n/a | n/a | n/a | Clinic_245_HVACSChedules.PDF Boiler Schedule, Column 9 | n/a
Input | bill.east@us.army.mil | 2012-10-26T09:46:00 | Requirement | Type | Boiler | 405.0 | kW | n/a | n/a | n/a | Clinic_245_HVACSChedules.PDF Boiler Schedule, Column 2 | n/a
Lvg. Water Temp. | bill.east@us.army.mil | 2012-10-26T09:46:00 | Requirement | Type | Boiler | 82.2 | C | n/a | n/a | n/a | Clinic_245_HVACSChedules.PDF Boiler Schedule, Column 6 | n/a
Max. Pressure Drop | bill.east@us.army.mil | 2012-10-26T09:46:00 | Requirement | Type | Boiler | 20.8 | kPa | n/a | n/a | n/a | Clinic_245_HVACSChedules.PDF Boiler Schedule, Column 12 | n/a
Output Min. | bill.east@us.army.mil | 2012-10-26T09:46:00 | Requirement | Type | Boiler | 324.0 | kW | n/a | n/a | n/a | Clinic_245_HVACSChedules.PDF Boiler Schedule, Column 3 | n/a
Phase | bill.east@us.army.mil | 2012-10-26T09:46:00 | Requirement | Type | Boiler | 1 | n/a | n/a | n/a | n/a | Clinic_245_HVACSChedules.PDF Boiler Schedule, Column 8 | n/a
Remarks | bill.east@us.army.mil | 2012-10-26T09:46:00 | Requirement | Type | Boiler | Unit shall be a induced draft, natural gas copper tube, hot water boiler, equipmted with a 745 Watt, 120 Volt induced draft fan and a modulating gass vavle to modulate firing rate from 100% down to 20% | n/a | n/a | n/a | n/a | Clinic_245_HVACSChedules.PDF Boiler Schedule, Column 13 | n/a
Remarks (Vent) | bill.east@us.army.mil | 2012-10-26T09:46:00 | Requirement | Type | Boiler | The vent size indicated is approximate size for estimating purposes only. The actual size of the vent shall be as recommended by the selected boiler manufacturer. | n/a | n/a | n/a | n/a | Clinic_245_HVACSChedules.PDF Boiler Schedule, Column 10 | n/a
Voltage | bill.east@us.army.mil | 2012-10-26T09:46:00 | Requirement | Type | Boiler | 120 | Volts | n/a | n/a | n/a | Clinic_245_HVACSChedules.PDF Boiler Schedule, Column 7 | n/a
Water Flow | bill.east@us.army.mil | 2012-10-26T09:46:00 | Requirement | Type | Boiler | 21.0' | m3/hr | n/a | n/a | n/a | Clinic_245_HVACSChedules.PDF Boiler Schedule, Column 4 | n/a
Width | bill.east@us.army.mil | 2012-10-26T09:46:00 | Requirement | Component | Door 1A03 | 915 | mm | n/a | n/a | n/a | Clinic_184_Plumbing Legend Notes and Schedule, Column 2 | n/a
Height | bill.east@us.army.mil | 2012-10-26T09:46:00 | Requirement | Component | Door 1A03 | 2135 | mm | n/a | n/a | n/a | Clinic_79-91_Door Schedules | n/a
Thickness | bill.east@us.army.mil | 2012-10-26T09:46:00 | Requirement | Component | Door 1A03 | 45 | mm | n/a | n/a | n/a | Clinic_79-91_Door Schedules | n/a
DoorFrame | bill.east@us.army.mil | 2012-10-26T09:46:00 | Requirement | Component | Door 1A03 | STEEL | n/a | n/a | n/a | n/a | Clinic_79-91_Door Schedules | n/a
WeatherStrpping | bill.east@us.army.mil | 2012-10-26T09:46:00 | Requirement | Component | Door 1A03 | n/a | n/a | n/a | n/a | n/a | Clinic_79-91_Door Schedules | n/a
SoundProof | bill.east@us.army.mil | 2012-10-26T09:46:00 | Requirement | Component | Door 1A03 | n/a | n/a | n/a | n/a | n/a | Clinic_79-91_Door Schedules | n/a
Shielded | bill.east@us.army.mil | 2012-10-26T09:46:00 | Requirement | Component | Door 1A03 | n/a | n/a | n/a | n/a | n/a | Clinic_79-91_Door Schedules | n/a
HardwareSet | bill.east@us.army.mil | 2012-10-26T09:46:00 | Requirement | Component | Door 1A03 | 101 | n/a | n/a | n/a | n/a | Clinic_79-91_Door Schedules | n/a
JambNumber | bill.east@us.army.mil | 2012-10-26T09:46:00 | Requirement | Component | Door 1A03 | J1 | n/a | n/a | n/a | n/a | Clinic_79-91_Door Schedules | n/a
HeadNumber | bill.east@us.army.mil | 2012-10-26T09:46:00 | Requirement | Component | Door 1A03 | H1 | n/a | n/a | n/a | n/a | Clinic_79-91_Door Schedules | n/a
Threshold | bill.east@us.army.mil | 2012-10-26T09:46:00 | Requirement | Component | Door 1A03 | IT | n/a | n/a | n/a | n/a | Clinic_79-91_Door Schedules | n/a
PaintColor | bill.east@us.army.mil | 2012-10-26T09:46:00 | Requirement | Component | Door 1A03 | DP3 | n/a | n/a | n/a | n/a | Clinic_79-91_Door Schedules | n/a
Width | bill.east@us.army.mil | 2012-10-26T09:46:00 | Requirement | Component | Door 1A04 | 915 | mm | n/a | n/a | n/a | Clinic_79-91_Door Schedules | n/a
Height | bill.east@us.army.mil | 2012-10-26T09:46:00 | Requirement | Component | Door 1A04 | 2135 | mm | n/a | n/a | n/a | Clinic_79-91_Door Schedules | n/a
Thickness | bill.east@us.army.mil | 2012-10-26T09:46:00 | Requirement | Component | Door 1A04 | 45 | mm | n/a | n/a | n/a | Clinic_79-91_Door Schedules | n/a
DoorFrame | bill.east@us.army.mil | 2012-10-26T09:46:00 | Requirement | Component | Door 1A04 | STEEL | n/a | n/a | n/a | n/a | Clinic_79-91_Door Schedules | n/a
WeatherStrpping | bill.east@us.army.mil | 2012-10-26T09:46:00 | Requirement | Component | Door 1A04 | n/a | n/a | n/a | n/a | n/a | Clinic_79-91_Door Schedules | n/a
SoundProof | bill.east@us.army.mil | 2012-10-26T09:46:00 | Requirement | Component | Door 1A04 | n/a | n/a | n/a | n/a | n/a | Clinic_79-91_Door Schedules | n/a
Shielded | bill.east@us.army.mil | 2012-10-26T09:46:00 | Requirement | Component | Door 1A04 | n/a | n/a | n/a | n/a | n/a | Clinic_79-91_Door Schedules | n/a
HardwareSet | bill.east@us.army.mil | 2012-10-26T09:46:00 | Requirement | Component | Door 1A04 | 101 | n/a | n/a | n/a | n/a | Clinic_79-91_Door Schedules | n/a
JambNumber | bill.east@us.army.mil | 2012-10-26T09:46:00 | Requirement | Component | Door 1A04 | J1 | n/a | n/a | n/a | n/a | Clinic_79-91_Door Schedules | n/a
HeadNumber | bill.east@us.army.mil | 2012-10-26T09:46:00 | Requirement | Component | Door 1A04 | H1 | n/a | n/a | n/a | n/a | Clinic_79-91_Door Schedules | n/a
Threshold | bill.east@us.army.mil | 2012-10-26T09:46:00 | Requirement | Component | Door 1A04 | IT | n/a | n/a | n/a | n/a | Clinic_79-91_Door Schedules | n/a
PaintColor | bill.east@us.army.mil | 2012-10-26T09:46:00 | Requirement | Component | Door 1A04 | DP3 | n/a | n/a | n/a | n/a | Clinic_79-91_Door Schedules | n/a
Width | bill.east@us.army.mil | 2012-10-26T09:46:00 | Requirement | Component | Door 1A05 | 915 | mm | n/a | n/a | n/a | Clinic_79-91_Door Schedules | n/a
Height | bill.east@us.army.mil | 2012-10-26T09:46:00 | Requirement | Component | Door 1A05 | 2135 | mm | n/a | n/a | n/a | Clinic_79-91_Door Schedules | n/a
Thickness | bill.east@us.army.mil | 2012-10-26T09:46:00 | Requirement | Component | Door 1A05 | 45 | mm | n/a | n/a | n/a | Clinic_79-91_Door Schedules | n/a
DoorFrame | bill.east@us.army.mil | 2012-10-26T09:46:00 | Requirement | Component | Door 1A05 | STEEL | n/a | n/a | n/a | n/a | Clinic_79-91_Door Schedules | n/a
WeatherStrpping | bill.east@us.army.mil | 2012-10-26T09:46:00 | Requirement | Component | Door 1A05 | n/a | n/a | n/a | n/a | n/a | Clinic_79-91_Door Schedules | n/a
SoundProof | bill.east@us.army.mil | 2012-10-26T09:46:00 | Requirement | Component | Door 1A05 | n/a | n/a | n/a | n/a | n/a | Clinic_79-91_Door Schedules | n/a
Shielded | bill.east@us.army.mil | 2012-10-26T09:46:00 | Requirement | Component | Door 1A05 | n/a | n/a | n/a | n/a | n/a | Clinic_79-91_Door Schedules | n/a
HardwareSet | bill.east@us.army.mil | 2012-10-26T09:46:00 | Requirement | Component | Door 1A05 | 101 | n/a | n/a | n/a | n/a | Clinic_79-91_Door Schedules | n/a
JambNumber | bill.east@us.army.mil | 2012-10-26T09:46:00 | Requirement | Component | Door 1A05 | J1 | n/a | n/a | n/a | n/a | Clinic_79-91_Door Schedules | n/a
HeadNumber | bill.east@us.army.mil | 2012-10-26T09:46:00 | Requirement | Component | Door 1A05 | H1 | n/a | n/a | n/a | n/a | Clinic_79-91_Door Schedules | n/a
Threshold | bill.east@us.army.mil | 2012-10-26T09:46:00 | Requirement | Component | Door 1A05 | IT | n/a | n/a | n/a | n/a | Clinic_79-91_Door Schedules | n/a
PaintColor | bill.east@us.army.mil | 2012-10-26T09:46:00 | Requirement | Component | Door 1A05 | DP3 | n/a | n/a | n/a | n/a | Clinic_79-91_Door Schedules | n/a
Width | bill.east@us.army.mil | 2012-10-26T09:46:00 | Requirement | Component | Door 1A06 | 915 | mm | n/a | n/a | n/a | Clinic_79-91_Door Schedules | n/a
Height | bill.east@us.army.mil | 2012-10-26T09:46:00 | Requirement | Component | Door 1A06 | 2135 | mm | n/a | n/a | n/a | Clinic_79-91_Door Schedules | n/a
Thickness | bill.east@us.army.mil | 2012-10-26T09:46:00 | Requirement | Component | Door 1A06 | 45 | mm | n/a | n/a | n/a | Clinic_79-91_Door Schedules | n/a
DoorFrame | bill.east@us.army.mil | 2012-10-26T09:46:00 | Requirement | Component | Door 1A06 | STEEL | n/a | n/a | n/a | n/a | Clinic_79-91_Door Schedules | n/a
WeatherStrpping | bill.east@us.army.mil | 2012-10-26T09:46:00 | Requirement | Component | Door 1A06 | n/a | n/a | n/a | n/a | n/a | Clinic_79-91_Door Schedules | n/a
SoundProof | bill.east@us.army.mil | 2012-10-26T09:46:00 | Requirement | Component | Door 1A06 | n/a | n/a | n/a | n/a | n/a | Clinic_79-91_Door Schedules | n/a
Shielded | bill.east@us.army.mil | 2012-10-26T09:46:00 | Requirement | Component | Door 1A06 | n/a | n/a | n/a | n/a | n/a | Clinic_79-91_Door Schedules | n/a
HardwareSet | bill.east@us.army.mil | 2012-10-26T09:46:00 | Requirement | Component | Door 1A06 | 101 | n/a | n/a | n/a | n/a | Clinic_79-91_Door Schedules | n/a
JambNumber | bill.east@us.army.mil | 2012-10-26T09:46:00 | Requirement | Component | Door 1A06 | J1 | n/a | n/a | n/a | n/a | Clinic_79-91_Door Schedules | n/a
HeadNumber | bill.east@us.army.mil | 2012-10-26T09:46:00 | Requirement | Component | Door 1A06 | H1 | n/a | n/a | n/a | n/a | Clinic_79-91_Door Schedules | n/a
Threshold | bill.east@us.army.mil | 2012-10-26T09:46:00 | Requirement | Component | Door 1A06 | IT | n/a | n/a | n/a | n/a | Clinic_79-91_Door Schedules | n/a
PaintColor | bill.east@us.army.mil | 2012-10-26T09:46:00 | Requirement | Component | Door 1A06 | DP3 | n/a | n/a | n/a | n/a | Clinic_79-91_Door Schedules | n/a
Width | bill.east@us.army.mil | 2012-10-26T09:46:00 | Requirement | Component | Door 1A07 | 915 | mm | n/a | n/a | n/a | Clinic_79-91_Door Schedules | n/a
Height | bill.east@us.army.mil | 2012-10-26T09:46:00 | Requirement | Component | Door 1A07 | 2135 | mm | n/a | n/a | n/a | Clinic_79-91_Door Schedules | n/a
Thickness | bill.east@us.army.mil | 2012-10-26T09:46:00 | Requirement | Component | Door 1A07 | 45 | mm | n/a | n/a | n/a | Clinic_79-91_Door Schedules | n/a
DoorFrame | bill.east@us.army.mil | 2012-10-26T09:46:00 | Requirement | Component | Door 1A07 | STEEL | n/a | n/a | n/a | n/a | Clinic_79-91_Door Schedules | n/a
WeatherStrpping | bill.east@us.army.mil | 2012-10-26T09:46:00 | Requirement | Component | Door 1A07 | n/a | n/a | n/a | n/a | n/a | Clinic_79-91_Door Schedules | n/a
SoundProof | bill.east@us.army.mil | 2012-10-26T09:46:00 | Requirement | Component | Door 1A07 | n/a | n/a | n/a | n/a | n/a | Clinic_79-91_Door Schedules | n/a
Shielded | bill.east@us.army.mil | 2012-10-26T09:46:00 | Requirement | Component | Door 1A07 | n/a | n/a | n/a | n/a | n/a | Clinic_79-91_Door Schedules | n/a
HardwareSet | bill.east@us.army.mil | 2012-10-26T09:46:00 | Requirement | Component | Door 1A07 | 101 | n/a | n/a | n/a | n/a | Clinic_79-91_Door Schedules | n/a
JambNumber | bill.east@us.army.mil | 2012-10-26T09:46:00 | Requirement | Component | Door 1A07 | J1 | n/a | n/a | n/a | n/a | Clinic_79-91_Door Schedules | n/a
HeadNumber | bill.east@us.army.mil | 2012-10-26T09:46:00 | Requirement | Component | Door 1A07 | H1 | n/a | n/a | n/a | n/a | Clinic_79-91_Door Schedules | n/a
Threshold | bill.east@us.army.mil | 2012-10-26T09:46:00 | Requirement | Component | Door 1A07 | IT | n/a | n/a | n/a | n/a | Clinic_79-91_Door Schedules | n/a
PaintColor | bill.east@us.army.mil | 2012-10-26T09:46:00 | Requirement | Component | Door 1A07 | DP3 | n/a | n/a | n/a | n/a | Clinic_79-91_Door Schedules | n/a
Width | bill.east@us.army.mil | 2012-10-26T09:46:00 | Requirement | Component | Door 1A08 | 915 | mm | n/a | n/a | n/a | Clinic_79-91_Door Schedules | n/a
Height | bill.east@us.army.mil | 2012-10-26T09:46:00 | Requirement | Component | Door 1A08 | 2135 | mm | n/a | n/a | n/a | Clinic_79-91_Door Schedules | n/a
Thickness | bill.east@us.army.mil | 2012-10-26T09:46:00 | Requirement | Component | Door 1A08 | 45 | mm | n/a | n/a | n/a | Clinic_79-91_Door Schedules | n/a
DoorFrame | bill.east@us.army.mil | 2012-10-26T09:46:00 | Requirement | Component | Door 1A08 | STEEL | n/a | n/a | n/a | n/a | Clinic_79-91_Door Schedules | n/a
WeatherStrpping | bill.east@us.army.mil | 2012-10-26T09:46:00 | Requirement | Component | Door 1A08 | n/a | n/a | n/a | n/a | n/a | Clinic_79-91_Door Schedules | n/a
SoundProof | bill.east@us.army.mil | 2012-10-26T09:46:00 | Requirement | Component | Door 1A08 | n/a | n/a | n/a | n/a | n/a | Clinic_79-91_Door Schedules | n/a
Shielded | bill.east@us.army.mil | 2012-10-26T09:46:00 | Requirement | Component | Door 1A08 | n/a | n/a | n/a | n/a | n/a | Clinic_79-91_Door Schedules | n/a
HardwareSet | bill.east@us.army.mil | 2012-10-26T09:46:00 | Requirement | Component | Door 1A08 | 101 | n/a | n/a | n/a | n/a | Clinic_79-91_Door Schedules | n/a
JambNumber | bill.east@us.army.mil | 2012-10-26T09:46:00 | Requirement | Component | Door 1A08 | J1 | n/a | n/a | n/a | n/a | Clinic_79-91_Door Schedules | n/a
HeadNumber | bill.east@us.army.mil | 2012-10-26T09:46:00 | Requirement | Component | Door 1A08 | H1 | n/a | n/a | n/a | n/a | Clinic_79-91_Door Schedules | n/a
Threshold | bill.east@us.army.mil | 2012-10-26T09:46:00 | Requirement | Component | Door 1A08 | IT | n/a | n/a | n/a | n/a | Clinic_79-91_Door Schedules | n/a
PaintColor | bill.east@us.army.mil | 2012-10-26T09:46:00 | Requirement | Component | Door 1A08 | DP3 | n/a | n/a | n/a | n/a | Clinic_79-91_Door Schedules | n/a
Width | bill.east@us.army.mil | 2012-10-26T09:46:00 | Requirement | Component | Door 1A09 | 915 | mm | n/a | n/a | n/a | Clinic_79-91_Door Schedules | n/a
Height | bill.east@us.army.mil | 2012-10-26T09:46:00 | Requirement | Component | Door 1A09 | 2135 | mm | n/a | n/a | n/a | Clinic_79-91_Door Schedules | n/a
Thickness | bill.east@us.army.mil | 2012-10-26T09:46:00 | Requirement | Component | Door 1A09 | 45 | mm | n/a | n/a | n/a | Clinic_79-91_Door Schedules | n/a
DoorFrame | bill.east@us.army.mil | 2012-10-26T09:46:00 | Requirement | Component | Door 1A09 | STEEL | n/a | n/a | n/a | n/a | Clinic_79-91_Door Schedules | n/a
WeatherStrpping | bill.east@us.army.mil | 2012-10-26T09:46:00 | Requirement | Component | Door 1A09 | n/a | n/a | n/a | n/a | n/a | Clinic_79-91_Door Schedules | n/a
SoundProof | bill.east@us.army.mil | 2012-10-26T09:46:00 | Requirement | Component | Door 1A09 | n/a | n/a | n/a | n/a | n/a | Clinic_79-91_Door Schedules | n/a
Shielded | bill.east@us.army.mil | 2012-10-26T09:46:00 | Requirement | Component | Door 1A09 | n/a | n/a | n/a | n/a | n/a | Clinic_79-91_Door Schedules | n/a
HardwareSet | bill.east@us.army.mil | 2012-10-26T09:46:00 | Requirement | Component | Door 1A09 | 104 | n/a | n/a | n/a | n/a | Clinic_79-91_Door Schedules | n/a
JambNumber | bill.east@us.army.mil | 2012-10-26T09:46:00 | Requirement | Component | Door 1A09 | J1 | n/a | n/a | n/a | n/a | Clinic_79-91_Door Schedules | n/a
HeadNumber | bill.east@us.army.mil | 2012-10-26T09:46:00 | Requirement | Component | Door 1A09 | H1 | n/a | n/a | n/a | n/a | Clinic_79-91_Door Schedules | n/a
Threshold | bill.east@us.army.mil | 2012-10-26T09:46:00 | Requirement | Component | Door 1A09 | IT | n/a | n/a | n/a | n/a | Clinic_79-91_Door Schedules | n/a
PaintColor | bill.east@us.army.mil | 2012-10-26T09:46:00 | Requirement | Component | Door 1A09 | DP3 | n/a | n/a | n/a | n/a | Clinic_79-91_Door Schedules | n/a
Width | bill.east@us.army.mil | 2012-10-26T09:46:00 | Requirement | Component | Door 1A10 | 915 | mm | n/a | n/a | n/a | Clinic_79-91_Door Schedules | n/a
Height | bill.east@us.army.mil | 2012-10-26T09:46:00 | Requirement | Component | Door 1A10 | 2135 | mm | n/a | n/a | n/a | Clinic_79-91_Door Schedules | n/a
Thickness | bill.east@us.army.mil | 2012-10-26T09:46:00 | Requirement | Component | Door 1A10 | 45 | mm | n/a | n/a | n/a | Clinic_79-91_Door Schedules | n/a
DoorFrame | bill.east@us.army.mil | 2012-10-26T09:46:00 | Requirement | Component | Door 1A10 | STEEL | n/a | n/a | n/a | n/a | Clinic_79-91_Door Schedules | n/a
WeatherStrpping | bill.east@us.army.mil | 2012-10-26T09:46:00 | Requirement | Component | Door 1A10 | n/a | n/a | n/a | n/a | n/a | Clinic_79-91_Door Schedules | n/a
SoundProof | bill.east@us.army.mil | 2012-10-26T09:46:00 | Requirement | Component | Door 1A10 | n/a | n/a | n/a | n/a | n/a | Clinic_79-91_Door Schedules | n/a
Shielded | bill.east@us.army.mil | 2012-10-26T09:46:00 | Requirement | Component | Door 1A10 | n/a | n/a | n/a | n/a | n/a | Clinic_79-91_Door Schedules | n/a
HardwareSet | bill.east@us.army.mil | 2012-10-26T09:46:00 | Requirement | Component | Door 1A10 | 104 | n/a | n/a | n/a | n/a | Clinic_79-91_Door Schedules | n/a
JambNumber | bill.east@us.army.mil | 2012-10-26T09:46:00 | Requirement | Component | Door 1A10 | J1 | n/a | n/a | n/a | n/a | Clinic_79-91_Door Schedules | n/a
HeadNumber | bill.east@us.army.mil | 2012-10-26T09:46:00 | Requirement | Component | Door 1A10 | H1 | n/a | n/a | n/a | n/a | Clinic_79-91_Door Schedules | n/a
Threshold | bill.east@us.army.mil | 2012-10-26T09:46:00 | Requirement | Component | Door 1A10 | IT | n/a | n/a | n/a | n/a | Clinic_79-91_Door Schedules | n/a
PaintColor | bill.east@us.army.mil | 2012-10-26T09:46:00 | Requirement | Component | Door 1A10 | DP3 | n/a | n/a | n/a | n/a | Clinic_79-91_Door Schedules | n/a
Width | bill.east@us.army.mil | 2012-10-26T09:46:00 | Requirement | Component | Door 1A11 | 915 | mm | n/a | n/a | n/a | Clinic_79-91_Door Schedules | n/a
Height | bill.east@us.army.mil | 2012-10-26T09:46:00 | Requirement | Component | Door 1A11 | 2135 | mm | n/a | n/a | n/a | Clinic_79-91_Door Schedules | n/a
Thickness | bill.east@us.army.mil | 2012-10-26T09:46:00 | Requirement | Component | Door 1A11 | 45 | mm | n/a | n/a | n/a | Clinic_79-91_Door Schedules | n/a
DoorFrame | bill.east@us.army.mil | 2012-10-26T09:46:00 | Requirement | Component | Door 1A11 | STEEL | n/a | n/a | n/a | n/a | Clinic_79-91_Door Schedules | n/a
WeatherStrpping | bill.east@us.army.mil | 2012-10-26T09:46:00 | Requirement | Component | Door 1A11 | n/a | n/a | n/a | n/a | n/a | Clinic_79-91_Door Schedules | n/a
SoundProof | bill.east@us.army.mil | 2012-10-26T09:46:00 | Requirement | Component | Door 1A11 | n/a | n/a | n/a | n/a | n/a | Clinic_79-91_Door Schedules | n/a
Shielded | bill.east@us.army.mil | 2012-10-26T09:46:00 | Requirement | Component | Door 1A11 | n/a | n/a | n/a | n/a | n/a | Clinic_79-91_Door Schedules | n/a
HardwareSet | bill.east@us.army.mil | 2012-10-26T09:46:00 | Requirement | Component | Door 1A11 | 103 | n/a | n/a | n/a | n/a | Clinic_79-91_Door Schedules | n/a
JambNumber | bill.east@us.army.mil | 2012-10-26T09:46:00 | Requirement | Component | Door 1A11 | J1 | n/a | n/a | n/a | n/a | Clinic_79-91_Door Schedules | n/a
HeadNumber | bill.east@us.army.mil | 2012-10-26T09:46:00 | Requirement | Component | Door 1A11 | H1 | n/a | n/a | n/a | n/a | Clinic_79-91_Door Schedules | n/a
Threshold | bill.east@us.army.mil | 2012-10-26T09:46:00 | Requirement | Component | Door 1A11 | IT | n/a | n/a | n/a | n/a | Clinic_79-91_Door Schedules | n/a
PaintColor | bill.east@us.army.mil | 2012-10-26T09:46:00 | Requirement | Component | Door 1A11 | DP3 | n/a | n/a | n/a | n/a | Clinic_79-91_Door Schedules | n/a
Width | bill.east@us.army.mil | 2012-10-26T09:46:00 | Requirement | Component | Door 1A12 | 915 | mm | n/a | n/a | n/a | Clinic_79-91_Door Schedules | n/a
Height | bill.east@us.army.mil | 2012-10-26T09:46:00 | Requirement | Component | Door 1A12 | 2135 | mm | n/a | n/a | n/a | Clinic_79-91_Door Schedules | n/a
Thickness | bill.east@us.army.mil | 2012-10-26T09:46:00 | Requirement | Component | Door 1A12 | 45 | mm | n/a | n/a | n/a | Clinic_79-91_Door Schedules | n/a
DoorFrame | bill.east@us.army.mil | 2012-10-26T09:46:00 | Requirement | Component | Door 1A12 | STEEL | n/a | n/a | n/a | n/a | Clinic_79-91_Door Schedules | n/a
WeatherStrpping | bill.east@us.army.mil | 2012-10-26T09:46:00 | Requirement | Component | Door 1A12 | n/a | n/a | n/a | n/a | n/a | Clinic_79-91_Door Schedules | n/a
SoundProof | bill.east@us.army.mil | 2012-10-26T09:46:00 | Requirement | Component | Door 1A12 | n/a | n/a | n/a | n/a | n/a | Clinic_79-91_Door Schedules | n/a
Shielded | bill.east@us.army.mil | 2012-10-26T09:46:00 | Requirement | Component | Door 1A12 | n/a | n/a | n/a | n/a | n/a | Clinic_79-91_Door Schedules | n/a
HardwareSet | bill.east@us.army.mil | 2012-10-26T09:46:00 | Requirement | Component | Door 1A12 | 104 | n/a | n/a | n/a | n/a | Clinic_79-91_Door Schedules | n/a
JambNumber | bill.east@us.army.mil | 2012-10-26T09:46:00 | Requirement | Component | Door 1A12 | J1 | n/a | n/a | n/a | n/a | Clinic_79-91_Door Schedules | n/a
HeadNumber | bill.east@us.army.mil | 2012-10-26T09:46:00 | Requirement | Component | Door 1A12 | H1 | n/a | n/a | n/a | n/a | Clinic_79-91_Door Schedules | n/a
Threshold | bill.east@us.army.mil | 2012-10-26T09:46:00 | Requirement | Component | Door 1A12 | IT | n/a | n/a | n/a | n/a | Clinic_79-91_Door Schedules | n/a
PaintColor | bill.east@us.army.mil | 2012-10-26T09:46:00 | Requirement | Component | Door 1A12 | DP3 | n/a | n/a | n/a | n/a | Clinic_79-91_Door Schedules | n/a
Width | bill.east@us.army.mil | 2012-10-26T09:46:00 | Requirement | Component | Door 1A13 | 915 | mm | n/a | n/a | n/a | Clinic_79-91_Door Schedules | n/a
Height | bill.east@us.army.mil | 2012-10-26T09:46:00 | Requirement | Component | Door 1A13 | 2135 | mm | n/a | n/a | n/a | Clinic_79-91_Door Schedules | n/a
Thickness | bill.east@us.army.mil | 2012-10-26T09:46:00 | Requirement | Component | Door 1A13 | 45 | mm | n/a | n/a | n/a | Clinic_79-91_Door Schedules | n/a
DoorFrame | bill.east@us.army.mil | 2012-10-26T09:46:00 | Requirement | Component | Door 1A13 | STEEL | n/a | n/a | n/a | n/a | Clinic_79-91_Door Schedules | n/a
WeatherStrpping | bill.east@us.army.mil | 2012-10-26T09:46:00 | Requirement | Component | Door 1A13 | n/a | n/a | n/a | n/a | n/a | Clinic_79-91_Door Schedules | n/a
SoundProof | bill.east@us.army.mil | 2012-10-26T09:46:00 | Requirement | Component | Door 1A13 | n/a | n/a | n/a | n/a | n/a | Clinic_79-91_Door Schedules | n/a
Shielded | bill.east@us.army.mil | 2012-10-26T09:46:00 | Requirement | Component | Door 1A13 | n/a | n/a | n/a | n/a | n/a | Clinic_79-91_Door Schedules | n/a
HardwareSet | bill.east@us.army.mil | 2012-10-26T09:46:00 | Requirement | Component | Door 1A13 | 102 | n/a | n/a | n/a | n/a | Clinic_79-91_Door Schedules | n/a
JambNumber | bill.east@us.army.mil | 2012-10-26T09:46:00 | Requirement | Component | Door 1A13 | J1 | n/a | n/a | n/a | n/a | Clinic_79-91_Door Schedules | n/a
HeadNumber | bill.east@us.army.mil | 2012-10-26T09:46:00 | Requirement | Component | Door 1A13 | H1 | n/a | n/a | n/a | n/a | Clinic_79-91_Door Schedules | n/a
Threshold | bill.east@us.army.mil | 2012-10-26T09:46:00 | Requirement | Component | Door 1A13 | IT | n/a | n/a | n/a | n/a | Clinic_79-91_Door Schedules | n/a
PaintColor | bill.east@us.army.mil | 2012-10-26T09:46:00 | Requirement | Component | Door 1A13 | DP3 | n/a | n/a | n/a | n/a | Clinic_79-91_Door Schedules | n/a
Width | bill.east@us.army.mil | 2012-10-26T09:46:00 | Requirement | Component | Door 1A15 | 915 | mm | n/a | n/a | n/a | Clinic_79-91_Door Schedules | n/a
Height | bill.east@us.army.mil | 2012-10-26T09:46:00 | Requirement | Component | Door 1A15 | 2135 | mm | n/a | n/a | n/a | Clinic_79-91_Door Schedules | n/a
Thickness | bill.east@us.army.mil | 2012-10-26T09:46:00 | Requirement | Component | Door 1A15 | 45 | mm | n/a | n/a | n/a | Clinic_79-91_Door Schedules | n/a
DoorFrame | bill.east@us.army.mil | 2012-10-26T09:46:00 | Requirement | Component | Door 1A15 | STEEL | n/a | n/a | n/a | n/a | Clinic_79-91_Door Schedules | n/a
WeatherStrpping | bill.east@us.army.mil | 2012-10-26T09:46:00 | Requirement | Component | Door 1A15 | n/a | n/a | n/a | n/a | n/a | Clinic_79-91_Door Schedules | n/a
SoundProof | bill.east@us.army.mil | 2012-10-26T09:46:00 | Requirement | Component | Door 1A15 | n/a | n/a | n/a | n/a | n/a | Clinic_79-91_Door Schedules | n/a
Shielded | bill.east@us.army.mil | 2012-10-26T09:46:00 | Requirement | Component | Door 1A15 | n/a | n/a | n/a | n/a | n/a | Clinic_79-91_Door Schedules | n/a
HardwareSet | bill.east@us.army.mil | 2012-10-26T09:46:00 | Requirement | Component | Door 1A15 | 106 | n/a | n/a | n/a | n/a | Clinic_79-91_Door Schedules | n/a
JambNumber | bill.east@us.army.mil | 2012-10-26T09:46:00 | Requirement | Component | Door 1A15 | J1 | n/a | n/a | n/a | n/a | Clinic_79-91_Door Schedules | n/a
HeadNumber | bill.east@us.army.mil | 2012-10-26T09:46:00 | Requirement | Component | Door 1A15 | H1 | n/a | n/a | n/a | n/a | Clinic_79-91_Door Schedules | n/a
Threshold | bill.east@us.army.mil | 2012-10-26T09:46:00 | Requirement | Component | Door 1A15 | IT | n/a | n/a | n/a | n/a | Clinic_79-91_Door Schedules | n/a
PaintColor | bill.east@us.army.mil | 2012-10-26T09:46:00 | Requirement | Component | Door 1A15 | DP3 | n/a | n/a | n/a | n/a | Clinic_79-91_Door Schedules | n/a
Width | bill.east@us.army.mil | 2012-10-26T09:46:00 | Requirement | Component | Door 1A15A | 915 | mm | n/a | n/a | n/a | Clinic_79-91_Door Schedules | n/a
Height | bill.east@us.army.mil | 2012-10-26T09:46:00 | Requirement | Component | Door 1A15A | 2135 | mm | n/a | n/a | n/a | Clinic_79-91_Door Schedules | n/a
Thickness | bill.east@us.army.mil | 2012-10-26T09:46:00 | Requirement | Component | Door 1A15A | 45 | mm | n/a | n/a | n/a | Clinic_79-91_Door Schedules | n/a
DoorFrame | bill.east@us.army.mil | 2012-10-26T09:46:00 | Requirement | Component | Door 1A15A | STEEL | n/a | n/a | n/a | n/a | Clinic_79-91_Door Schedules | n/a
WeatherStrpping | bill.east@us.army.mil | 2012-10-26T09:46:00 | Requirement | Component | Door 1A15A | n/a | n/a | n/a | n/a | n/a | Clinic_79-91_Door Schedules | n/a
SoundProof | bill.east@us.army.mil | 2012-10-26T09:46:00 | Requirement | Component | Door 1A15A | n/a | n/a | n/a | n/a | n/a | Clinic_79-91_Door Schedules | n/a
Shielded | bill.east@us.army.mil | 2012-10-26T09:46:00 | Requirement | Component | Door 1A15A | n/a | n/a | n/a | n/a | n/a | Clinic_79-91_Door Schedules | n/a
HardwareSet | bill.east@us.army.mil | 2012-10-26T09:46:00 | Requirement | Component | Door 1A15A | 106 | n/a | n/a | n/a | n/a | Clinic_79-91_Door Schedules | n/a
JambNumber | bill.east@us.army.mil | 2012-10-26T09:46:00 | Requirement | Component | Door 1A15A | J1 | n/a | n/a | n/a | n/a | Clinic_79-91_Door Schedules | n/a
HeadNumber | bill.east@us.army.mil | 2012-10-26T09:46:00 | Requirement | Component | Door 1A15A | H1 | n/a | n/a | n/a | n/a | Clinic_79-91_Door Schedules | n/a
Threshold | bill.east@us.army.mil | 2012-10-26T09:46:00 | Requirement | Component | Door 1A15A | IT | n/a | n/a | n/a | n/a | Clinic_79-91_Door Schedules | n/a
PaintColor | bill.east@us.army.mil | 2012-10-26T09:46:00 | Requirement | Component | Door 1A15A | DP3 | n/a | n/a | n/a | n/a | Clinic_79-91_Door Schedules | n/a
Width | bill.east@us.army.mil | 2012-10-26T09:46:00 | Requirement | Component | Door 1AC1 | 915 | mm | n/a | n/a | n/a | Clinic_79-91_Door Schedules | n/a
Height | bill.east@us.army.mil | 2012-10-26T09:46:00 | Requirement | Component | Door 1AC1 | 2135 | mm | n/a | n/a | n/a | Clinic_79-91_Door Schedules | n/a
Thickness | bill.east@us.army.mil | 2012-10-26T09:46:00 | Requirement | Component | Door 1AC1 | 45 | mm | n/a | n/a | n/a | Clinic_79-91_Door Schedules | n/a
DoorFrame | bill.east@us.army.mil | 2012-10-26T09:46:00 | Requirement | Component | Door 1AC1 | ALUMINIUM | n/a | n/a | n/a | n/a | Clinic_79-91_Door Schedules | n/a
WeatherStrpping | bill.east@us.army.mil | 2012-10-26T09:46:00 | Requirement | Component | Door 1AC1 | Yes | n/a | n/a | n/a | n/a | Clinic_79-91_Door Schedules | n/a
SoundProof | bill.east@us.army.mil | 2012-10-26T09:46:00 | Requirement | Component | Door 1AC1 | n/a | n/a | n/a | n/a | n/a | Clinic_79-91_Door Schedules | n/a
Shielded | bill.east@us.army.mil | 2012-10-26T09:46:00 | Requirement | Component | Door 1AC1 | n/a | n/a | n/a | n/a | n/a | Clinic_79-91_Door Schedules | n/a
HardwareSet | bill.east@us.army.mil | 2012-10-26T09:46:00 | Requirement | Component | Door 1AC1 | 1 | n/a | n/a | n/a | n/a | Clinic_79-91_Door Schedules | n/a
JambNumber | bill.east@us.army.mil | 2012-10-26T09:46:00 | Requirement | Component | Door 1AC1 | J1 | n/a | n/a | n/a | n/a | Clinic_79-91_Door Schedules | n/a
HeadNumber | bill.east@us.army.mil | 2012-10-26T09:46:00 | Requirement | Component | Door 1AC1 | H5 | n/a | n/a | n/a | n/a | Clinic_79-91_Door Schedules | n/a
Threshold | bill.east@us.army.mil | 2012-10-26T09:46:00 | Requirement | Component | Door 1AC1 | EXT | n/a | n/a | n/a | n/a | Clinic_79-91_Door Schedules | n/a
PaintColor | bill.east@us.army.mil | 2012-10-26T09:46:00 | Requirement | Component | Door 1AC1 | DP3 | n/a | n/a | n/a | n/a | Clinic_79-91_Door Schedules | n/a
Width | bill.east@us.army.mil | 2012-10-26T09:46:00 | Requirement | Component | Door 1AC2 | 915 | mm | n/a | n/a | n/a | Clinic_79-91_Door Schedules | n/a
Height | bill.east@us.army.mil | 2012-10-26T09:46:00 | Requirement | Component | Door 1AC2 | 2135 | mm | n/a | n/a | n/a | Clinic_79-91_Door Schedules | n/a
Thickness | bill.east@us.army.mil | 2012-10-26T09:46:00 | Requirement | Component | Door 1AC2 | 45 | mm | n/a | n/a | n/a | Clinic_79-91_Door Schedules | n/a
DoorFrame | bill.east@us.army.mil | 2012-10-26T09:46:00 | Requirement | Component | Door 1AC2 | STEEL | n/a | n/a | n/a | n/a | Clinic_79-91_Door Schedules | n/a
WeatherStrpping | bill.east@us.army.mil | 2012-10-26T09:46:00 | Requirement | Component | Door 1AC2 | n/a | n/a | n/a | n/a | n/a | Clinic_79-91_Door Schedules | n/a
SoundProof | bill.east@us.army.mil | 2012-10-26T09:46:00 | Requirement | Component | Door 1AC2 | n/a | n/a | n/a | n/a | n/a | Clinic_79-91_Door Schedules | n/a
Shielded | bill.east@us.army.mil | 2012-10-26T09:46:00 | Requirement | Component | Door 1AC2 | n/a | n/a | n/a | n/a | n/a | Clinic_79-91_Door Schedules | n/a
HardwareSet | bill.east@us.army.mil | 2012-10-26T09:46:00 | Requirement | Component | Door 1AC2 | 126 | n/a | n/a | n/a | n/a | Clinic_79-91_Door Schedules | n/a
JambNumber | bill.east@us.army.mil | 2012-10-26T09:46:00 | Requirement | Component | Door 1AC2 | J1 | n/a | n/a | n/a | n/a | Clinic_79-91_Door Schedules | n/a
HeadNumber | bill.east@us.army.mil | 2012-10-26T09:46:00 | Requirement | Component | Door 1AC2 | H1 | n/a | n/a | n/a | n/a | Clinic_79-91_Door Schedules | n/a
Threshold | bill.east@us.army.mil | 2012-10-26T09:46:00 | Requirement | Component | Door 1AC2 | IT | n/a | n/a | n/a | n/a | Clinic_79-91_Door Schedules | n/a
PaintColor | bill.east@us.army.mil | 2012-10-26T09:46:00 | Requirement | Component | Door 1AC2 | DP3 | n/a | n/a | n/a | n/a | Clinic_79-91_Door Schedules | n/a
Width | bill.east@us.army.mil | 2012-10-26T09:46:00 | Requirement | Component | Door 1AC3 | 915 | mm | n/a | n/a | n/a | Clinic_79-91_Door Schedules | n/a
Height | bill.east@us.army.mil | 2012-10-26T09:46:00 | Requirement | Component | Door 1AC3 | 2135 | mm | n/a | n/a | n/a | Clinic_79-91_Door Schedules | n/a
Thickness | bill.east@us.army.mil | 2012-10-26T09:46:00 | Requirement | Component | Door 1AC3 | 45 | mm | n/a | n/a | n/a | Clinic_79-91_Door Schedules | n/a
DoorFrame | bill.east@us.army.mil | 2012-10-26T09:46:00 | Requirement | Component | Door 1AC3 | STEEL | n/a | n/a | n/a | n/a | Clinic_79-91_Door Schedules | n/a
WeatherStrpping | bill.east@us.army.mil | 2012-10-26T09:46:00 | Requirement | Component | Door 1AC3 | Yes | n/a | n/a | n/a | n/a | Clinic_79-91_Door Schedules | n/a
SoundProof | bill.east@us.army.mil | 2012-10-26T09:46:00 | Requirement | Component | Door 1AC3 | n/a | n/a | n/a | n/a | n/a | Clinic_79-91_Door Schedules | n/a
Shielded | bill.east@us.army.mil | 2012-10-26T09:46:00 | Requirement | Component | Door 1AC3 | n/a | n/a | n/a | n/a | n/a | Clinic_79-91_Door Schedules | n/a
HardwareSet | bill.east@us.army.mil | 2012-10-26T09:46:00 | Requirement | Component | Door 1AC3 | 1 | n/a | n/a | n/a | n/a | Clinic_79-91_Door Schedules | n/a
JambNumber | bill.east@us.army.mil | 2012-10-26T09:46:00 | Requirement | Component | Door 1AC3 | J4 | n/a | n/a | n/a | n/a | Clinic_79-91_Door Schedules | n/a
HeadNumber | bill.east@us.army.mil | 2012-10-26T09:46:00 | Requirement | Component | Door 1AC3 | H4 | n/a | n/a | n/a | n/a | Clinic_79-91_Door Schedules | n/a
Threshold | bill.east@us.army.mil | 2012-10-26T09:46:00 | Requirement | Component | Door 1AC3 | EXT | n/a | n/a | n/a | n/a | Clinic_79-91_Door Schedules | n/a
PaintColor | bill.east@us.army.mil | 2012-10-26T09:46:00 | Requirement | Component | Door 1AC3 | DP3 | n/a | n/a | n/a | n/a | Clinic_79-91_Door Schedules | n/a
Width | bill.east@us.army.mil | 2012-10-26T09:46:00 | Requirement | Component | Door 1AC4 | 915 | mm | n/a | n/a | n/a | Clinic_79-91_Door Schedules | n/a
Height | bill.east@us.army.mil | 2012-10-26T09:46:00 | Requirement | Component | Door 1AC4 | 2135 | mm | n/a | n/a | n/a | Clinic_79-91_Door Schedules | n/a
Thickness | bill.east@us.army.mil | 2012-10-26T09:46:00 | Requirement | Component | Door 1AC4 | 45 | mm | n/a | n/a | n/a | Clinic_79-91_Door Schedules | n/a
DoorFrame | bill.east@us.army.mil | 2012-10-26T09:46:00 | Requirement | Component | Door 1AC4 | STEEL | n/a | n/a | n/a | n/a | Clinic_79-91_Door Schedules | n/a
WeatherStrpping | bill.east@us.army.mil | 2012-10-26T09:46:00 | Requirement | Component | Door 1AC4 | n/a | n/a | n/a | n/a | n/a | Clinic_79-91_Door Schedules | n/a
SoundProof | bill.east@us.army.mil | 2012-10-26T09:46:00 | Requirement | Component | Door 1AC4 | n/a | n/a | n/a | n/a | n/a | Clinic_79-91_Door Schedules | n/a
Shielded | bill.east@us.army.mil | 2012-10-26T09:46:00 | Requirement | Component | Door 1AC4 | n/a | n/a | n/a | n/a | n/a | Clinic_79-91_Door Schedules | n/a
HardwareSet | bill.east@us.army.mil | 2012-10-26T09:46:00 | Requirement | Component | Door 1AC4 | 106 | n/a | n/a | n/a | n/a | Clinic_79-91_Door Schedules | n/a
JambNumber | bill.east@us.army.mil | 2012-10-26T09:46:00 | Requirement | Component | Door 1AC4 | J1 | n/a | n/a | n/a | n/a | Clinic_79-91_Door Schedules | n/a
HeadNumber | bill.east@us.army.mil | 2012-10-26T09:46:00 | Requirement | Component | Door 1AC4 | H1 | n/a | n/a | n/a | n/a | Clinic_79-91_Door Schedules | n/a
Threshold | bill.east@us.army.mil | 2012-10-26T09:46:00 | Requirement | Component | Door 1AC4 | IT | n/a | n/a | n/a | n/a | Clinic_79-91_Door Schedules | n/a
PaintColor | bill.east@us.army.mil | 2012-10-26T09:46:00 | Requirement | Component | Door 1AC4 | DP3 | n/a | n/a | n/a | n/a | Clinic_79-91_Door Schedules | n/a
Width | bill.east@us.army.mil | 2012-10-26T09:46:00 | Requirement | Component | Door 1AC5 | 915 | mm | n/a | n/a | n/a | Clinic_79-91_Door Schedules | n/a
Height | bill.east@us.army.mil | 2012-10-26T09:46:00 | Requirement | Component | Door 1AC5 | 2135 | mm | n/a | n/a | n/a | Clinic_79-91_Door Schedules | n/a
Thickness | bill.east@us.army.mil | 2012-10-26T09:46:00 | Requirement | Component | Door 1AC5 | 45 | mm | n/a | n/a | n/a | Clinic_79-91_Door Schedules | n/a
DoorFrame | bill.east@us.army.mil | 2012-10-26T09:46:00 | Requirement | Component | Door 1AC5 | ALUMINIUM | n/a | n/a | n/a | n/a | Clinic_79-91_Door Schedules | n/a
WeatherStrpping | bill.east@us.army.mil | 2012-10-26T09:46:00 | Requirement | Component | Door 1AC5 | Yes | n/a | n/a | n/a | n/a | Clinic_79-91_Door Schedules | n/a
SoundProof | bill.east@us.army.mil | 2012-10-26T09:46:00 | Requirement | Component | Door 1AC5 | n/a | n/a | n/a | n/a | n/a | Clinic_79-91_Door Schedules | n/a
Shielded | bill.east@us.army.mil | 2012-10-26T09:46:00 | Requirement | Component | Door 1AC5 | n/a | n/a | n/a | n/a | n/a | Clinic_79-91_Door Schedules | n/a
HardwareSet | bill.east@us.army.mil | 2012-10-26T09:46:00 | Requirement | Component | Door 1AC5 | 107 | n/a | n/a | n/a | n/a | Clinic_79-91_Door Schedules | n/a
JambNumber | bill.east@us.army.mil | 2012-10-26T09:46:00 | Requirement | Component | Door 1AC5 | J6 | n/a | n/a | n/a | n/a | Clinic_79-91_Door Schedules | n/a
HeadNumber | bill.east@us.army.mil | 2012-10-26T09:46:00 | Requirement | Component | Door 1AC5 | H5 | n/a | n/a | n/a | n/a | Clinic_79-91_Door Schedules | n/a
Threshold | bill.east@us.army.mil | 2012-10-26T09:46:00 | Requirement | Component | Door 1AC5 | IT | n/a | n/a | n/a | n/a | Clinic_79-91_Door Schedules | n/a
PaintColor | bill.east@us.army.mil | 2012-10-26T09:46:00 | Requirement | Component | Door 1AC5 | DP3 | n/a | n/a | n/a | n/a | Clinic_79-91_Door Schedules | n/a
Width | bill.east@us.army.mil | 2012-10-26T09:46:00 | Requirement | Component | Door 1AC5A | 915 | mm | n/a | n/a | n/a | Clinic_79-91_Door Schedules | n/a
Height | bill.east@us.army.mil | 2012-10-26T09:46:00 | Requirement | Component | Door 1AC5A | 2135 | mm | n/a | n/a | n/a | Clinic_79-91_Door Schedules | n/a
Thickness | bill.east@us.army.mil | 2012-10-26T09:46:00 | Requirement | Component | Door 1AC5A | 45 | mm | n/a | n/a | n/a | Clinic_79-91_Door Schedules | n/a
DoorFrame | bill.east@us.army.mil | 2012-10-26T09:46:00 | Requirement | Component | Door 1AC5A | STEEL | n/a | n/a | n/a | n/a | Clinic_79-91_Door Schedules | n/a
WeatherStrpping | bill.east@us.army.mil | 2012-10-26T09:46:00 | Requirement | Component | Door 1AC5A | n/a | n/a | n/a | n/a | n/a | Clinic_79-91_Door Schedules | n/a
SoundProof | bill.east@us.army.mil | 2012-10-26T09:46:00 | Requirement | Component | Door 1AC5A | n/a | n/a | n/a | n/a | n/a | Clinic_79-91_Door Schedules | n/a
Shielded | bill.east@us.army.mil | 2012-10-26T09:46:00 | Requirement | Component | Door 1AC5A | n/a | n/a | n/a | n/a | n/a | Clinic_79-91_Door Schedules | n/a
HardwareSet | bill.east@us.army.mil | 2012-10-26T09:46:00 | Requirement | Component | Door 1AC5A | 1 | n/a | n/a | n/a | n/a | Clinic_79-91_Door Schedules | n/a
JambNumber | bill.east@us.army.mil | 2012-10-26T09:46:00 | Requirement | Component | Door 1AC5A | J6 | n/a | n/a | n/a | n/a | Clinic_79-91_Door Schedules | n/a
HeadNumber | bill.east@us.army.mil | 2012-10-26T09:46:00 | Requirement | Component | Door 1AC5A | H4 | n/a | n/a | n/a | n/a | Clinic_79-91_Door Schedules | n/a
Threshold | bill.east@us.army.mil | 2012-10-26T09:46:00 | Requirement | Component | Door 1AC5A | EXT | n/a | n/a | n/a | n/a | Clinic_79-91_Door Schedules | n/a
PaintColor | bill.east@us.army.mil | 2012-10-26T09:46:00 | Requirement | Component | Door 1AC5A | DP3 | n/a | n/a | n/a | n/a | Clinic_79-91_Door Schedules | n/a
Width | bill.east@us.army.mil | 2012-10-26T09:46:00 | Requirement | Component | Door 1B01 | 915 | mm | n/a | n/a | n/a | Clinic_79-91_Door Schedules | n/a
Height | bill.east@us.army.mil | 2012-10-26T09:46:00 | Requirement | Component | Door 1B01 | 2135 | mm | n/a | n/a | n/a | Clinic_79-91_Door Schedules | n/a
Thickness | bill.east@us.army.mil | 2012-10-26T09:46:00 | Requirement | Component | Door 1B01 | 45 | mm | n/a | n/a | n/a | Clinic_79-91_Door Schedules | n/a
DoorFrame | bill.east@us.army.mil | 2012-10-26T09:46:00 | Requirement | Component | Door 1B01 | STEEL | n/a | n/a | n/a | n/a | Clinic_79-91_Door Schedules | n/a
WeatherStrpping | bill.east@us.army.mil | 2012-10-26T09:46:00 | Requirement | Component | Door 1B01 | n/a | n/a | n/a | n/a | n/a | Clinic_79-91_Door Schedules | n/a
SoundProof | bill.east@us.army.mil | 2012-10-26T09:46:00 | Requirement | Component | Door 1B01 | n/a | n/a | n/a | n/a | n/a | Clinic_79-91_Door Schedules | n/a
Shielded | bill.east@us.army.mil | 2012-10-26T09:46:00 | Requirement | Component | Door 1B01 | n/a | n/a | n/a | n/a | n/a | Clinic_79-91_Door Schedules | n/a
HardwareSet | bill.east@us.army.mil | 2012-10-26T09:46:00 | Requirement | Component | Door 1B01 | 101 | n/a | n/a | n/a | n/a | Clinic_79-91_Door Schedules | n/a
JambNumber | bill.east@us.army.mil | 2012-10-26T09:46:00 | Requirement | Component | Door 1B01 | J1 | n/a | n/a | n/a | n/a | Clinic_79-91_Door Schedules | n/a
HeadNumber | bill.east@us.army.mil | 2012-10-26T09:46:00 | Requirement | Component | Door 1B01 | H1 | n/a | n/a | n/a | n/a | Clinic_79-91_Door Schedules | n/a
Threshold | bill.east@us.army.mil | 2012-10-26T09:46:00 | Requirement | Component | Door 1B01 | IT | n/a | n/a | n/a | n/a | Clinic_79-91_Door Schedules | n/a
PaintColor | bill.east@us.army.mil | 2012-10-26T09:46:00 | Requirement | Component | Door 1B01 | DP3 | n/a | n/a | n/a | n/a | Clinic_79-91_Door Schedules | n/a
Width | bill.east@us.army.mil | 2012-10-26T09:46:00 | Requirement | Component | Door 1B02 | 915 | mm | n/a | n/a | n/a | Clinic_79-91_Door Schedules | n/a
Height | bill.east@us.army.mil | 2012-10-26T09:46:00 | Requirement | Component | Door 1B02 | 2135 | mm | n/a | n/a | n/a | Clinic_79-91_Door Schedules | n/a
Thickness | bill.east@us.army.mil | 2012-10-26T09:46:00 | Requirement | Component | Door 1B02 | 45 | mm | n/a | n/a | n/a | Clinic_79-91_Door Schedules | n/a
DoorFrame | bill.east@us.army.mil | 2012-10-26T09:46:00 | Requirement | Component | Door 1B02 | STEEL | n/a | n/a | n/a | n/a | Clinic_79-91_Door Schedules | n/a
WeatherStrpping | bill.east@us.army.mil | 2012-10-26T09:46:00 | Requirement | Component | Door 1B02 | n/a | n/a | n/a | n/a | n/a | Clinic_79-91_Door Schedules | n/a
SoundProof | bill.east@us.army.mil | 2012-10-26T09:46:00 | Requirement | Component | Door 1B02 | n/a | n/a | n/a | n/a | n/a | Clinic_79-91_Door Schedules | n/a
Shielded | bill.east@us.army.mil | 2012-10-26T09:46:00 | Requirement | Component | Door 1B02 | n/a | n/a | n/a | n/a | n/a | Clinic_79-91_Door Schedules | n/a
HardwareSet | bill.east@us.army.mil | 2012-10-26T09:46:00 | Requirement | Component | Door 1B02 | 102 | n/a | n/a | n/a | n/a | Clinic_79-91_Door Schedules | n/a
JambNumber | bill.east@us.army.mil | 2012-10-26T09:46:00 | Requirement | Component | Door 1B02 | J1 | n/a | n/a | n/a | n/a | Clinic_79-91_Door Schedules | n/a
HeadNumber | bill.east@us.army.mil | 2012-10-26T09:46:00 | Requirement | Component | Door 1B02 | H1 | n/a | n/a | n/a | n/a | Clinic_79-91_Door Schedules | n/a
Threshold | bill.east@us.army.mil | 2012-10-26T09:46:00 | Requirement | Component | Door 1B02 | IT | n/a | n/a | n/a | n/a | Clinic_79-91_Door Schedules | n/a
PaintColor | bill.east@us.army.mil | 2012-10-26T09:46:00 | Requirement | Component | Door 1B02 | DP3 | n/a | n/a | n/a | n/a | Clinic_79-91_Door Schedules | n/a
Width | bill.east@us.army.mil | 2012-10-26T09:46:00 | Requirement | Component | Door 1B03 | 915 | mm | n/a | n/a | n/a | Clinic_79-91_Door Schedules | n/a
Height | bill.east@us.army.mil | 2012-10-26T09:46:00 | Requirement | Component | Door 1B03 | 2135 | mm | n/a | n/a | n/a | Clinic_79-91_Door Schedules | n/a
Thickness | bill.east@us.army.mil | 2012-10-26T09:46:00 | Requirement | Component | Door 1B03 | 45 | mm | n/a | n/a | n/a | Clinic_79-91_Door Schedules | n/a
DoorFrame | bill.east@us.army.mil | 2012-10-26T09:46:00 | Requirement | Component | Door 1B03 | STEEL | n/a | n/a | n/a | n/a | Clinic_79-91_Door Schedules | n/a
WeatherStrpping | bill.east@us.army.mil | 2012-10-26T09:46:00 | Requirement | Component | Door 1B03 | n/a | n/a | n/a | n/a | n/a | Clinic_79-91_Door Schedules | n/a
SoundProof | bill.east@us.army.mil | 2012-10-26T09:46:00 | Requirement | Component | Door 1B03 | n/a | n/a | n/a | n/a | n/a | Clinic_79-91_Door Schedules | n/a
Shielded | bill.east@us.army.mil | 2012-10-26T09:46:00 | Requirement | Component | Door 1B03 | n/a | n/a | n/a | n/a | n/a | Clinic_79-91_Door Schedules | n/a
HardwareSet | bill.east@us.army.mil | 2012-10-26T09:46:00 | Requirement | Component | Door 1B03 | 101 | n/a | n/a | n/a | n/a | Clinic_79-91_Door Schedules | n/a
JambNumber | bill.east@us.army.mil | 2012-10-26T09:46:00 | Requirement | Component | Door 1B03 | J1 | n/a | n/a | n/a | n/a | Clinic_79-91_Door Schedules | n/a
HeadNumber | bill.east@us.army.mil | 2012-10-26T09:46:00 | Requirement | Component | Door 1B03 | H1 | n/a | n/a | n/a | n/a | Clinic_79-91_Door Schedules | n/a
Threshold | bill.east@us.army.mil | 2012-10-26T09:46:00 | Requirement | Component | Door 1B03 | IT | n/a | n/a | n/a | n/a | Clinic_79-91_Door Schedules | n/a
PaintColor | bill.east@us.army.mil | 2012-10-26T09:46:00 | Requirement | Component | Door 1B03 | DP3 | n/a | n/a | n/a | n/a | Clinic_79-91_Door Schedules | n/a
Width | bill.east@us.army.mil | 2012-10-26T09:46:00 | Requirement | Component | Door 1B04 | 915 | mm | n/a | n/a | n/a | Clinic_79-91_Door Schedules | n/a
Height | bill.east@us.army.mil | 2012-10-26T09:46:00 | Requirement | Component | Door 1B04 | 2135 | mm | n/a | n/a | n/a | Clinic_79-91_Door Schedules | n/a
Thickness | bill.east@us.army.mil | 2012-10-26T09:46:00 | Requirement | Component | Door 1B04 | 45 | mm | n/a | n/a | n/a | Clinic_79-91_Door Schedules | n/a
DoorFrame | bill.east@us.army.mil | 2012-10-26T09:46:00 | Requirement | Component | Door 1B04 | STEEL | n/a | n/a | n/a | n/a | Clinic_79-91_Door Schedules | n/a
WeatherStrpping | bill.east@us.army.mil | 2012-10-26T09:46:00 | Requirement | Component | Door 1B04 | n/a | n/a | n/a | n/a | n/a | Clinic_79-91_Door Schedules | n/a
SoundProof | bill.east@us.army.mil | 2012-10-26T09:46:00 | Requirement | Component | Door 1B04 | n/a | n/a | n/a | n/a | n/a | Clinic_79-91_Door Schedules | n/a
Shielded | bill.east@us.army.mil | 2012-10-26T09:46:00 | Requirement | Component | Door 1B04 | n/a | n/a | n/a | n/a | n/a | Clinic_79-91_Door Schedules | n/a
HardwareSet | bill.east@us.army.mil | 2012-10-26T09:46:00 | Requirement | Component | Door 1B04 | 113 | n/a | n/a | n/a | n/a | Clinic_79-91_Door Schedules | n/a
JambNumber | bill.east@us.army.mil | 2012-10-26T09:46:00 | Requirement | Component | Door 1B04 | J1 | n/a | n/a | n/a | n/a | Clinic_79-91_Door Schedules | n/a
HeadNumber | bill.east@us.army.mil | 2012-10-26T09:46:00 | Requirement | Component | Door 1B04 | H1 | n/a | n/a | n/a | n/a | Clinic_79-91_Door Schedules | n/a
Threshold | bill.east@us.army.mil | 2012-10-26T09:46:00 | Requirement | Component | Door 1B04 | IT | n/a | n/a | n/a | n/a | Clinic_79-91_Door Schedules | n/a
PaintColor | bill.east@us.army.mil | 2012-10-26T09:46:00 | Requirement | Component | Door 1B04 | DP3 | n/a | n/a | n/a | n/a | Clinic_79-91_Door Schedules | n/a
Width | bill.east@us.army.mil | 2012-10-26T09:46:00 | Requirement | Component | Door 1B04A | 915 | mm | n/a | n/a | n/a | Clinic_79-91_Door Schedules | n/a
Height | bill.east@us.army.mil | 2012-10-26T09:46:00 | Requirement | Component | Door 1B04A | 2135 | mm | n/a | n/a | n/a | Clinic_79-91_Door Schedules | n/a
Thickness | bill.east@us.army.mil | 2012-10-26T09:46:00 | Requirement | Component | Door 1B04A | 45 | mm | n/a | n/a | n/a | Clinic_79-91_Door Schedules | n/a
DoorFrame | bill.east@us.army.mil | 2012-10-26T09:46:00 | Requirement | Component | Door 1B04A | STEEL | n/a | n/a | n/a | n/a | Clinic_79-91_Door Schedules | n/a
WeatherStrpping | bill.east@us.army.mil | 2012-10-26T09:46:00 | Requirement | Component | Door 1B04A | n/a | n/a | n/a | n/a | n/a | Clinic_79-91_Door Schedules | n/a
SoundProof | bill.east@us.army.mil | 2012-10-26T09:46:00 | Requirement | Component | Door 1B04A | n/a | n/a | n/a | n/a | n/a | Clinic_79-91_Door Schedules | n/a
Shielded | bill.east@us.army.mil | 2012-10-26T09:46:00 | Requirement | Component | Door 1B04A | n/a | n/a | n/a | n/a | n/a | Clinic_79-91_Door Schedules | n/a
HardwareSet | bill.east@us.army.mil | 2012-10-26T09:46:00 | Requirement | Component | Door 1B04A | 109 | n/a | n/a | n/a | n/a | Clinic_79-91_Door Schedules | n/a
JambNumber | bill.east@us.army.mil | 2012-10-26T09:46:00 | Requirement | Component | Door 1B04A | J1 | n/a | n/a | n/a | n/a | Clinic_79-91_Door Schedules | n/a
HeadNumber | bill.east@us.army.mil | 2012-10-26T09:46:00 | Requirement | Component | Door 1B04A | H1 | n/a | n/a | n/a | n/a | Clinic_79-91_Door Schedules | n/a
Threshold | bill.east@us.army.mil | 2012-10-26T09:46:00 | Requirement | Component | Door 1B04A | IT | n/a | n/a | n/a | n/a | Clinic_79-91_Door Schedules | n/a
PaintColor | bill.east@us.army.mil | 2012-10-26T09:46:00 | Requirement | Component | Door 1B04A | DP3 | n/a | n/a | n/a | n/a | Clinic_79-91_Door Schedules | n/a
Width | bill.east@us.army.mil | 2012-10-26T09:46:00 | Requirement | Component | Door 1B05 | 915 | mm | n/a | n/a | n/a | Clinic_79-91_Door Schedules | n/a
Height | bill.east@us.army.mil | 2012-10-26T09:46:00 | Requirement | Component | Door 1B05 | 2135 | mm | n/a | n/a | n/a | Clinic_79-91_Door Schedules | n/a
Thickness | bill.east@us.army.mil | 2012-10-26T09:46:00 | Requirement | Component | Door 1B05 | 45 | mm | n/a | n/a | n/a | Clinic_79-91_Door Schedules | n/a
DoorFrame | bill.east@us.army.mil | 2012-10-26T09:46:00 | Requirement | Component | Door 1B05 | STEEL | n/a | n/a | n/a | n/a | Clinic_79-91_Door Schedules | n/a
WeatherStrpping | bill.east@us.army.mil | 2012-10-26T09:46:00 | Requirement | Component | Door 1B05 | n/a | n/a | n/a | n/a | n/a | Clinic_79-91_Door Schedules | n/a
SoundProof | bill.east@us.army.mil | 2012-10-26T09:46:00 | Requirement | Component | Door 1B05 | n/a | n/a | n/a | n/a | n/a | Clinic_79-91_Door Schedules | n/a
Shielded | bill.east@us.army.mil | 2012-10-26T09:46:00 | Requirement | Component | Door 1B05 | n/a | n/a | n/a | n/a | n/a | Clinic_79-91_Door Schedules | n/a
HardwareSet | bill.east@us.army.mil | 2012-10-26T09:46:00 | Requirement | Component | Door 1B05 | 102 | n/a | n/a | n/a | n/a | Clinic_79-91_Door Schedules | n/a
JambNumber | bill.east@us.army.mil | 2012-10-26T09:46:00 | Requirement | Component | Door 1B05 | J1 | n/a | n/a | n/a | n/a | Clinic_79-91_Door Schedules | n/a
HeadNumber | bill.east@us.army.mil | 2012-10-26T09:46:00 | Requirement | Component | Door 1B05 | H1 | n/a | n/a | n/a | n/a | Clinic_79-91_Door Schedules | n/a
Threshold | bill.east@us.army.mil | 2012-10-26T09:46:00 | Requirement | Component | Door 1B05 | IT | n/a | n/a | n/a | n/a | Clinic_79-91_Door Schedules | n/a
PaintColor | bill.east@us.army.mil | 2012-10-26T09:46:00 | Requirement | Component | Door 1B05 | DP3 | n/a | n/a | n/a | n/a | Clinic_79-91_Door Schedules | n/a
Width | bill.east@us.army.mil | 2012-10-26T09:46:00 | Requirement | Component | Door 1B06 | 915 | mm | n/a | n/a | n/a | Clinic_79-91_Door Schedules | n/a
Height | bill.east@us.army.mil | 2012-10-26T09:46:00 | Requirement | Component | Door 1B06 | 2135 | mm | n/a | n/a | n/a | Clinic_79-91_Door Schedules | n/a
Thickness | bill.east@us.army.mil | 2012-10-26T09:46:00 | Requirement | Component | Door 1B06 | 45 | mm | n/a | n/a | n/a | Clinic_79-91_Door Schedules | n/a
DoorFrame | bill.east@us.army.mil | 2012-10-26T09:46:00 | Requirement | Component | Door 1B06 | STEEL | n/a | n/a | n/a | n/a | Clinic_79-91_Door Schedules | n/a
WeatherStrpping | bill.east@us.army.mil | 2012-10-26T09:46:00 | Requirement | Component | Door 1B06 | n/a | n/a | n/a | n/a | n/a | Clinic_79-91_Door Schedules | n/a
SoundProof | bill.east@us.army.mil | 2012-10-26T09:46:00 | Requirement | Component | Door 1B06 | n/a | n/a | n/a | n/a | n/a | Clinic_79-91_Door Schedules | n/a
Shielded | bill.east@us.army.mil | 2012-10-26T09:46:00 | Requirement | Component | Door 1B06 | n/a | n/a | n/a | n/a | n/a | Clinic_79-91_Door Schedules | n/a
HardwareSet | bill.east@us.army.mil | 2012-10-26T09:46:00 | Requirement | Component | Door 1B06 | 101 | n/a | n/a | n/a | n/a | Clinic_79-91_Door Schedules | n/a
JambNumber | bill.east@us.army.mil | 2012-10-26T09:46:00 | Requirement | Component | Door 1B06 | J1 | n/a | n/a | n/a | n/a | Clinic_79-91_Door Schedules | n/a
HeadNumber | bill.east@us.army.mil | 2012-10-26T09:46:00 | Requirement | Component | Door 1B06 | H1 | n/a | n/a | n/a | n/a | Clinic_79-91_Door Schedules | n/a
Threshold | bill.east@us.army.mil | 2012-10-26T09:46:00 | Requirement | Component | Door 1B06 | IT | n/a | n/a | n/a | n/a | Clinic_79-91_Door Schedules | n/a
PaintColor | bill.east@us.army.mil | 2012-10-26T09:46:00 | Requirement | Component | Door 1B06 | DP3 | n/a | n/a | n/a | n/a | Clinic_79-91_Door Schedules | n/a
Width | bill.east@us.army.mil | 2012-10-26T09:46:00 | Requirement | Component | Door 1B07 | 915 | mm | n/a | n/a | n/a | Clinic_79-91_Door Schedules | n/a
Height | bill.east@us.army.mil | 2012-10-26T09:46:00 | Requirement | Component | Door 1B07 | 2135 | mm | n/a | n/a | n/a | Clinic_79-91_Door Schedules | n/a
Thickness | bill.east@us.army.mil | 2012-10-26T09:46:00 | Requirement | Component | Door 1B07 | 45 | mm | n/a | n/a | n/a | Clinic_79-91_Door Schedules | n/a
DoorFrame | bill.east@us.army.mil | 2012-10-26T09:46:00 | Requirement | Component | Door 1B07 | STEEL | n/a | n/a | n/a | n/a | Clinic_79-91_Door Schedules | n/a
WeatherStrpping | bill.east@us.army.mil | 2012-10-26T09:46:00 | Requirement | Component | Door 1B07 | n/a | n/a | n/a | n/a | n/a | Clinic_79-91_Door Schedules | n/a
SoundProof | bill.east@us.army.mil | 2012-10-26T09:46:00 | Requirement | Component | Door 1B07 | n/a | n/a | n/a | n/a | n/a | Clinic_79-91_Door Schedules | n/a
Shielded | bill.east@us.army.mil | 2012-10-26T09:46:00 | Requirement | Component | Door 1B07 | n/a | n/a | n/a | n/a | n/a | Clinic_79-91_Door Schedules | n/a
HardwareSet | bill.east@us.army.mil | 2012-10-26T09:46:00 | Requirement | Component | Door 1B07 | 102 | n/a | n/a | n/a | n/a | Clinic_79-91_Door Schedules | n/a
JambNumber | bill.east@us.army.mil | 2012-10-26T09:46:00 | Requirement | Component | Door 1B07 | J1 | n/a | n/a | n/a | n/a | Clinic_79-91_Door Schedules | n/a
HeadNumber | bill.east@us.army.mil | 2012-10-26T09:46:00 | Requirement | Component | Door 1B07 | H1 | n/a | n/a | n/a | n/a | Clinic_79-91_Door Schedules | n/a
Threshold | bill.east@us.army.mil | 2012-10-26T09:46:00 | Requirement | Component | Door 1B07 | IT | n/a | n/a | n/a | n/a | Clinic_79-91_Door Schedules | n/a
PaintColor | bill.east@us.army.mil | 2012-10-26T09:46:00 | Requirement | Component | Door 1B07 | DP3 | n/a | n/a | n/a | n/a | Clinic_79-91_Door Schedules | n/a
Width | bill.east@us.army.mil | 2012-10-26T09:46:00 | Requirement | Component | Door 1B08 | 915 | mm | n/a | n/a | n/a | Clinic_79-91_Door Schedules | n/a
Height | bill.east@us.army.mil | 2012-10-26T09:46:00 | Requirement | Component | Door 1B08 | 2135 | mm | n/a | n/a | n/a | Clinic_79-91_Door Schedules | n/a
Thickness | bill.east@us.army.mil | 2012-10-26T09:46:00 | Requirement | Component | Door 1B08 | 45 | mm | n/a | n/a | n/a | Clinic_79-91_Door Schedules | n/a
DoorFrame | bill.east@us.army.mil | 2012-10-26T09:46:00 | Requirement | Component | Door 1B08 | STEEL | n/a | n/a | n/a | n/a | Clinic_79-91_Door Schedules | n/a
WeatherStrpping | bill.east@us.army.mil | 2012-10-26T09:46:00 | Requirement | Component | Door 1B08 | n/a | n/a | n/a | n/a | n/a | Clinic_79-91_Door Schedules | n/a
SoundProof | bill.east@us.army.mil | 2012-10-26T09:46:00 | Requirement | Component | Door 1B08 | n/a | n/a | n/a | n/a | n/a | Clinic_79-91_Door Schedules | n/a
Shielded | bill.east@us.army.mil | 2012-10-26T09:46:00 | Requirement | Component | Door 1B08 | n/a | n/a | n/a | n/a | n/a | Clinic_79-91_Door Schedules | n/a
HardwareSet | bill.east@us.army.mil | 2012-10-26T09:46:00 | Requirement | Component | Door 1B08 | 112 | n/a | n/a | n/a | n/a | Clinic_79-91_Door Schedules | n/a
JambNumber | bill.east@us.army.mil | 2012-10-26T09:46:00 | Requirement | Component | Door 1B08 | J1 | n/a | n/a | n/a | n/a | Clinic_79-91_Door Schedules | n/a
HeadNumber | bill.east@us.army.mil | 2012-10-26T09:46:00 | Requirement | Component | Door 1B08 | H1 | n/a | n/a | n/a | n/a | Clinic_79-91_Door Schedules | n/a
Threshold | bill.east@us.army.mil | 2012-10-26T09:46:00 | Requirement | Component | Door 1B08 | IT | n/a | n/a | n/a | n/a | Clinic_79-91_Door Schedules | n/a
PaintColor | bill.east@us.army.mil | 2012-10-26T09:46:00 | Requirement | Component | Door 1B08 | DP3 | n/a | n/a | n/a | n/a | Clinic_79-91_Door Schedules | n/a
Width | bill.east@us.army.mil | 2012-10-26T09:46:00 | Requirement | Component | Door 1B09 | 915 | mm | n/a | n/a | n/a | Clinic_79-91_Door Schedules | n/a
Height | bill.east@us.army.mil | 2012-10-26T09:46:00 | Requirement | Component | Door 1B09 | 2135 | mm | n/a | n/a | n/a | Clinic_79-91_Door Schedules | n/a
Thickness | bill.east@us.army.mil | 2012-10-26T09:46:00 | Requirement | Component | Door 1B09 | 45 | mm | n/a | n/a | n/a | Clinic_79-91_Door Schedules | n/a
DoorFrame | bill.east@us.army.mil | 2012-10-26T09:46:00 | Requirement | Component | Door 1B09 | STEEL | n/a | n/a | n/a | n/a | Clinic_79-91_Door Schedules | n/a
WeatherStrpping | bill.east@us.army.mil | 2012-10-26T09:46:00 | Requirement | Component | Door 1B09 | n/a | n/a | n/a | n/a | n/a | Clinic_79-91_Door Schedules | n/a
SoundProof | bill.east@us.army.mil | 2012-10-26T09:46:00 | Requirement | Component | Door 1B09 | n/a | n/a | n/a | n/a | n/a | Clinic_79-91_Door Schedules | n/a
Shielded | bill.east@us.army.mil | 2012-10-26T09:46:00 | Requirement | Component | Door 1B09 | n/a | n/a | n/a | n/a | n/a | Clinic_79-91_Door Schedules | n/a
HardwareSet | bill.east@us.army.mil | 2012-10-26T09:46:00 | Requirement | Component | Door 1B09 | 102 | n/a | n/a | n/a | n/a | Clinic_79-91_Door Schedules | n/a
JambNumber | bill.east@us.army.mil | 2012-10-26T09:46:00 | Requirement | Component | Door 1B09 | J1 | n/a | n/a | n/a | n/a | Clinic_79-91_Door Schedules | n/a
HeadNumber | bill.east@us.army.mil | 2012-10-26T09:46:00 | Requirement | Component | Door 1B09 | H1 | n/a | n/a | n/a | n/a | Clinic_79-91_Door Schedules | n/a
Threshold | bill.east@us.army.mil | 2012-10-26T09:46:00 | Requirement | Component | Door 1B09 | IT | n/a | n/a | n/a | n/a | Clinic_79-91_Door Schedules | n/a
PaintColor | bill.east@us.army.mil | 2012-10-26T09:46:00 | Requirement | Component | Door 1B09 | DP3 | n/a | n/a | n/a | n/a | Clinic_79-91_Door Schedules | n/a
Width | bill.east@us.army.mil | 2012-10-26T09:46:00 | Requirement | Component | Door 1B10 | 915 | mm | n/a | n/a | n/a | Clinic_79-91_Door Schedules | n/a
Height | bill.east@us.army.mil | 2012-10-26T09:46:00 | Requirement | Component | Door 1B10 | 2135 | mm | n/a | n/a | n/a | Clinic_79-91_Door Schedules | n/a
Thickness | bill.east@us.army.mil | 2012-10-26T09:46:00 | Requirement | Component | Door 1B10 | 45 | mm | n/a | n/a | n/a | Clinic_79-91_Door Schedules | n/a
DoorFrame | bill.east@us.army.mil | 2012-10-26T09:46:00 | Requirement | Component | Door 1B10 | STEEL | n/a | n/a | n/a | n/a | Clinic_79-91_Door Schedules | n/a
WeatherStrpping | bill.east@us.army.mil | 2012-10-26T09:46:00 | Requirement | Component | Door 1B10 | n/a | n/a | n/a | n/a | n/a | Clinic_79-91_Door Schedules | n/a
SoundProof | bill.east@us.army.mil | 2012-10-26T09:46:00 | Requirement | Component | Door 1B10 | n/a | n/a | n/a | n/a | n/a | Clinic_79-91_Door Schedules | n/a
Shielded | bill.east@us.army.mil | 2012-10-26T09:46:00 | Requirement | Component | Door 1B10 | n/a | n/a | n/a | n/a | n/a | Clinic_79-91_Door Schedules | n/a
HardwareSet | bill.east@us.army.mil | 2012-10-26T09:46:00 | Requirement | Component | Door 1B10 | 112 | n/a | n/a | n/a | n/a | Clinic_79-91_Door Schedules | n/a
JambNumber | bill.east@us.army.mil | 2012-10-26T09:46:00 | Requirement | Component | Door 1B10 | J1 | n/a | n/a | n/a | n/a | Clinic_79-91_Door Schedules | n/a
HeadNumber | bill.east@us.army.mil | 2012-10-26T09:46:00 | Requirement | Component | Door 1B10 | H1 | n/a | n/a | n/a | n/a | Clinic_79-91_Door Schedules | n/a
Threshold | bill.east@us.army.mil | 2012-10-26T09:46:00 | Requirement | Component | Door 1B10 | IT | n/a | n/a | n/a | n/a | Clinic_79-91_Door Schedules | n/a
PaintColor | bill.east@us.army.mil | 2012-10-26T09:46:00 | Requirement | Component | Door 1B10 | DP3 | n/a | n/a | n/a | n/a | Clinic_79-91_Door Schedules | n/a
Width | bill.east@us.army.mil | 2012-10-26T09:46:00 | Requirement | Component | Door 1B12 | 915 | mm | n/a | n/a | n/a | Clinic_79-91_Door Schedules | n/a
Height | bill.east@us.army.mil | 2012-10-26T09:46:00 | Requirement | Component | Door 1B12 | 2135 | mm | n/a | n/a | n/a | Clinic_79-91_Door Schedules | n/a
Thickness | bill.east@us.army.mil | 2012-10-26T09:46:00 | Requirement | Component | Door 1B12 | 45 | mm | n/a | n/a | n/a | Clinic_79-91_Door Schedules | n/a
DoorFrame | bill.east@us.army.mil | 2012-10-26T09:46:00 | Requirement | Component | Door 1B12 | STEEL | n/a | n/a | n/a | n/a | Clinic_79-91_Door Schedules | n/a
WeatherStrpping | bill.east@us.army.mil | 2012-10-26T09:46:00 | Requirement | Component | Door 1B12 | n/a | n/a | n/a | n/a | n/a | Clinic_79-91_Door Schedules | n/a
SoundProof | bill.east@us.army.mil | 2012-10-26T09:46:00 | Requirement | Component | Door 1B12 | n/a | n/a | n/a | n/a | n/a | Clinic_79-91_Door Schedules | n/a
Shielded | bill.east@us.army.mil | 2012-10-26T09:46:00 | Requirement | Component | Door 1B12 | n/a | n/a | n/a | n/a | n/a | Clinic_79-91_Door Schedules | n/a
HardwareSet | bill.east@us.army.mil | 2012-10-26T09:46:00 | Requirement | Component | Door 1B12 | 112 | n/a | n/a | n/a | n/a | Clinic_79-91_Door Schedules | n/a
JambNumber | bill.east@us.army.mil | 2012-10-26T09:46:00 | Requirement | Component | Door 1B12 | J1 | n/a | n/a | n/a | n/a | Clinic_79-91_Door Schedules | n/a
HeadNumber | bill.east@us.army.mil | 2012-10-26T09:46:00 | Requirement | Component | Door 1B12 | H1 | n/a | n/a | n/a | n/a | Clinic_79-91_Door Schedules | n/a
Threshold | bill.east@us.army.mil | 2012-10-26T09:46:00 | Requirement | Component | Door 1B12 | IT | n/a | n/a | n/a | n/a | Clinic_79-91_Door Schedules | n/a
PaintColor | bill.east@us.army.mil | 2012-10-26T09:46:00 | Requirement | Component | Door 1B12 | DP3 | n/a | n/a | n/a | n/a | Clinic_79-91_Door Schedules | n/a
Width | bill.east@us.army.mil | 2012-10-26T09:46:00 | Requirement | Component | Door 1B13 | 915 | mm | n/a | n/a | n/a | Clinic_79-91_Door Schedules | n/a
Height | bill.east@us.army.mil | 2012-10-26T09:46:00 | Requirement | Component | Door 1B13 | 2135 | mm | n/a | n/a | n/a | Clinic_79-91_Door Schedules | n/a
Thickness | bill.east@us.army.mil | 2012-10-26T09:46:00 | Requirement | Component | Door 1B13 | 45 | mm | n/a | n/a | n/a | Clinic_79-91_Door Schedules | n/a
DoorFrame | bill.east@us.army.mil | 2012-10-26T09:46:00 | Requirement | Component | Door 1B13 | STEEL | n/a | n/a | n/a | n/a | Clinic_79-91_Door Schedules | n/a
WeatherStrpping | bill.east@us.army.mil | 2012-10-26T09:46:00 | Requirement | Component | Door 1B13 | n/a | n/a | n/a | n/a | n/a | Clinic_79-91_Door Schedules | n/a
SoundProof | bill.east@us.army.mil | 2012-10-26T09:46:00 | Requirement | Component | Door 1B13 | n/a | n/a | n/a | n/a | n/a | Clinic_79-91_Door Schedules | n/a
Shielded | bill.east@us.army.mil | 2012-10-26T09:46:00 | Requirement | Component | Door 1B13 | n/a | n/a | n/a | n/a | n/a | Clinic_79-91_Door Schedules | n/a
HardwareSet | bill.east@us.army.mil | 2012-10-26T09:46:00 | Requirement | Component | Door 1B13 | 101 | n/a | n/a | n/a | n/a | Clinic_79-91_Door Schedules | n/a
JambNumber | bill.east@us.army.mil | 2012-10-26T09:46:00 | Requirement | Component | Door 1B13 | J1 | n/a | n/a | n/a | n/a | Clinic_79-91_Door Schedules | n/a
HeadNumber | bill.east@us.army.mil | 2012-10-26T09:46:00 | Requirement | Component | Door 1B13 | H1 | n/a | n/a | n/a | n/a | Clinic_79-91_Door Schedules | n/a
Threshold | bill.east@us.army.mil | 2012-10-26T09:46:00 | Requirement | Component | Door 1B13 | IT | n/a | n/a | n/a | n/a | Clinic_79-91_Door Schedules | n/a
PaintColor | bill.east@us.army.mil | 2012-10-26T09:46:00 | Requirement | Component | Door 1B13 | DP3 | n/a | n/a | n/a | n/a | Clinic_79-91_Door Schedules | n/a
Width | bill.east@us.army.mil | 2012-10-26T09:46:00 | Requirement | Component | Door 1B14 | 915 | mm | n/a | n/a | n/a | Clinic_79-91_Door Schedules | n/a
Height | bill.east@us.army.mil | 2012-10-26T09:46:00 | Requirement | Component | Door 1B14 | 2135 | mm | n/a | n/a | n/a | Clinic_79-91_Door Schedules | n/a
Thickness | bill.east@us.army.mil | 2012-10-26T09:46:00 | Requirement | Component | Door 1B14 | 45 | mm | n/a | n/a | n/a | Clinic_79-91_Door Schedules | n/a
DoorFrame | bill.east@us.army.mil | 2012-10-26T09:46:00 | Requirement | Component | Door 1B14 | STEEL | n/a | n/a | n/a | n/a | Clinic_79-91_Door Schedules | n/a
WeatherStrpping | bill.east@us.army.mil | 2012-10-26T09:46:00 | Requirement | Component | Door 1B14 | n/a | n/a | n/a | n/a | n/a | Clinic_79-91_Door Schedules | n/a
SoundProof | bill.east@us.army.mil | 2012-10-26T09:46:00 | Requirement | Component | Door 1B14 | n/a | n/a | n/a | n/a | n/a | Clinic_79-91_Door Schedules | n/a
Shielded | bill.east@us.army.mil | 2012-10-26T09:46:00 | Requirement | Component | Door 1B14 | n/a | n/a | n/a | n/a | n/a | Clinic_79-91_Door Schedules | n/a
HardwareSet | bill.east@us.army.mil | 2012-10-26T09:46:00 | Requirement | Component | Door 1B14 | 111 | n/a | n/a | n/a | n/a | Clinic_79-91_Door Schedules | n/a
JambNumber | bill.east@us.army.mil | 2012-10-26T09:46:00 | Requirement | Component | Door 1B14 | J1 | n/a | n/a | n/a | n/a | Clinic_79-91_Door Schedules | n/a
HeadNumber | bill.east@us.army.mil | 2012-10-26T09:46:00 | Requirement | Component | Door 1B14 | H1 | n/a | n/a | n/a | n/a | Clinic_79-91_Door Schedules | n/a
Threshold | bill.east@us.army.mil | 2012-10-26T09:46:00 | Requirement | Component | Door 1B14 | IT | n/a | n/a | n/a | n/a | Clinic_79-91_Door Schedules | n/a
PaintColor | bill.east@us.army.mil | 2012-10-26T09:46:00 | Requirement | Component | Door 1B14 | DP3 | n/a | n/a | n/a | n/a | Clinic_79-91_Door Schedules | n/a
Width | bill.east@us.army.mil | 2012-10-26T09:46:00 | Requirement | Component | Door 1B15 | 915 | mm | n/a | n/a | n/a | Clinic_79-91_Door Schedules | n/a
Height | bill.east@us.army.mil | 2012-10-26T09:46:00 | Requirement | Component | Door 1B15 | 2135 | mm | n/a | n/a | n/a | Clinic_79-91_Door Schedules | n/a
Thickness | bill.east@us.army.mil | 2012-10-26T09:46:00 | Requirement | Component | Door 1B15 | 45 | mm | n/a | n/a | n/a | Clinic_79-91_Door Schedules | n/a
DoorFrame | bill.east@us.army.mil | 2012-10-26T09:46:00 | Requirement | Component | Door 1B15 | STEEL | n/a | n/a | n/a | n/a | Clinic_79-91_Door Schedules | n/a
WeatherStrpping | bill.east@us.army.mil | 2012-10-26T09:46:00 | Requirement | Component | Door 1B15 | n/a | n/a | n/a | n/a | n/a | Clinic_79-91_Door Schedules | n/a
SoundProof | bill.east@us.army.mil | 2012-10-26T09:46:00 | Requirement | Component | Door 1B15 | n/a | n/a | n/a | n/a | n/a | Clinic_79-91_Door Schedules | n/a
Shielded | bill.east@us.army.mil | 2012-10-26T09:46:00 | Requirement | Component | Door 1B15 | n/a | n/a | n/a | n/a | n/a | Clinic_79-91_Door Schedules | n/a
HardwareSet | bill.east@us.army.mil | 2012-10-26T09:46:00 | Requirement | Component | Door 1B15 | 111 | n/a | n/a | n/a | n/a | Clinic_79-91_Door Schedules | n/a
JambNumber | bill.east@us.army.mil | 2012-10-26T09:46:00 | Requirement | Component | Door 1B15 | J1 | n/a | n/a | n/a | n/a | Clinic_79-91_Door Schedules | n/a
HeadNumber | bill.east@us.army.mil | 2012-10-26T09:46:00 | Requirement | Component | Door 1B15 | H1 | n/a | n/a | n/a | n/a | Clinic_79-91_Door Schedules | n/a
Threshold | bill.east@us.army.mil | 2012-10-26T09:46:00 | Requirement | Component | Door 1B15 | IT | n/a | n/a | n/a | n/a | Clinic_79-91_Door Schedules | n/a
PaintColor | bill.east@us.army.mil | 2012-10-26T09:46:00 | Requirement | Component | Door 1B15 | DP3 | n/a | n/a | n/a | n/a | Clinic_79-91_Door Schedules | n/a
Width | bill.east@us.army.mil | 2012-10-26T09:46:00 | Requirement | Component | Door 1B16 | 915 | mm | n/a | n/a | n/a | Clinic_79-91_Door Schedules | n/a
Height | bill.east@us.army.mil | 2012-10-26T09:46:00 | Requirement | Component | Door 1B16 | 2135 | mm | n/a | n/a | n/a | Clinic_79-91_Door Schedules | n/a
Thickness | bill.east@us.army.mil | 2012-10-26T09:46:00 | Requirement | Component | Door 1B16 | 45 | mm | n/a | n/a | n/a | Clinic_79-91_Door Schedules | n/a
DoorFrame | bill.east@us.army.mil | 2012-10-26T09:46:00 | Requirement | Component | Door 1B16 | STEEL | n/a | n/a | n/a | n/a | Clinic_79-91_Door Schedules | n/a
WeatherStrpping | bill.east@us.army.mil | 2012-10-26T09:46:00 | Requirement | Component | Door 1B16 | n/a | n/a | n/a | n/a | n/a | Clinic_79-91_Door Schedules | n/a
SoundProof | bill.east@us.army.mil | 2012-10-26T09:46:00 | Requirement | Component | Door 1B16 | n/a | n/a | n/a | n/a | n/a | Clinic_79-91_Door Schedules | n/a
Shielded | bill.east@us.army.mil | 2012-10-26T09:46:00 | Requirement | Component | Door 1B16 | n/a | n/a | n/a | n/a | n/a | Clinic_79-91_Door Schedules | n/a
HardwareSet | bill.east@us.army.mil | 2012-10-26T09:46:00 | Requirement | Component | Door 1B16 | 112 | n/a | n/a | n/a | n/a | Clinic_79-91_Door Schedules | n/a
JambNumber | bill.east@us.army.mil | 2012-10-26T09:46:00 | Requirement | Component | Door 1B16 | J1 | n/a | n/a | n/a | n/a | Clinic_79-91_Door Schedules | n/a
HeadNumber | bill.east@us.army.mil | 2012-10-26T09:46:00 | Requirement | Component | Door 1B16 | H1 | n/a | n/a | n/a | n/a | Clinic_79-91_Door Schedules | n/a
Threshold | bill.east@us.army.mil | 2012-10-26T09:46:00 | Requirement | Component | Door 1B16 | IT | n/a | n/a | n/a | n/a | Clinic_79-91_Door Schedules | n/a
PaintColor | bill.east@us.army.mil | 2012-10-26T09:46:00 | Requirement | Component | Door 1B16 | DP3 | n/a | n/a | n/a | n/a | Clinic_79-91_Door Schedules | n/a
Width | bill.east@us.army.mil | 2012-10-26T09:46:00 | Requirement | Component | Door 1B17 | 915 | mm | n/a | n/a | n/a | Clinic_79-91_Door Schedules | n/a
Height | bill.east@us.army.mil | 2012-10-26T09:46:00 | Requirement | Component | Door 1B17 | 2135 | mm | n/a | n/a | n/a | Clinic_79-91_Door Schedules | n/a
Thickness | bill.east@us.army.mil | 2012-10-26T09:46:00 | Requirement | Component | Door 1B17 | 45 | mm | n/a | n/a | n/a | Clinic_79-91_Door Schedules | n/a
DoorFrame | bill.east@us.army.mil | 2012-10-26T09:46:00 | Requirement | Component | Door 1B17 | STEEL | n/a | n/a | n/a | n/a | Clinic_79-91_Door Schedules | n/a
WeatherStrpping | bill.east@us.army.mil | 2012-10-26T09:46:00 | Requirement | Component | Door 1B17 | n/a | n/a | n/a | n/a | n/a | Clinic_79-91_Door Schedules | n/a
SoundProof | bill.east@us.army.mil | 2012-10-26T09:46:00 | Requirement | Component | Door 1B17 | n/a | n/a | n/a | n/a | n/a | Clinic_79-91_Door Schedules | n/a
Shielded | bill.east@us.army.mil | 2012-10-26T09:46:00 | Requirement | Component | Door 1B17 | n/a | n/a | n/a | n/a | n/a | Clinic_79-91_Door Schedules | n/a
HardwareSet | bill.east@us.army.mil | 2012-10-26T09:46:00 | Requirement | Component | Door 1B17 | 114 | n/a | n/a | n/a | n/a | Clinic_79-91_Door Schedules | n/a
JambNumber | bill.east@us.army.mil | 2012-10-26T09:46:00 | Requirement | Component | Door 1B17 | J1 | n/a | n/a | n/a | n/a | Clinic_79-91_Door Schedules | n/a
HeadNumber | bill.east@us.army.mil | 2012-10-26T09:46:00 | Requirement | Component | Door 1B17 | H1 | n/a | n/a | n/a | n/a | Clinic_79-91_Door Schedules | n/a
Threshold | bill.east@us.army.mil | 2012-10-26T09:46:00 | Requirement | Component | Door 1B17 | IT | n/a | n/a | n/a | n/a | Clinic_79-91_Door Schedules | n/a
PaintColor | bill.east@us.army.mil | 2012-10-26T09:46:00 | Requirement | Component | Door 1B17 | DP3 | n/a | n/a | n/a | n/a | Clinic_79-91_Door Schedules | n/a
Width | bill.east@us.army.mil | 2012-10-26T09:46:00 | Requirement | Component | Door 1B19 | 1220 | mm | n/a | n/a | n/a | Clinic_79-91_Door Schedules | n/a
Height | bill.east@us.army.mil | 2012-10-26T09:46:00 | Requirement | Component | Door 1B19 | 2135 | mm | n/a | n/a | n/a | Clinic_79-91_Door Schedules | n/a
Thickness | bill.east@us.army.mil | 2012-10-26T09:46:00 | Requirement | Component | Door 1B19 | 45 | mm | n/a | n/a | n/a | Clinic_79-91_Door Schedules | n/a
DoorFrame | bill.east@us.army.mil | 2012-10-26T09:46:00 | Requirement | Component | Door 1B19 | STEEL | n/a | n/a | n/a | n/a | Clinic_79-91_Door Schedules | n/a
WeatherStrpping | bill.east@us.army.mil | 2012-10-26T09:46:00 | Requirement | Component | Door 1B19 | n/a | n/a | n/a | n/a | n/a | Clinic_79-91_Door Schedules | n/a
SoundProof | bill.east@us.army.mil | 2012-10-26T09:46:00 | Requirement | Component | Door 1B19 | n/a | n/a | n/a | n/a | n/a | Clinic_79-91_Door Schedules | n/a
Shielded | bill.east@us.army.mil | 2012-10-26T09:46:00 | Requirement | Component | Door 1B19 | Lead Lined | n/a | n/a | n/a | n/a | Clinic_79-91_Door Schedules | n/a
HardwareSet | bill.east@us.army.mil | 2012-10-26T09:46:00 | Requirement | Component | Door 1B19 | 115 | n/a | n/a | n/a | n/a | Clinic_79-91_Door Schedules | n/a
JambNumber | bill.east@us.army.mil | 2012-10-26T09:46:00 | Requirement | Component | Door 1B19 | J3 | n/a | n/a | n/a | n/a | Clinic_79-91_Door Schedules | n/a
HeadNumber | bill.east@us.army.mil | 2012-10-26T09:46:00 | Requirement | Component | Door 1B19 | H3 | n/a | n/a | n/a | n/a | Clinic_79-91_Door Schedules | n/a
Threshold | bill.east@us.army.mil | 2012-10-26T09:46:00 | Requirement | Component | Door 1B19 | IT | n/a | n/a | n/a | n/a | Clinic_79-91_Door Schedules | n/a
PaintColor | bill.east@us.army.mil | 2012-10-26T09:46:00 | Requirement | Component | Door 1B19 | DP3 | n/a | n/a | n/a | n/a | Clinic_79-91_Door Schedules | n/a
Width | bill.east@us.army.mil | 2012-10-26T09:46:00 | Requirement | Component | Door 1B21 | 915 | mm | n/a | n/a | n/a | Clinic_79-91_Door Schedules | n/a
Height | bill.east@us.army.mil | 2012-10-26T09:46:00 | Requirement | Component | Door 1B21 | 2135 | mm | n/a | n/a | n/a | Clinic_79-91_Door Schedules | n/a
Thickness | bill.east@us.army.mil | 2012-10-26T09:46:00 | Requirement | Component | Door 1B21 | 45 | mm | n/a | n/a | n/a | Clinic_79-91_Door Schedules | n/a
DoorFrame | bill.east@us.army.mil | 2012-10-26T09:46:00 | Requirement | Component | Door 1B21 | STEEL | n/a | n/a | n/a | n/a | Clinic_79-91_Door Schedules | n/a
WeatherStrpping | bill.east@us.army.mil | 2012-10-26T09:46:00 | Requirement | Component | Door 1B21 | n/a | n/a | n/a | n/a | n/a | Clinic_79-91_Door Schedules | n/a
SoundProof | bill.east@us.army.mil | 2012-10-26T09:46:00 | Requirement | Component | Door 1B21 | n/a | n/a | n/a | n/a | n/a | Clinic_79-91_Door Schedules | n/a
Shielded | bill.east@us.army.mil | 2012-10-26T09:46:00 | Requirement | Component | Door 1B21 | n/a | n/a | n/a | n/a | n/a | Clinic_79-91_Door Schedules | n/a
HardwareSet | bill.east@us.army.mil | 2012-10-26T09:46:00 | Requirement | Component | Door 1B21 | 113 | n/a | n/a | n/a | n/a | Clinic_79-91_Door Schedules | n/a
JambNumber | bill.east@us.army.mil | 2012-10-26T09:46:00 | Requirement | Component | Door 1B21 | J1 | n/a | n/a | n/a | n/a | Clinic_79-91_Door Schedules | n/a
HeadNumber | bill.east@us.army.mil | 2012-10-26T09:46:00 | Requirement | Component | Door 1B21 | H1 | n/a | n/a | n/a | n/a | Clinic_79-91_Door Schedules | n/a
Threshold | bill.east@us.army.mil | 2012-10-26T09:46:00 | Requirement | Component | Door 1B21 | IT | n/a | n/a | n/a | n/a | Clinic_79-91_Door Schedules | n/a
PaintColor | bill.east@us.army.mil | 2012-10-26T09:46:00 | Requirement | Component | Door 1B21 | DP3 | n/a | n/a | n/a | n/a | Clinic_79-91_Door Schedules | n/a
Width | bill.east@us.army.mil | 2012-10-26T09:46:00 | Requirement | Component | Door 1B23 | 915 | mm | n/a | n/a | n/a | Clinic_79-91_Door Schedules | n/a
Height | bill.east@us.army.mil | 2012-10-26T09:46:00 | Requirement | Component | Door 1B23 | 2135 | mm | n/a | n/a | n/a | Clinic_79-91_Door Schedules | n/a
Thickness | bill.east@us.army.mil | 2012-10-26T09:46:00 | Requirement | Component | Door 1B23 | 45 | mm | n/a | n/a | n/a | Clinic_79-91_Door Schedules | n/a
DoorFrame | bill.east@us.army.mil | 2012-10-26T09:46:00 | Requirement | Component | Door 1B23 | STEEL | n/a | n/a | n/a | n/a | Clinic_79-91_Door Schedules | n/a
WeatherStrpping | bill.east@us.army.mil | 2012-10-26T09:46:00 | Requirement | Component | Door 1B23 | n/a | n/a | n/a | n/a | n/a | Clinic_79-91_Door Schedules | n/a
SoundProof | bill.east@us.army.mil | 2012-10-26T09:46:00 | Requirement | Component | Door 1B23 | n/a | n/a | n/a | n/a | n/a | Clinic_79-91_Door Schedules | n/a
Shielded | bill.east@us.army.mil | 2012-10-26T09:46:00 | Requirement | Component | Door 1B23 | n/a | n/a | n/a | n/a | n/a | Clinic_79-91_Door Schedules | n/a
HardwareSet | bill.east@us.army.mil | 2012-10-26T09:46:00 | Requirement | Component | Door 1B23 | 110 | n/a | n/a | n/a | n/a | Clinic_79-91_Door Schedules | n/a
JambNumber | bill.east@us.army.mil | 2012-10-26T09:46:00 | Requirement | Component | Door 1B23 | J1 | n/a | n/a | n/a | n/a | Clinic_79-91_Door Schedules | n/a
HeadNumber | bill.east@us.army.mil | 2012-10-26T09:46:00 | Requirement | Component | Door 1B23 | H1 | n/a | n/a | n/a | n/a | Clinic_79-91_Door Schedules | n/a
Threshold | bill.east@us.army.mil | 2012-10-26T09:46:00 | Requirement | Component | Door 1B23 | IT | n/a | n/a | n/a | n/a | Clinic_79-91_Door Schedules | n/a
PaintColor | bill.east@us.army.mil | 2012-10-26T09:46:00 | Requirement | Component | Door 1B23 | DP3 | n/a | n/a | n/a | n/a | Clinic_79-91_Door Schedules | n/a
Width | bill.east@us.army.mil | 2012-10-26T09:46:00 | Requirement | Component | Door 1BC1 | 915 | mm | n/a | n/a | n/a | Clinic_79-91_Door Schedules | n/a
Height | bill.east@us.army.mil | 2012-10-26T09:46:00 | Requirement | Component | Door 1BC1 | 2135 | mm | n/a | n/a | n/a | Clinic_79-91_Door Schedules | n/a
Thickness | bill.east@us.army.mil | 2012-10-26T09:46:00 | Requirement | Component | Door 1BC1 | 45 | mm | n/a | n/a | n/a | Clinic_79-91_Door Schedules | n/a
DoorFrame | bill.east@us.army.mil | 2012-10-26T09:46:00 | Requirement | Component | Door 1BC1 | ALUMINIUM | n/a | n/a | n/a | n/a | Clinic_79-91_Door Schedules | n/a
WeatherStrpping | bill.east@us.army.mil | 2012-10-26T09:46:00 | Requirement | Component | Door 1BC1 | n/a | n/a | n/a | n/a | n/a | Clinic_79-91_Door Schedules | n/a
SoundProof | bill.east@us.army.mil | 2012-10-26T09:46:00 | Requirement | Component | Door 1BC1 | n/a | n/a | n/a | n/a | n/a | Clinic_79-91_Door Schedules | n/a
Shielded | bill.east@us.army.mil | 2012-10-26T09:46:00 | Requirement | Component | Door 1BC1 | n/a | n/a | n/a | n/a | n/a | Clinic_79-91_Door Schedules | n/a
HardwareSet | bill.east@us.army.mil | 2012-10-26T09:46:00 | Requirement | Component | Door 1BC1 | 109 | n/a | n/a | n/a | n/a | Clinic_79-91_Door Schedules | n/a
JambNumber | bill.east@us.army.mil | 2012-10-26T09:46:00 | Requirement | Component | Door 1BC1 | n/a | n/a | n/a | n/a | n/a | Clinic_79-91_Door Schedules | n/a
HeadNumber | bill.east@us.army.mil | 2012-10-26T09:46:00 | Requirement | Component | Door 1BC1 | H5 | n/a | n/a | n/a | n/a | Clinic_79-91_Door Schedules | n/a
Threshold | bill.east@us.army.mil | 2012-10-26T09:46:00 | Requirement | Component | Door 1BC1 | IT | n/a | n/a | n/a | n/a | Clinic_79-91_Door Schedules | n/a
PaintColor | bill.east@us.army.mil | 2012-10-26T09:46:00 | Requirement | Component | Door 1BC1 | To Match | n/a | n/a | n/a | n/a | Clinic_79-91_Door Schedules | n/a
Width | bill.east@us.army.mil | 2012-10-26T09:46:00 | Requirement | Component | Door 1BC2 | 915 | mm | n/a | n/a | n/a | Clinic_79-91_Door Schedules | n/a
Height | bill.east@us.army.mil | 2012-10-26T09:46:00 | Requirement | Component | Door 1BC2 | 2135 | mm | n/a | n/a | n/a | Clinic_79-91_Door Schedules | n/a
Thickness | bill.east@us.army.mil | 2012-10-26T09:46:00 | Requirement | Component | Door 1BC2 | 45 | mm | n/a | n/a | n/a | Clinic_79-91_Door Schedules | n/a
DoorFrame | bill.east@us.army.mil | 2012-10-26T09:46:00 | Requirement | Component | Door 1BC2 | ALUMINIUM | n/a | n/a | n/a | n/a | Clinic_79-91_Door Schedules | n/a
WeatherStrpping | bill.east@us.army.mil | 2012-10-26T09:46:00 | Requirement | Component | Door 1BC2 | n/a | n/a | n/a | n/a | n/a | Clinic_79-91_Door Schedules | n/a
SoundProof | bill.east@us.army.mil | 2012-10-26T09:46:00 | Requirement | Component | Door 1BC2 | n/a | n/a | n/a | n/a | n/a | Clinic_79-91_Door Schedules | n/a
Shielded | bill.east@us.army.mil | 2012-10-26T09:46:00 | Requirement | Component | Door 1BC2 | n/a | n/a | n/a | n/a | n/a | Clinic_79-91_Door Schedules | n/a
HardwareSet | bill.east@us.army.mil | 2012-10-26T09:46:00 | Requirement | Component | Door 1BC2 | 109 | n/a | n/a | n/a | n/a | Clinic_79-91_Door Schedules | n/a
JambNumber | bill.east@us.army.mil | 2012-10-26T09:46:00 | Requirement | Component | Door 1BC2 | J7 | n/a | n/a | n/a | n/a | Clinic_79-91_Door Schedules | n/a
HeadNumber | bill.east@us.army.mil | 2012-10-26T09:46:00 | Requirement | Component | Door 1BC2 | H5 | n/a | n/a | n/a | n/a | Clinic_79-91_Door Schedules | n/a
Threshold | bill.east@us.army.mil | 2012-10-26T09:46:00 | Requirement | Component | Door 1BC2 | IT | n/a | n/a | n/a | n/a | Clinic_79-91_Door Schedules | n/a
PaintColor | bill.east@us.army.mil | 2012-10-26T09:46:00 | Requirement | Component | Door 1BC2 | To Match | n/a | n/a | n/a | n/a | Clinic_79-91_Door Schedules | n/a
Width | bill.east@us.army.mil | 2012-10-26T09:46:00 | Requirement | Component | Door 1BC3 | 915 | mm | n/a | n/a | n/a | Clinic_79-91_Door Schedules | n/a
Height | bill.east@us.army.mil | 2012-10-26T09:46:00 | Requirement | Component | Door 1BC3 | 2135 | mm | n/a | n/a | n/a | Clinic_79-91_Door Schedules | n/a
Thickness | bill.east@us.army.mil | 2012-10-26T09:46:00 | Requirement | Component | Door 1BC3 | 45 | mm | n/a | n/a | n/a | Clinic_79-91_Door Schedules | n/a
DoorFrame | bill.east@us.army.mil | 2012-10-26T09:46:00 | Requirement | Component | Door 1BC3 | STEEL | n/a | n/a | n/a | n/a | Clinic_79-91_Door Schedules | n/a
WeatherStrpping | bill.east@us.army.mil | 2012-10-26T09:46:00 | Requirement | Component | Door 1BC3 | n/a | n/a | n/a | n/a | n/a | Clinic_79-91_Door Schedules | n/a
SoundProof | bill.east@us.army.mil | 2012-10-26T09:46:00 | Requirement | Component | Door 1BC3 | n/a | n/a | n/a | n/a | n/a | Clinic_79-91_Door Schedules | n/a
Shielded | bill.east@us.army.mil | 2012-10-26T09:46:00 | Requirement | Component | Door 1BC3 | n/a | n/a | n/a | n/a | n/a | Clinic_79-91_Door Schedules | n/a
HardwareSet | bill.east@us.army.mil | 2012-10-26T09:46:00 | Requirement | Component | Door 1BC3 | 122 | n/a | n/a | n/a | n/a | Clinic_79-91_Door Schedules | n/a
JambNumber | bill.east@us.army.mil | 2012-10-26T09:46:00 | Requirement | Component | Door 1BC3 | J6 | n/a | n/a | n/a | n/a | Clinic_79-91_Door Schedules | n/a
HeadNumber | bill.east@us.army.mil | 2012-10-26T09:46:00 | Requirement | Component | Door 1BC3 | H1 | n/a | n/a | n/a | n/a | Clinic_79-91_Door Schedules | n/a
Threshold | bill.east@us.army.mil | 2012-10-26T09:46:00 | Requirement | Component | Door 1BC3 | IT | n/a | n/a | n/a | n/a | Clinic_79-91_Door Schedules | n/a
PaintColor | bill.east@us.army.mil | 2012-10-26T09:46:00 | Requirement | Component | Door 1BC3 | DP3 | n/a | n/a | n/a | n/a | Clinic_79-91_Door Schedules | n/a
Width | bill.east@us.army.mil | 2012-10-26T09:46:00 | Requirement | Component | Door 1BC4 | 915 | mm | n/a | n/a | n/a | Clinic_79-91_Door Schedules | n/a
Height | bill.east@us.army.mil | 2012-10-26T09:46:00 | Requirement | Component | Door 1BC4 | 2135 | mm | n/a | n/a | n/a | Clinic_79-91_Door Schedules | n/a
Thickness | bill.east@us.army.mil | 2012-10-26T09:46:00 | Requirement | Component | Door 1BC4 | 45 | mm | n/a | n/a | n/a | Clinic_79-91_Door Schedules | n/a
DoorFrame | bill.east@us.army.mil | 2012-10-26T09:46:00 | Requirement | Component | Door 1BC4 | STEEL | n/a | n/a | n/a | n/a | Clinic_79-91_Door Schedules | n/a
WeatherStrpping | bill.east@us.army.mil | 2012-10-26T09:46:00 | Requirement | Component | Door 1BC4 | n/a | n/a | n/a | n/a | n/a | Clinic_79-91_Door Schedules | n/a
SoundProof | bill.east@us.army.mil | 2012-10-26T09:46:00 | Requirement | Component | Door 1BC4 | n/a | n/a | n/a | n/a | n/a | Clinic_79-91_Door Schedules | n/a
Shielded | bill.east@us.army.mil | 2012-10-26T09:46:00 | Requirement | Component | Door 1BC4 | n/a | n/a | n/a | n/a | n/a | Clinic_79-91_Door Schedules | n/a
HardwareSet | bill.east@us.army.mil | 2012-10-26T09:46:00 | Requirement | Component | Door 1BC4 | 108 | n/a | n/a | n/a | n/a | Clinic_79-91_Door Schedules | n/a
JambNumber | bill.east@us.army.mil | 2012-10-26T09:46:00 | Requirement | Component | Door 1BC4 | J1 | n/a | n/a | n/a | n/a | Clinic_79-91_Door Schedules | n/a
HeadNumber | bill.east@us.army.mil | 2012-10-26T09:46:00 | Requirement | Component | Door 1BC4 | H1 | n/a | n/a | n/a | n/a | Clinic_79-91_Door Schedules | n/a
Threshold | bill.east@us.army.mil | 2012-10-26T09:46:00 | Requirement | Component | Door 1BC4 | IT | n/a | n/a | n/a | n/a | Clinic_79-91_Door Schedules | n/a
PaintColor | bill.east@us.army.mil | 2012-10-26T09:46:00 | Requirement | Component | Door 1BC4 | DP3 | n/a | n/a | n/a | n/a | Clinic_79-91_Door Schedules | n/a
Width | bill.east@us.army.mil | 2012-10-26T09:46:00 | Requirement | Component | Door 1BC4A | 915 | mm | n/a | n/a | n/a | Clinic_79-91_Door Schedules | n/a
Height | bill.east@us.army.mil | 2012-10-26T09:46:00 | Requirement | Component | Door 1BC4A | 2135 | mm | n/a | n/a | n/a | Clinic_79-91_Door Schedules | n/a
Thickness | bill.east@us.army.mil | 2012-10-26T09:46:00 | Requirement | Component | Door 1BC4A | 45 | mm | n/a | n/a | n/a | Clinic_79-91_Door Schedules | n/a
DoorFrame | bill.east@us.army.mil | 2012-10-26T09:46:00 | Requirement | Component | Door 1BC4A | STEEL | n/a | n/a | n/a | n/a | Clinic_79-91_Door Schedules | n/a
WeatherStrpping | bill.east@us.army.mil | 2012-10-26T09:46:00 | Requirement | Component | Door 1BC4A | Yes | n/a | n/a | n/a | n/a | Clinic_79-91_Door Schedules | n/a
SoundProof | bill.east@us.army.mil | 2012-10-26T09:46:00 | Requirement | Component | Door 1BC4A | n/a | n/a | n/a | n/a | n/a | Clinic_79-91_Door Schedules | n/a
Shielded | bill.east@us.army.mil | 2012-10-26T09:46:00 | Requirement | Component | Door 1BC4A | n/a | n/a | n/a | n/a | n/a | Clinic_79-91_Door Schedules | n/a
HardwareSet | bill.east@us.army.mil | 2012-10-26T09:46:00 | Requirement | Component | Door 1BC4A | 9 | n/a | n/a | n/a | n/a | Clinic_79-91_Door Schedules | n/a
JambNumber | bill.east@us.army.mil | 2012-10-26T09:46:00 | Requirement | Component | Door 1BC4A | J4 | n/a | n/a | n/a | n/a | Clinic_79-91_Door Schedules | n/a
HeadNumber | bill.east@us.army.mil | 2012-10-26T09:46:00 | Requirement | Component | Door 1BC4A | H4 | n/a | n/a | n/a | n/a | Clinic_79-91_Door Schedules | n/a
Threshold | bill.east@us.army.mil | 2012-10-26T09:46:00 | Requirement | Component | Door 1BC4A | EXT | n/a | n/a | n/a | n/a | Clinic_79-91_Door Schedules | n/a
PaintColor | bill.east@us.army.mil | 2012-10-26T09:46:00 | Requirement | Component | Door 1BC4A | DP3 | n/a | n/a | n/a | n/a | Clinic_79-91_Door Schedules | n/a
Width | bill.east@us.army.mil | 2012-10-26T09:46:00 | Requirement | Component | Door 1BS2 | 915 | mm | n/a | n/a | n/a | Clinic_79-91_Door Schedules | n/a
Height | bill.east@us.army.mil | 2012-10-26T09:46:00 | Requirement | Component | Door 1BS2 | 2135 | mm | n/a | n/a | n/a | Clinic_79-91_Door Schedules | n/a
Thickness | bill.east@us.army.mil | 2012-10-26T09:46:00 | Requirement | Component | Door 1BS2 | 45 | mm | n/a | n/a | n/a | Clinic_79-91_Door Schedules | n/a
DoorFrame | bill.east@us.army.mil | 2012-10-26T09:46:00 | Requirement | Component | Door 1BS2 | STEEL | n/a | n/a | n/a | n/a | Clinic_79-91_Door Schedules | n/a
WeatherStrpping | bill.east@us.army.mil | 2012-10-26T09:46:00 | Requirement | Component | Door 1BS2 | n/a | n/a | n/a | n/a | n/a | Clinic_79-91_Door Schedules | n/a
SoundProof | bill.east@us.army.mil | 2012-10-26T09:46:00 | Requirement | Component | Door 1BS2 | n/a | n/a | n/a | n/a | n/a | Clinic_79-91_Door Schedules | n/a
Shielded | bill.east@us.army.mil | 2012-10-26T09:46:00 | Requirement | Component | Door 1BS2 | n/a | n/a | n/a | n/a | n/a | Clinic_79-91_Door Schedules | n/a
HardwareSet | bill.east@us.army.mil | 2012-10-26T09:46:00 | Requirement | Component | Door 1BS2 | 105 | n/a | n/a | n/a | n/a | Clinic_79-91_Door Schedules | n/a
JambNumber | bill.east@us.army.mil | 2012-10-26T09:46:00 | Requirement | Component | Door 1BS2 | J1 | n/a | n/a | n/a | n/a | Clinic_79-91_Door Schedules | n/a
HeadNumber | bill.east@us.army.mil | 2012-10-26T09:46:00 | Requirement | Component | Door 1BS2 | H1 | n/a | n/a | n/a | n/a | Clinic_79-91_Door Schedules | n/a
Threshold | bill.east@us.army.mil | 2012-10-26T09:46:00 | Requirement | Component | Door 1BS2 | IT | n/a | n/a | n/a | n/a | Clinic_79-91_Door Schedules | n/a
PaintColor | bill.east@us.army.mil | 2012-10-26T09:46:00 | Requirement | Component | Door 1BS2 | DP3 | n/a | n/a | n/a | n/a | Clinic_79-91_Door Schedules | n/a
Width | bill.east@us.army.mil | 2012-10-26T09:46:00 | Requirement | Component | Door 1BS2A | 915 | mm | n/a | n/a | n/a | Clinic_79-91_Door Schedules | n/a
Height | bill.east@us.army.mil | 2012-10-26T09:46:00 | Requirement | Component | Door 1BS2A | 2135 | mm | n/a | n/a | n/a | Clinic_79-91_Door Schedules | n/a
Thickness | bill.east@us.army.mil | 2012-10-26T09:46:00 | Requirement | Component | Door 1BS2A | 45 | mm | n/a | n/a | n/a | Clinic_79-91_Door Schedules | n/a
DoorFrame | bill.east@us.army.mil | 2012-10-26T09:46:00 | Requirement | Component | Door 1BS2A | STEEL | n/a | n/a | n/a | n/a | Clinic_79-91_Door Schedules | n/a
WeatherStrpping | bill.east@us.army.mil | 2012-10-26T09:46:00 | Requirement | Component | Door 1BS2A | Yes | n/a | n/a | n/a | n/a | Clinic_79-91_Door Schedules | n/a
SoundProof | bill.east@us.army.mil | 2012-10-26T09:46:00 | Requirement | Component | Door 1BS2A | n/a | n/a | n/a | n/a | n/a | Clinic_79-91_Door Schedules | n/a
Shielded | bill.east@us.army.mil | 2012-10-26T09:46:00 | Requirement | Component | Door 1BS2A | n/a | n/a | n/a | n/a | n/a | Clinic_79-91_Door Schedules | n/a
HardwareSet | bill.east@us.army.mil | 2012-10-26T09:46:00 | Requirement | Component | Door 1BS2A | 1 | n/a | n/a | n/a | n/a | Clinic_79-91_Door Schedules | n/a
JambNumber | bill.east@us.army.mil | 2012-10-26T09:46:00 | Requirement | Component | Door 1BS2A | J4 | n/a | n/a | n/a | n/a | Clinic_79-91_Door Schedules | n/a
HeadNumber | bill.east@us.army.mil | 2012-10-26T09:46:00 | Requirement | Component | Door 1BS2A | H4 | n/a | n/a | n/a | n/a | Clinic_79-91_Door Schedules | n/a
Threshold | bill.east@us.army.mil | 2012-10-26T09:46:00 | Requirement | Component | Door 1BS2A | EXT | n/a | n/a | n/a | n/a | Clinic_79-91_Door Schedules | n/a
PaintColor | bill.east@us.army.mil | 2012-10-26T09:46:00 | Requirement | Component | Door 1BS2A | DP3 | n/a | n/a | n/a | n/a | Clinic_79-91_Door Schedules | n/a
Width | bill.east@us.army.mil | 2012-10-26T09:46:00 | Requirement | Component | Door 1C02 | 915 | mm | n/a | n/a | n/a | Clinic_79-91_Door Schedules | n/a
Height | bill.east@us.army.mil | 2012-10-26T09:46:00 | Requirement | Component | Door 1C02 | 2135 | mm | n/a | n/a | n/a | Clinic_79-91_Door Schedules | n/a
Thickness | bill.east@us.army.mil | 2012-10-26T09:46:00 | Requirement | Component | Door 1C02 | 45 | mm | n/a | n/a | n/a | Clinic_79-91_Door Schedules | n/a
DoorFrame | bill.east@us.army.mil | 2012-10-26T09:46:00 | Requirement | Component | Door 1C02 | STEEL | n/a | n/a | n/a | n/a | Clinic_79-91_Door Schedules | n/a
WeatherStrpping | bill.east@us.army.mil | 2012-10-26T09:46:00 | Requirement | Component | Door 1C02 | n/a | n/a | n/a | n/a | n/a | Clinic_79-91_Door Schedules | n/a
SoundProof | bill.east@us.army.mil | 2012-10-26T09:46:00 | Requirement | Component | Door 1C02 | n/a | n/a | n/a | n/a | n/a | Clinic_79-91_Door Schedules | n/a
Shielded | bill.east@us.army.mil | 2012-10-26T09:46:00 | Requirement | Component | Door 1C02 | n/a | n/a | n/a | n/a | n/a | Clinic_79-91_Door Schedules | n/a
HardwareSet | bill.east@us.army.mil | 2012-10-26T09:46:00 | Requirement | Component | Door 1C02 | 111 | n/a | n/a | n/a | n/a | Clinic_79-91_Door Schedules | n/a
JambNumber | bill.east@us.army.mil | 2012-10-26T09:46:00 | Requirement | Component | Door 1C02 | J1 | n/a | n/a | n/a | n/a | Clinic_79-91_Door Schedules | n/a
HeadNumber | bill.east@us.army.mil | 2012-10-26T09:46:00 | Requirement | Component | Door 1C02 | H1 | n/a | n/a | n/a | n/a | Clinic_79-91_Door Schedules | n/a
Threshold | bill.east@us.army.mil | 2012-10-26T09:46:00 | Requirement | Component | Door 1C02 | IT | n/a | n/a | n/a | n/a | Clinic_79-91_Door Schedules | n/a
PaintColor | bill.east@us.army.mil | 2012-10-26T09:46:00 | Requirement | Component | Door 1C02 | DP3 | n/a | n/a | n/a | n/a | Clinic_79-91_Door Schedules | n/a
Width | bill.east@us.army.mil | 2012-10-26T09:46:00 | Requirement | Component | Door 1C03 | 915 | mm | n/a | n/a | n/a | Clinic_79-91_Door Schedules | n/a
Height | bill.east@us.army.mil | 2012-10-26T09:46:00 | Requirement | Component | Door 1C03 | 2135 | mm | n/a | n/a | n/a | Clinic_79-91_Door Schedules | n/a
Thickness | bill.east@us.army.mil | 2012-10-26T09:46:00 | Requirement | Component | Door 1C03 | 45 | mm | n/a | n/a | n/a | Clinic_79-91_Door Schedules | n/a
DoorFrame | bill.east@us.army.mil | 2012-10-26T09:46:00 | Requirement | Component | Door 1C03 | STEEL | n/a | n/a | n/a | n/a | Clinic_79-91_Door Schedules | n/a
WeatherStrpping | bill.east@us.army.mil | 2012-10-26T09:46:00 | Requirement | Component | Door 1C03 | n/a | n/a | n/a | n/a | n/a | Clinic_79-91_Door Schedules | n/a
SoundProof | bill.east@us.army.mil | 2012-10-26T09:46:00 | Requirement | Component | Door 1C03 | n/a | n/a | n/a | n/a | n/a | Clinic_79-91_Door Schedules | n/a
Shielded | bill.east@us.army.mil | 2012-10-26T09:46:00 | Requirement | Component | Door 1C03 | n/a | n/a | n/a | n/a | n/a | Clinic_79-91_Door Schedules | n/a
HardwareSet | bill.east@us.army.mil | 2012-10-26T09:46:00 | Requirement | Component | Door 1C03 | 112 | n/a | n/a | n/a | n/a | Clinic_79-91_Door Schedules | n/a
JambNumber | bill.east@us.army.mil | 2012-10-26T09:46:00 | Requirement | Component | Door 1C03 | J1 | n/a | n/a | n/a | n/a | Clinic_79-91_Door Schedules | n/a
HeadNumber | bill.east@us.army.mil | 2012-10-26T09:46:00 | Requirement | Component | Door 1C03 | H1 | n/a | n/a | n/a | n/a | Clinic_79-91_Door Schedules | n/a
Threshold | bill.east@us.army.mil | 2012-10-26T09:46:00 | Requirement | Component | Door 1C03 | IT | n/a | n/a | n/a | n/a | Clinic_79-91_Door Schedules | n/a
PaintColor | bill.east@us.army.mil | 2012-10-26T09:46:00 | Requirement | Component | Door 1C03 | DP3 | n/a | n/a | n/a | n/a | Clinic_79-91_Door Schedules | n/a
Width | bill.east@us.army.mil | 2012-10-26T09:46:00 | Requirement | Component | Door 1C04 | 915 | mm | n/a | n/a | n/a | Clinic_79-91_Door Schedules | n/a
Height | bill.east@us.army.mil | 2012-10-26T09:46:00 | Requirement | Component | Door 1C04 | 2135 | mm | n/a | n/a | n/a | Clinic_79-91_Door Schedules | n/a
Thickness | bill.east@us.army.mil | 2012-10-26T09:46:00 | Requirement | Component | Door 1C04 | 45 | mm | n/a | n/a | n/a | Clinic_79-91_Door Schedules | n/a
DoorFrame | bill.east@us.army.mil | 2012-10-26T09:46:00 | Requirement | Component | Door 1C04 | STEEL | n/a | n/a | n/a | n/a | Clinic_79-91_Door Schedules | n/a
WeatherStrpping | bill.east@us.army.mil | 2012-10-26T09:46:00 | Requirement | Component | Door 1C04 | n/a | n/a | n/a | n/a | n/a | Clinic_79-91_Door Schedules | n/a
SoundProof | bill.east@us.army.mil | 2012-10-26T09:46:00 | Requirement | Component | Door 1C04 | n/a | n/a | n/a | n/a | n/a | Clinic_79-91_Door Schedules | n/a
Shielded | bill.east@us.army.mil | 2012-10-26T09:46:00 | Requirement | Component | Door 1C04 | n/a | n/a | n/a | n/a | n/a | Clinic_79-91_Door Schedules | n/a
HardwareSet | bill.east@us.army.mil | 2012-10-26T09:46:00 | Requirement | Component | Door 1C04 | 114 | n/a | n/a | n/a | n/a | Clinic_79-91_Door Schedules | n/a
JambNumber | bill.east@us.army.mil | 2012-10-26T09:46:00 | Requirement | Component | Door 1C04 | J1 | n/a | n/a | n/a | n/a | Clinic_79-91_Door Schedules | n/a
HeadNumber | bill.east@us.army.mil | 2012-10-26T09:46:00 | Requirement | Component | Door 1C04 | H1 | n/a | n/a | n/a | n/a | Clinic_79-91_Door Schedules | n/a
Threshold | bill.east@us.army.mil | 2012-10-26T09:46:00 | Requirement | Component | Door 1C04 | IT | n/a | n/a | n/a | n/a | Clinic_79-91_Door Schedules | n/a
PaintColor | bill.east@us.army.mil | 2012-10-26T09:46:00 | Requirement | Component | Door 1C04 | DP3 | n/a | n/a | n/a | n/a | Clinic_79-91_Door Schedules | n/a
Width | bill.east@us.army.mil | 2012-10-26T09:46:00 | Requirement | Component | Door 1C05 | 915 | mm | n/a | n/a | n/a | Clinic_79-91_Door Schedules | n/a
Height | bill.east@us.army.mil | 2012-10-26T09:46:00 | Requirement | Component | Door 1C05 | 2135 | mm | n/a | n/a | n/a | Clinic_79-91_Door Schedules | n/a
Thickness | bill.east@us.army.mil | 2012-10-26T09:46:00 | Requirement | Component | Door 1C05 | 45 | mm | n/a | n/a | n/a | Clinic_79-91_Door Schedules | n/a
DoorFrame | bill.east@us.army.mil | 2012-10-26T09:46:00 | Requirement | Component | Door 1C05 | STEEL | n/a | n/a | n/a | n/a | Clinic_79-91_Door Schedules | n/a
WeatherStrpping | bill.east@us.army.mil | 2012-10-26T09:46:00 | Requirement | Component | Door 1C05 | n/a | n/a | n/a | n/a | n/a | Clinic_79-91_Door Schedules | n/a
SoundProof | bill.east@us.army.mil | 2012-10-26T09:46:00 | Requirement | Component | Door 1C05 | n/a | n/a | n/a | n/a | n/a | Clinic_79-91_Door Schedules | n/a
Shielded | bill.east@us.army.mil | 2012-10-26T09:46:00 | Requirement | Component | Door 1C05 | n/a | n/a | n/a | n/a | n/a | Clinic_79-91_Door Schedules | n/a
HardwareSet | bill.east@us.army.mil | 2012-10-26T09:46:00 | Requirement | Component | Door 1C05 | 101 | n/a | n/a | n/a | n/a | Clinic_79-91_Door Schedules | n/a
JambNumber | bill.east@us.army.mil | 2012-10-26T09:46:00 | Requirement | Component | Door 1C05 | J1 | n/a | n/a | n/a | n/a | Clinic_79-91_Door Schedules | n/a
HeadNumber | bill.east@us.army.mil | 2012-10-26T09:46:00 | Requirement | Component | Door 1C05 | H1 | n/a | n/a | n/a | n/a | Clinic_79-91_Door Schedules | n/a
Threshold | bill.east@us.army.mil | 2012-10-26T09:46:00 | Requirement | Component | Door 1C05 | IT | n/a | n/a | n/a | n/a | Clinic_79-91_Door Schedules | n/a
PaintColor | bill.east@us.army.mil | 2012-10-26T09:46:00 | Requirement | Component | Door 1C05 | DP3 | n/a | n/a | n/a | n/a | Clinic_79-91_Door Schedules | n/a
Width | bill.east@us.army.mil | 2012-10-26T09:46:00 | Requirement | Component | Door 1C06 | 915 | mm | n/a | n/a | n/a | Clinic_79-91_Door Schedules | n/a
Height | bill.east@us.army.mil | 2012-10-26T09:46:00 | Requirement | Component | Door 1C06 | 2135 | mm | n/a | n/a | n/a | Clinic_79-91_Door Schedules | n/a
Thickness | bill.east@us.army.mil | 2012-10-26T09:46:00 | Requirement | Component | Door 1C06 | 45 | mm | n/a | n/a | n/a | Clinic_79-91_Door Schedules | n/a
DoorFrame | bill.east@us.army.mil | 2012-10-26T09:46:00 | Requirement | Component | Door 1C06 | STEEL | n/a | n/a | n/a | n/a | Clinic_79-91_Door Schedules | n/a
WeatherStrpping | bill.east@us.army.mil | 2012-10-26T09:46:00 | Requirement | Component | Door 1C06 | n/a | n/a | n/a | n/a | n/a | Clinic_79-91_Door Schedules | n/a
SoundProof | bill.east@us.army.mil | 2012-10-26T09:46:00 | Requirement | Component | Door 1C06 | n/a | n/a | n/a | n/a | n/a | Clinic_79-91_Door Schedules | n/a
Shielded | bill.east@us.army.mil | 2012-10-26T09:46:00 | Requirement | Component | Door 1C06 | n/a | n/a | n/a | n/a | n/a | Clinic_79-91_Door Schedules | n/a
HardwareSet | bill.east@us.army.mil | 2012-10-26T09:46:00 | Requirement | Component | Door 1C06 | 111 | n/a | n/a | n/a | n/a | Clinic_79-91_Door Schedules | n/a
JambNumber | bill.east@us.army.mil | 2012-10-26T09:46:00 | Requirement | Component | Door 1C06 | J1 | n/a | n/a | n/a | n/a | Clinic_79-91_Door Schedules | n/a
HeadNumber | bill.east@us.army.mil | 2012-10-26T09:46:00 | Requirement | Component | Door 1C06 | H1 | n/a | n/a | n/a | n/a | Clinic_79-91_Door Schedules | n/a
Threshold | bill.east@us.army.mil | 2012-10-26T09:46:00 | Requirement | Component | Door 1C06 | IT | n/a | n/a | n/a | n/a | Clinic_79-91_Door Schedules | n/a
PaintColor | bill.east@us.army.mil | 2012-10-26T09:46:00 | Requirement | Component | Door 1C06 | DP3 | n/a | n/a | n/a | n/a | Clinic_79-91_Door Schedules | n/a
Width | bill.east@us.army.mil | 2012-10-26T09:46:00 | Requirement | Component | Door 1C07 | 915 | mm | n/a | n/a | n/a | Clinic_79-91_Door Schedules | n/a
Height | bill.east@us.army.mil | 2012-10-26T09:46:00 | Requirement | Component | Door 1C07 | 2135 | mm | n/a | n/a | n/a | Clinic_79-91_Door Schedules | n/a
Thickness | bill.east@us.army.mil | 2012-10-26T09:46:00 | Requirement | Component | Door 1C07 | 45 | mm | n/a | n/a | n/a | Clinic_79-91_Door Schedules | n/a
DoorFrame | bill.east@us.army.mil | 2012-10-26T09:46:00 | Requirement | Component | Door 1C07 | STEEL | n/a | n/a | n/a | n/a | Clinic_79-91_Door Schedules | n/a
WeatherStrpping | bill.east@us.army.mil | 2012-10-26T09:46:00 | Requirement | Component | Door 1C07 | n/a | n/a | n/a | n/a | n/a | Clinic_79-91_Door Schedules | n/a
SoundProof | bill.east@us.army.mil | 2012-10-26T09:46:00 | Requirement | Component | Door 1C07 | n/a | n/a | n/a | n/a | n/a | Clinic_79-91_Door Schedules | n/a
Shielded | bill.east@us.army.mil | 2012-10-26T09:46:00 | Requirement | Component | Door 1C07 | n/a | n/a | n/a | n/a | n/a | Clinic_79-91_Door Schedules | n/a
HardwareSet | bill.east@us.army.mil | 2012-10-26T09:46:00 | Requirement | Component | Door 1C07 | 101 | n/a | n/a | n/a | n/a | Clinic_79-91_Door Schedules | n/a
JambNumber | bill.east@us.army.mil | 2012-10-26T09:46:00 | Requirement | Component | Door 1C07 | J1 | n/a | n/a | n/a | n/a | Clinic_79-91_Door Schedules | n/a
HeadNumber | bill.east@us.army.mil | 2012-10-26T09:46:00 | Requirement | Component | Door 1C07 | H1 | n/a | n/a | n/a | n/a | Clinic_79-91_Door Schedules | n/a
Threshold | bill.east@us.army.mil | 2012-10-26T09:46:00 | Requirement | Component | Door 1C07 | IT | n/a | n/a | n/a | n/a | Clinic_79-91_Door Schedules | n/a
PaintColor | bill.east@us.army.mil | 2012-10-26T09:46:00 | Requirement | Component | Door 1C07 | DP3 | n/a | n/a | n/a | n/a | Clinic_79-91_Door Schedules | n/a
Width | bill.east@us.army.mil | 2012-10-26T09:46:00 | Requirement | Component | Door 1C08 | 915 | mm | n/a | n/a | n/a | Clinic_79-91_Door Schedules | n/a
Height | bill.east@us.army.mil | 2012-10-26T09:46:00 | Requirement | Component | Door 1C08 | 2135 | mm | n/a | n/a | n/a | Clinic_79-91_Door Schedules | n/a
Thickness | bill.east@us.army.mil | 2012-10-26T09:46:00 | Requirement | Component | Door 1C08 | 45 | mm | n/a | n/a | n/a | Clinic_79-91_Door Schedules | n/a
DoorFrame | bill.east@us.army.mil | 2012-10-26T09:46:00 | Requirement | Component | Door 1C08 | STEEL | n/a | n/a | n/a | n/a | Clinic_79-91_Door Schedules | n/a
WeatherStrpping | bill.east@us.army.mil | 2012-10-26T09:46:00 | Requirement | Component | Door 1C08 | n/a | n/a | n/a | n/a | n/a | Clinic_79-91_Door Schedules | n/a
SoundProof | bill.east@us.army.mil | 2012-10-26T09:46:00 | Requirement | Component | Door 1C08 | n/a | n/a | n/a | n/a | n/a | Clinic_79-91_Door Schedules | n/a
Shielded | bill.east@us.army.mil | 2012-10-26T09:46:00 | Requirement | Component | Door 1C08 | n/a | n/a | n/a | n/a | n/a | Clinic_79-91_Door Schedules | n/a
HardwareSet | bill.east@us.army.mil | 2012-10-26T09:46:00 | Requirement | Component | Door 1C08 | 118 | n/a | n/a | n/a | n/a | Clinic_79-91_Door Schedules | n/a
JambNumber | bill.east@us.army.mil | 2012-10-26T09:46:00 | Requirement | Component | Door 1C08 | J1 | n/a | n/a | n/a | n/a | Clinic_79-91_Door Schedules | n/a
HeadNumber | bill.east@us.army.mil | 2012-10-26T09:46:00 | Requirement | Component | Door 1C08 | H1 | n/a | n/a | n/a | n/a | Clinic_79-91_Door Schedules | n/a
Threshold | bill.east@us.army.mil | 2012-10-26T09:46:00 | Requirement | Component | Door 1C08 | IT | n/a | n/a | n/a | n/a | Clinic_79-91_Door Schedules | n/a
PaintColor | bill.east@us.army.mil | 2012-10-26T09:46:00 | Requirement | Component | Door 1C08 | DP3 | n/a | n/a | n/a | n/a | Clinic_79-91_Door Schedules | n/a
Width | bill.east@us.army.mil | 2012-10-26T09:46:00 | Requirement | Component | Door 1C09 | 915 | mm | n/a | n/a | n/a | Clinic_79-91_Door Schedules | n/a
Height | bill.east@us.army.mil | 2012-10-26T09:46:00 | Requirement | Component | Door 1C09 | 2135 | mm | n/a | n/a | n/a | Clinic_79-91_Door Schedules | n/a
Thickness | bill.east@us.army.mil | 2012-10-26T09:46:00 | Requirement | Component | Door 1C09 | 45 | mm | n/a | n/a | n/a | Clinic_79-91_Door Schedules | n/a
DoorFrame | bill.east@us.army.mil | 2012-10-26T09:46:00 | Requirement | Component | Door 1C09 | STEEL | n/a | n/a | n/a | n/a | Clinic_79-91_Door Schedules | n/a
WeatherStrpping | bill.east@us.army.mil | 2012-10-26T09:46:00 | Requirement | Component | Door 1C09 | n/a | n/a | n/a | n/a | n/a | Clinic_79-91_Door Schedules | n/a
SoundProof | bill.east@us.army.mil | 2012-10-26T09:46:00 | Requirement | Component | Door 1C09 | n/a | n/a | n/a | n/a | n/a | Clinic_79-91_Door Schedules | n/a
Shielded | bill.east@us.army.mil | 2012-10-26T09:46:00 | Requirement | Component | Door 1C09 | n/a | n/a | n/a | n/a | n/a | Clinic_79-91_Door Schedules | n/a
HardwareSet | bill.east@us.army.mil | 2012-10-26T09:46:00 | Requirement | Component | Door 1C09 | 101 | n/a | n/a | n/a | n/a | Clinic_79-91_Door Schedules | n/a
JambNumber | bill.east@us.army.mil | 2012-10-26T09:46:00 | Requirement | Component | Door 1C09 | J1 | n/a | n/a | n/a | n/a | Clinic_79-91_Door Schedules | n/a
HeadNumber | bill.east@us.army.mil | 2012-10-26T09:46:00 | Requirement | Component | Door 1C09 | H1 | n/a | n/a | n/a | n/a | Clinic_79-91_Door Schedules | n/a
Threshold | bill.east@us.army.mil | 2012-10-26T09:46:00 | Requirement | Component | Door 1C09 | IT | n/a | n/a | n/a | n/a | Clinic_79-91_Door Schedules | n/a
PaintColor | bill.east@us.army.mil | 2012-10-26T09:46:00 | Requirement | Component | Door 1C09 | DP3 | n/a | n/a | n/a | n/a | Clinic_79-91_Door Schedules | n/a
Width | bill.east@us.army.mil | 2012-10-26T09:46:00 | Requirement | Component | Door 1C10 | 915 | mm | n/a | n/a | n/a | Clinic_79-91_Door Schedules | n/a
Height | bill.east@us.army.mil | 2012-10-26T09:46:00 | Requirement | Component | Door 1C10 | 2135 | mm | n/a | n/a | n/a | Clinic_79-91_Door Schedules | n/a
Thickness | bill.east@us.army.mil | 2012-10-26T09:46:00 | Requirement | Component | Door 1C10 | 45 | mm | n/a | n/a | n/a | Clinic_79-91_Door Schedules | n/a
DoorFrame | bill.east@us.army.mil | 2012-10-26T09:46:00 | Requirement | Component | Door 1C10 | STEEL | n/a | n/a | n/a | n/a | Clinic_79-91_Door Schedules | n/a
WeatherStrpping | bill.east@us.army.mil | 2012-10-26T09:46:00 | Requirement | Component | Door 1C10 | n/a | n/a | n/a | n/a | n/a | Clinic_79-91_Door Schedules | n/a
SoundProof | bill.east@us.army.mil | 2012-10-26T09:46:00 | Requirement | Component | Door 1C10 | n/a | n/a | n/a | n/a | n/a | Clinic_79-91_Door Schedules | n/a
Shielded | bill.east@us.army.mil | 2012-10-26T09:46:00 | Requirement | Component | Door 1C10 | n/a | n/a | n/a | n/a | n/a | Clinic_79-91_Door Schedules | n/a
HardwareSet | bill.east@us.army.mil | 2012-10-26T09:46:00 | Requirement | Component | Door 1C10 | 101 | n/a | n/a | n/a | n/a | Clinic_79-91_Door Schedules | n/a
JambNumber | bill.east@us.army.mil | 2012-10-26T09:46:00 | Requirement | Component | Door 1C10 | J1 | n/a | n/a | n/a | n/a | Clinic_79-91_Door Schedules | n/a
HeadNumber | bill.east@us.army.mil | 2012-10-26T09:46:00 | Requirement | Component | Door 1C10 | H1 | n/a | n/a | n/a | n/a | Clinic_79-91_Door Schedules | n/a
Threshold | bill.east@us.army.mil | 2012-10-26T09:46:00 | Requirement | Component | Door 1C10 | IT | n/a | n/a | n/a | n/a | Clinic_79-91_Door Schedules | n/a
PaintColor | bill.east@us.army.mil | 2012-10-26T09:46:00 | Requirement | Component | Door 1C10 | DP3 | n/a | n/a | n/a | n/a | Clinic_79-91_Door Schedules | n/a
Width | bill.east@us.army.mil | 2012-10-26T09:46:00 | Requirement | Component | Door 1C11 | 915 | mm | n/a | n/a | n/a | Clinic_79-91_Door Schedules | n/a
Height | bill.east@us.army.mil | 2012-10-26T09:46:00 | Requirement | Component | Door 1C11 | 2135 | mm | n/a | n/a | n/a | Clinic_79-91_Door Schedules | n/a
Thickness | bill.east@us.army.mil | 2012-10-26T09:46:00 | Requirement | Component | Door 1C11 | 45 | mm | n/a | n/a | n/a | Clinic_79-91_Door Schedules | n/a
DoorFrame | bill.east@us.army.mil | 2012-10-26T09:46:00 | Requirement | Component | Door 1C11 | STEEL | n/a | n/a | n/a | n/a | Clinic_79-91_Door Schedules | n/a
WeatherStrpping | bill.east@us.army.mil | 2012-10-26T09:46:00 | Requirement | Component | Door 1C11 | n/a | n/a | n/a | n/a | n/a | Clinic_79-91_Door Schedules | n/a
SoundProof | bill.east@us.army.mil | 2012-10-26T09:46:00 | Requirement | Component | Door 1C11 | n/a | n/a | n/a | n/a | n/a | Clinic_79-91_Door Schedules | n/a
Shielded | bill.east@us.army.mil | 2012-10-26T09:46:00 | Requirement | Component | Door 1C11 | n/a | n/a | n/a | n/a | n/a | Clinic_79-91_Door Schedules | n/a
HardwareSet | bill.east@us.army.mil | 2012-10-26T09:46:00 | Requirement | Component | Door 1C11 | 117 | n/a | n/a | n/a | n/a | Clinic_79-91_Door Schedules | n/a
JambNumber | bill.east@us.army.mil | 2012-10-26T09:46:00 | Requirement | Component | Door 1C11 | J1 | n/a | n/a | n/a | n/a | Clinic_79-91_Door Schedules | n/a
HeadNumber | bill.east@us.army.mil | 2012-10-26T09:46:00 | Requirement | Component | Door 1C11 | H1 | n/a | n/a | n/a | n/a | Clinic_79-91_Door Schedules | n/a
Threshold | bill.east@us.army.mil | 2012-10-26T09:46:00 | Requirement | Component | Door 1C11 | IT | n/a | n/a | n/a | n/a | Clinic_79-91_Door Schedules | n/a
PaintColor | bill.east@us.army.mil | 2012-10-26T09:46:00 | Requirement | Component | Door 1C11 | DP3 | n/a | n/a | n/a | n/a | Clinic_79-91_Door Schedules | n/a
Width | bill.east@us.army.mil | 2012-10-26T09:46:00 | Requirement | Component | Door 1C12 | 915 | mm | n/a | n/a | n/a | Clinic_79-91_Door Schedules | n/a
Height | bill.east@us.army.mil | 2012-10-26T09:46:00 | Requirement | Component | Door 1C12 | 2135 | mm | n/a | n/a | n/a | Clinic_79-91_Door Schedules | n/a
Thickness | bill.east@us.army.mil | 2012-10-26T09:46:00 | Requirement | Component | Door 1C12 | 45 | mm | n/a | n/a | n/a | Clinic_79-91_Door Schedules | n/a
DoorFrame | bill.east@us.army.mil | 2012-10-26T09:46:00 | Requirement | Component | Door 1C12 | STEEL | n/a | n/a | n/a | n/a | Clinic_79-91_Door Schedules | n/a
WeatherStrpping | bill.east@us.army.mil | 2012-10-26T09:46:00 | Requirement | Component | Door 1C12 | n/a | n/a | n/a | n/a | n/a | Clinic_79-91_Door Schedules | n/a
SoundProof | bill.east@us.army.mil | 2012-10-26T09:46:00 | Requirement | Component | Door 1C12 | n/a | n/a | n/a | n/a | n/a | Clinic_79-91_Door Schedules | n/a
Shielded | bill.east@us.army.mil | 2012-10-26T09:46:00 | Requirement | Component | Door 1C12 | n/a | n/a | n/a | n/a | n/a | Clinic_79-91_Door Schedules | n/a
HardwareSet | bill.east@us.army.mil | 2012-10-26T09:46:00 | Requirement | Component | Door 1C12 | 102 | n/a | n/a | n/a | n/a | Clinic_79-91_Door Schedules | n/a
JambNumber | bill.east@us.army.mil | 2012-10-26T09:46:00 | Requirement | Component | Door 1C12 | J1 | n/a | n/a | n/a | n/a | Clinic_79-91_Door Schedules | n/a
HeadNumber | bill.east@us.army.mil | 2012-10-26T09:46:00 | Requirement | Component | Door 1C12 | H1 | n/a | n/a | n/a | n/a | Clinic_79-91_Door Schedules | n/a
Threshold | bill.east@us.army.mil | 2012-10-26T09:46:00 | Requirement | Component | Door 1C12 | IT | n/a | n/a | n/a | n/a | Clinic_79-91_Door Schedules | n/a
PaintColor | bill.east@us.army.mil | 2012-10-26T09:46:00 | Requirement | Component | Door 1C12 | DP3 | n/a | n/a | n/a | n/a | Clinic_79-91_Door Schedules | n/a
Width | bill.east@us.army.mil | 2012-10-26T09:46:00 | Requirement | Component | Door 1C13 | 915 | mm | n/a | n/a | n/a | Clinic_79-91_Door Schedules | n/a
Height | bill.east@us.army.mil | 2012-10-26T09:46:00 | Requirement | Component | Door 1C13 | 2135 | mm | n/a | n/a | n/a | Clinic_79-91_Door Schedules | n/a
Thickness | bill.east@us.army.mil | 2012-10-26T09:46:00 | Requirement | Component | Door 1C13 | 45 | mm | n/a | n/a | n/a | Clinic_79-91_Door Schedules | n/a
DoorFrame | bill.east@us.army.mil | 2012-10-26T09:46:00 | Requirement | Component | Door 1C13 | STEEL | n/a | n/a | n/a | n/a | Clinic_79-91_Door Schedules | n/a
WeatherStrpping | bill.east@us.army.mil | 2012-10-26T09:46:00 | Requirement | Component | Door 1C13 | n/a | n/a | n/a | n/a | n/a | Clinic_79-91_Door Schedules | n/a
SoundProof | bill.east@us.army.mil | 2012-10-26T09:46:00 | Requirement | Component | Door 1C13 | n/a | n/a | n/a | n/a | n/a | Clinic_79-91_Door Schedules | n/a
Shielded | bill.east@us.army.mil | 2012-10-26T09:46:00 | Requirement | Component | Door 1C13 | n/a | n/a | n/a | n/a | n/a | Clinic_79-91_Door Schedules | n/a
HardwareSet | bill.east@us.army.mil | 2012-10-26T09:46:00 | Requirement | Component | Door 1C13 | 110 | n/a | n/a | n/a | n/a | Clinic_79-91_Door Schedules | n/a
JambNumber | bill.east@us.army.mil | 2012-10-26T09:46:00 | Requirement | Component | Door 1C13 | J1 | n/a | n/a | n/a | n/a | Clinic_79-91_Door Schedules | n/a
HeadNumber | bill.east@us.army.mil | 2012-10-26T09:46:00 | Requirement | Component | Door 1C13 | H1 | n/a | n/a | n/a | n/a | Clinic_79-91_Door Schedules | n/a
Threshold | bill.east@us.army.mil | 2012-10-26T09:46:00 | Requirement | Component | Door 1C13 | IT | n/a | n/a | n/a | n/a | Clinic_79-91_Door Schedules | n/a
PaintColor | bill.east@us.army.mil | 2012-10-26T09:46:00 | Requirement | Component | Door 1C13 | DP3 | n/a | n/a | n/a | n/a | Clinic_79-91_Door Schedules | n/a
Width | bill.east@us.army.mil | 2012-10-26T09:46:00 | Requirement | Component | Door 1C14 | 915 | mm | n/a | n/a | n/a | Clinic_79-91_Door Schedules | n/a
Height | bill.east@us.army.mil | 2012-10-26T09:46:00 | Requirement | Component | Door 1C14 | 2135 | mm | n/a | n/a | n/a | Clinic_79-91_Door Schedules | n/a
Thickness | bill.east@us.army.mil | 2012-10-26T09:46:00 | Requirement | Component | Door 1C14 | 45 | mm | n/a | n/a | n/a | Clinic_79-91_Door Schedules | n/a
DoorFrame | bill.east@us.army.mil | 2012-10-26T09:46:00 | Requirement | Component | Door 1C14 | STEEL | n/a | n/a | n/a | n/a | Clinic_79-91_Door Schedules | n/a
WeatherStrpping | bill.east@us.army.mil | 2012-10-26T09:46:00 | Requirement | Component | Door 1C14 | n/a | n/a | n/a | n/a | n/a | Clinic_79-91_Door Schedules | n/a
SoundProof | bill.east@us.army.mil | 2012-10-26T09:46:00 | Requirement | Component | Door 1C14 | n/a | n/a | n/a | n/a | n/a | Clinic_79-91_Door Schedules | n/a
Shielded | bill.east@us.army.mil | 2012-10-26T09:46:00 | Requirement | Component | Door 1C14 | n/a | n/a | n/a | n/a | n/a | Clinic_79-91_Door Schedules | n/a
HardwareSet | bill.east@us.army.mil | 2012-10-26T09:46:00 | Requirement | Component | Door 1C14 | 101 | n/a | n/a | n/a | n/a | Clinic_79-91_Door Schedules | n/a
JambNumber | bill.east@us.army.mil | 2012-10-26T09:46:00 | Requirement | Component | Door 1C14 | J1 | n/a | n/a | n/a | n/a | Clinic_79-91_Door Schedules | n/a
HeadNumber | bill.east@us.army.mil | 2012-10-26T09:46:00 | Requirement | Component | Door 1C14 | H1 | n/a | n/a | n/a | n/a | Clinic_79-91_Door Schedules | n/a
Threshold | bill.east@us.army.mil | 2012-10-26T09:46:00 | Requirement | Component | Door 1C14 | IT | n/a | n/a | n/a | n/a | Clinic_79-91_Door Schedules | n/a
PaintColor | bill.east@us.army.mil | 2012-10-26T09:46:00 | Requirement | Component | Door 1C14 | DP3 | n/a | n/a | n/a | n/a | Clinic_79-91_Door Schedules | n/a
Width | bill.east@us.army.mil | 2012-10-26T09:46:00 | Requirement | Component | Door 1C15 | 915 | mm | n/a | n/a | n/a | Clinic_79-91_Door Schedules | n/a
Height | bill.east@us.army.mil | 2012-10-26T09:46:00 | Requirement | Component | Door 1C15 | 2135 | mm | n/a | n/a | n/a | Clinic_79-91_Door Schedules | n/a
Thickness | bill.east@us.army.mil | 2012-10-26T09:46:00 | Requirement | Component | Door 1C15 | 45 | mm | n/a | n/a | n/a | Clinic_79-91_Door Schedules | n/a
DoorFrame | bill.east@us.army.mil | 2012-10-26T09:46:00 | Requirement | Component | Door 1C15 | STEEL | n/a | n/a | n/a | n/a | Clinic_79-91_Door Schedules | n/a
WeatherStrpping | bill.east@us.army.mil | 2012-10-26T09:46:00 | Requirement | Component | Door 1C15 | n/a | n/a | n/a | n/a | n/a | Clinic_79-91_Door Schedules | n/a
SoundProof | bill.east@us.army.mil | 2012-10-26T09:46:00 | Requirement | Component | Door 1C15 | n/a | n/a | n/a | n/a | n/a | Clinic_79-91_Door Schedules | n/a
Shielded | bill.east@us.army.mil | 2012-10-26T09:46:00 | Requirement | Component | Door 1C15 | n/a | n/a | n/a | n/a | n/a | Clinic_79-91_Door Schedules | n/a
HardwareSet | bill.east@us.army.mil | 2012-10-26T09:46:00 | Requirement | Component | Door 1C15 | 101 | n/a | n/a | n/a | n/a | Clinic_79-91_Door Schedules | n/a
JambNumber | bill.east@us.army.mil | 2012-10-26T09:46:00 | Requirement | Component | Door 1C15 | J1 | n/a | n/a | n/a | n/a | Clinic_79-91_Door Schedules | n/a
HeadNumber | bill.east@us.army.mil | 2012-10-26T09:46:00 | Requirement | Component | Door 1C15 | H1 | n/a | n/a | n/a | n/a | Clinic_79-91_Door Schedules | n/a
Threshold | bill.east@us.army.mil | 2012-10-26T09:46:00 | Requirement | Component | Door 1C15 | IT | n/a | n/a | n/a | n/a | Clinic_79-91_Door Schedules | n/a
PaintColor | bill.east@us.army.mil | 2012-10-26T09:46:00 | Requirement | Component | Door 1C15 | DP3 | n/a | n/a | n/a | n/a | Clinic_79-91_Door Schedules | n/a
Width | bill.east@us.army.mil | 2012-10-26T09:46:00 | Requirement | Component | Door 1C16 | 915 | mm | n/a | n/a | n/a | Clinic_79-91_Door Schedules | n/a
Height | bill.east@us.army.mil | 2012-10-26T09:46:00 | Requirement | Component | Door 1C16 | 2135 | mm | n/a | n/a | n/a | Clinic_79-91_Door Schedules | n/a
Thickness | bill.east@us.army.mil | 2012-10-26T09:46:00 | Requirement | Component | Door 1C16 | 45 | mm | n/a | n/a | n/a | Clinic_79-91_Door Schedules | n/a
DoorFrame | bill.east@us.army.mil | 2012-10-26T09:46:00 | Requirement | Component | Door 1C16 | STEEL | n/a | n/a | n/a | n/a | Clinic_79-91_Door Schedules | n/a
WeatherStrpping | bill.east@us.army.mil | 2012-10-26T09:46:00 | Requirement | Component | Door 1C16 | n/a | n/a | n/a | n/a | n/a | Clinic_79-91_Door Schedules | n/a
SoundProof | bill.east@us.army.mil | 2012-10-26T09:46:00 | Requirement | Component | Door 1C16 | n/a | n/a | n/a | n/a | n/a | Clinic_79-91_Door Schedules | n/a
Shielded | bill.east@us.army.mil | 2012-10-26T09:46:00 | Requirement | Component | Door 1C16 | n/a | n/a | n/a | n/a | n/a | Clinic_79-91_Door Schedules | n/a
HardwareSet | bill.east@us.army.mil | 2012-10-26T09:46:00 | Requirement | Component | Door 1C16 | 101 | n/a | n/a | n/a | n/a | Clinic_79-91_Door Schedules | n/a
JambNumber | bill.east@us.army.mil | 2012-10-26T09:46:00 | Requirement | Component | Door 1C16 | J1 | n/a | n/a | n/a | n/a | Clinic_79-91_Door Schedules | n/a
HeadNumber | bill.east@us.army.mil | 2012-10-26T09:46:00 | Requirement | Component | Door 1C16 | H1 | n/a | n/a | n/a | n/a | Clinic_79-91_Door Schedules | n/a
Threshold | bill.east@us.army.mil | 2012-10-26T09:46:00 | Requirement | Component | Door 1C16 | IT | n/a | n/a | n/a | n/a | Clinic_79-91_Door Schedules | n/a
PaintColor | bill.east@us.army.mil | 2012-10-26T09:46:00 | Requirement | Component | Door 1C16 | DP3 | n/a | n/a | n/a | n/a | Clinic_79-91_Door Schedules | n/a
Width | bill.east@us.army.mil | 2012-10-26T09:46:00 | Requirement | Component | Door 1C17 | 915 | mm | n/a | n/a | n/a | Clinic_79-91_Door Schedules | n/a
Height | bill.east@us.army.mil | 2012-10-26T09:46:00 | Requirement | Component | Door 1C17 | 2135 | mm | n/a | n/a | n/a | Clinic_79-91_Door Schedules | n/a
Thickness | bill.east@us.army.mil | 2012-10-26T09:46:00 | Requirement | Component | Door 1C17 | 45 | mm | n/a | n/a | n/a | Clinic_79-91_Door Schedules | n/a
DoorFrame | bill.east@us.army.mil | 2012-10-26T09:46:00 | Requirement | Component | Door 1C17 | STEEL | n/a | n/a | n/a | n/a | Clinic_79-91_Door Schedules | n/a
WeatherStrpping | bill.east@us.army.mil | 2012-10-26T09:46:00 | Requirement | Component | Door 1C17 | n/a | n/a | n/a | n/a | n/a | Clinic_79-91_Door Schedules | n/a
SoundProof | bill.east@us.army.mil | 2012-10-26T09:46:00 | Requirement | Component | Door 1C17 | n/a | n/a | n/a | n/a | n/a | Clinic_79-91_Door Schedules | n/a
Shielded | bill.east@us.army.mil | 2012-10-26T09:46:00 | Requirement | Component | Door 1C17 | n/a | n/a | n/a | n/a | n/a | Clinic_79-91_Door Schedules | n/a
HardwareSet | bill.east@us.army.mil | 2012-10-26T09:46:00 | Requirement | Component | Door 1C17 | 101 | n/a | n/a | n/a | n/a | Clinic_79-91_Door Schedules | n/a
JambNumber | bill.east@us.army.mil | 2012-10-26T09:46:00 | Requirement | Component | Door 1C17 | J1 | n/a | n/a | n/a | n/a | Clinic_79-91_Door Schedules | n/a
HeadNumber | bill.east@us.army.mil | 2012-10-26T09:46:00 | Requirement | Component | Door 1C17 | H1 | n/a | n/a | n/a | n/a | Clinic_79-91_Door Schedules | n/a
Threshold | bill.east@us.army.mil | 2012-10-26T09:46:00 | Requirement | Component | Door 1C17 | IT | n/a | n/a | n/a | n/a | Clinic_79-91_Door Schedules | n/a
PaintColor | bill.east@us.army.mil | 2012-10-26T09:46:00 | Requirement | Component | Door 1C17 | DP3 | n/a | n/a | n/a | n/a | Clinic_79-91_Door Schedules | n/a
Width | bill.east@us.army.mil | 2012-10-26T09:46:00 | Requirement | Component | Door 1C18 | 915 | mm | n/a | n/a | n/a | Clinic_79-91_Door Schedules | n/a
Height | bill.east@us.army.mil | 2012-10-26T09:46:00 | Requirement | Component | Door 1C18 | 2135 | mm | n/a | n/a | n/a | Clinic_79-91_Door Schedules | n/a
Thickness | bill.east@us.army.mil | 2012-10-26T09:46:00 | Requirement | Component | Door 1C18 | 45 | mm | n/a | n/a | n/a | Clinic_79-91_Door Schedules | n/a
DoorFrame | bill.east@us.army.mil | 2012-10-26T09:46:00 | Requirement | Component | Door 1C18 | STEEL | n/a | n/a | n/a | n/a | Clinic_79-91_Door Schedules | n/a
WeatherStrpping | bill.east@us.army.mil | 2012-10-26T09:46:00 | Requirement | Component | Door 1C18 | n/a | n/a | n/a | n/a | n/a | Clinic_79-91_Door Schedules | n/a
SoundProof | bill.east@us.army.mil | 2012-10-26T09:46:00 | Requirement | Component | Door 1C18 | n/a | n/a | n/a | n/a | n/a | Clinic_79-91_Door Schedules | n/a
Shielded | bill.east@us.army.mil | 2012-10-26T09:46:00 | Requirement | Component | Door 1C18 | n/a | n/a | n/a | n/a | n/a | Clinic_79-91_Door Schedules | n/a
HardwareSet | bill.east@us.army.mil | 2012-10-26T09:46:00 | Requirement | Component | Door 1C18 | 113 | n/a | n/a | n/a | n/a | Clinic_79-91_Door Schedules | n/a
JambNumber | bill.east@us.army.mil | 2012-10-26T09:46:00 | Requirement | Component | Door 1C18 | J1 | n/a | n/a | n/a | n/a | Clinic_79-91_Door Schedules | n/a
HeadNumber | bill.east@us.army.mil | 2012-10-26T09:46:00 | Requirement | Component | Door 1C18 | H1 | n/a | n/a | n/a | n/a | Clinic_79-91_Door Schedules | n/a
Threshold | bill.east@us.army.mil | 2012-10-26T09:46:00 | Requirement | Component | Door 1C18 | IT | n/a | n/a | n/a | n/a | Clinic_79-91_Door Schedules | n/a
PaintColor | bill.east@us.army.mil | 2012-10-26T09:46:00 | Requirement | Component | Door 1C18 | DP3 | n/a | n/a | n/a | n/a | Clinic_79-91_Door Schedules | n/a
Width | bill.east@us.army.mil | 2012-10-26T09:46:00 | Requirement | Component | Door 1C18A | 915 | mm | n/a | n/a | n/a | Clinic_79-91_Door Schedules | n/a
Height | bill.east@us.army.mil | 2012-10-26T09:46:00 | Requirement | Component | Door 1C18A | 2135 | mm | n/a | n/a | n/a | Clinic_79-91_Door Schedules | n/a
Thickness | bill.east@us.army.mil | 2012-10-26T09:46:00 | Requirement | Component | Door 1C18A | 45 | mm | n/a | n/a | n/a | Clinic_79-91_Door Schedules | n/a
DoorFrame | bill.east@us.army.mil | 2012-10-26T09:46:00 | Requirement | Component | Door 1C18A | STEEL | n/a | n/a | n/a | n/a | Clinic_79-91_Door Schedules | n/a
WeatherStrpping | bill.east@us.army.mil | 2012-10-26T09:46:00 | Requirement | Component | Door 1C18A | n/a | n/a | n/a | n/a | n/a | Clinic_79-91_Door Schedules | n/a
SoundProof | bill.east@us.army.mil | 2012-10-26T09:46:00 | Requirement | Component | Door 1C18A | n/a | n/a | n/a | n/a | n/a | Clinic_79-91_Door Schedules | n/a
Shielded | bill.east@us.army.mil | 2012-10-26T09:46:00 | Requirement | Component | Door 1C18A | n/a | n/a | n/a | n/a | n/a | Clinic_79-91_Door Schedules | n/a
HardwareSet | bill.east@us.army.mil | 2012-10-26T09:46:00 | Requirement | Component | Door 1C18A | 108 | n/a | n/a | n/a | n/a | Clinic_79-91_Door Schedules | n/a
JambNumber | bill.east@us.army.mil | 2012-10-26T09:46:00 | Requirement | Component | Door 1C18A | J1 | n/a | n/a | n/a | n/a | Clinic_79-91_Door Schedules | n/a
HeadNumber | bill.east@us.army.mil | 2012-10-26T09:46:00 | Requirement | Component | Door 1C18A | H1 | n/a | n/a | n/a | n/a | Clinic_79-91_Door Schedules | n/a
Threshold | bill.east@us.army.mil | 2012-10-26T09:46:00 | Requirement | Component | Door 1C18A | IT | n/a | n/a | n/a | n/a | Clinic_79-91_Door Schedules | n/a
PaintColor | bill.east@us.army.mil | 2012-10-26T09:46:00 | Requirement | Component | Door 1C18A | DP3 | n/a | n/a | n/a | n/a | Clinic_79-91_Door Schedules | n/a
Width | bill.east@us.army.mil | 2012-10-26T09:46:00 | Requirement | Component | Door 1C19 | 915 | mm | n/a | n/a | n/a | Clinic_79-91_Door Schedules | n/a
Height | bill.east@us.army.mil | 2012-10-26T09:46:00 | Requirement | Component | Door 1C19 | 2135 | mm | n/a | n/a | n/a | Clinic_79-91_Door Schedules | n/a
Thickness | bill.east@us.army.mil | 2012-10-26T09:46:00 | Requirement | Component | Door 1C19 | 45 | mm | n/a | n/a | n/a | Clinic_79-91_Door Schedules | n/a
DoorFrame | bill.east@us.army.mil | 2012-10-26T09:46:00 | Requirement | Component | Door 1C19 | STEEL | n/a | n/a | n/a | n/a | Clinic_79-91_Door Schedules | n/a
WeatherStrpping | bill.east@us.army.mil | 2012-10-26T09:46:00 | Requirement | Component | Door 1C19 | n/a | n/a | n/a | n/a | n/a | Clinic_79-91_Door Schedules | n/a
SoundProof | bill.east@us.army.mil | 2012-10-26T09:46:00 | Requirement | Component | Door 1C19 | n/a | n/a | n/a | n/a | n/a | Clinic_79-91_Door Schedules | n/a
Shielded | bill.east@us.army.mil | 2012-10-26T09:46:00 | Requirement | Component | Door 1C19 | n/a | n/a | n/a | n/a | n/a | Clinic_79-91_Door Schedules | n/a
HardwareSet | bill.east@us.army.mil | 2012-10-26T09:46:00 | Requirement | Component | Door 1C19 | 118 | n/a | n/a | n/a | n/a | Clinic_79-91_Door Schedules | n/a
JambNumber | bill.east@us.army.mil | 2012-10-26T09:46:00 | Requirement | Component | Door 1C19 | J1 | n/a | n/a | n/a | n/a | Clinic_79-91_Door Schedules | n/a
HeadNumber | bill.east@us.army.mil | 2012-10-26T09:46:00 | Requirement | Component | Door 1C19 | H1 | n/a | n/a | n/a | n/a | Clinic_79-91_Door Schedules | n/a
Threshold | bill.east@us.army.mil | 2012-10-26T09:46:00 | Requirement | Component | Door 1C19 | IT | n/a | n/a | n/a | n/a | Clinic_79-91_Door Schedules | n/a
PaintColor | bill.east@us.army.mil | 2012-10-26T09:46:00 | Requirement | Component | Door 1C19 | DP3 | n/a | n/a | n/a | n/a | Clinic_79-91_Door Schedules | n/a
Width | bill.east@us.army.mil | 2012-10-26T09:46:00 | Requirement | Component | Door 1CC1 | 915 | mm | n/a | n/a | n/a | Clinic_79-91_Door Schedules | n/a
Height | bill.east@us.army.mil | 2012-10-26T09:46:00 | Requirement | Component | Door 1CC1 | 2135 | mm | n/a | n/a | n/a | Clinic_79-91_Door Schedules | n/a
Thickness | bill.east@us.army.mil | 2012-10-26T09:46:00 | Requirement | Component | Door 1CC1 | 45 | mm | n/a | n/a | n/a | Clinic_79-91_Door Schedules | n/a
DoorFrame | bill.east@us.army.mil | 2012-10-26T09:46:00 | Requirement | Component | Door 1CC1 | STEEL | n/a | n/a | n/a | n/a | Clinic_79-91_Door Schedules | n/a
WeatherStrpping | bill.east@us.army.mil | 2012-10-26T09:46:00 | Requirement | Component | Door 1CC1 | n/a | n/a | n/a | n/a | n/a | Clinic_79-91_Door Schedules | n/a
SoundProof | bill.east@us.army.mil | 2012-10-26T09:46:00 | Requirement | Component | Door 1CC1 | n/a | n/a | n/a | n/a | n/a | Clinic_79-91_Door Schedules | n/a
Shielded | bill.east@us.army.mil | 2012-10-26T09:46:00 | Requirement | Component | Door 1CC1 | n/a | n/a | n/a | n/a | n/a | Clinic_79-91_Door Schedules | n/a
HardwareSet | bill.east@us.army.mil | 2012-10-26T09:46:00 | Requirement | Component | Door 1CC1 | 108 | n/a | n/a | n/a | n/a | Clinic_79-91_Door Schedules | n/a
JambNumber | bill.east@us.army.mil | 2012-10-26T09:46:00 | Requirement | Component | Door 1CC1 | J1 | n/a | n/a | n/a | n/a | Clinic_79-91_Door Schedules | n/a
HeadNumber | bill.east@us.army.mil | 2012-10-26T09:46:00 | Requirement | Component | Door 1CC1 | H1 | n/a | n/a | n/a | n/a | Clinic_79-91_Door Schedules | n/a
Threshold | bill.east@us.army.mil | 2012-10-26T09:46:00 | Requirement | Component | Door 1CC1 | IT | n/a | n/a | n/a | n/a | Clinic_79-91_Door Schedules | n/a
PaintColor | bill.east@us.army.mil | 2012-10-26T09:46:00 | Requirement | Component | Door 1CC1 | DP3 | n/a | n/a | n/a | n/a | Clinic_79-91_Door Schedules | n/a
Width | bill.east@us.army.mil | 2012-10-26T09:46:00 | Requirement | Component | Door 1CC3 | 915 | mm | n/a | n/a | n/a | Clinic_79-91_Door Schedules | n/a
Height | bill.east@us.army.mil | 2012-10-26T09:46:00 | Requirement | Component | Door 1CC3 | 2135 | mm | n/a | n/a | n/a | Clinic_79-91_Door Schedules | n/a
Thickness | bill.east@us.army.mil | 2012-10-26T09:46:00 | Requirement | Component | Door 1CC3 | 45 | mm | n/a | n/a | n/a | Clinic_79-91_Door Schedules | n/a
DoorFrame | bill.east@us.army.mil | 2012-10-26T09:46:00 | Requirement | Component | Door 1CC3 | STEEL | n/a | n/a | n/a | n/a | Clinic_79-91_Door Schedules | n/a
WeatherStrpping | bill.east@us.army.mil | 2012-10-26T09:46:00 | Requirement | Component | Door 1CC3 | Yes | n/a | n/a | n/a | n/a | Clinic_79-91_Door Schedules | n/a
SoundProof | bill.east@us.army.mil | 2012-10-26T09:46:00 | Requirement | Component | Door 1CC3 | n/a | n/a | n/a | n/a | n/a | Clinic_79-91_Door Schedules | n/a
Shielded | bill.east@us.army.mil | 2012-10-26T09:46:00 | Requirement | Component | Door 1CC3 | n/a | n/a | n/a | n/a | n/a | Clinic_79-91_Door Schedules | n/a
HardwareSet | bill.east@us.army.mil | 2012-10-26T09:46:00 | Requirement | Component | Door 1CC3 | 9 | n/a | n/a | n/a | n/a | Clinic_79-91_Door Schedules | n/a
JambNumber | bill.east@us.army.mil | 2012-10-26T09:46:00 | Requirement | Component | Door 1CC3 | J4 | n/a | n/a | n/a | n/a | Clinic_79-91_Door Schedules | n/a
HeadNumber | bill.east@us.army.mil | 2012-10-26T09:46:00 | Requirement | Component | Door 1CC3 | H4 | n/a | n/a | n/a | n/a | Clinic_79-91_Door Schedules | n/a
Threshold | bill.east@us.army.mil | 2012-10-26T09:46:00 | Requirement | Component | Door 1CC3 | EXT | n/a | n/a | n/a | n/a | Clinic_79-91_Door Schedules | n/a
PaintColor | bill.east@us.army.mil | 2012-10-26T09:46:00 | Requirement | Component | Door 1CC3 | DP3 | n/a | n/a | n/a | n/a | Clinic_79-91_Door Schedules | n/a
Width | bill.east@us.army.mil | 2012-10-26T09:46:00 | Requirement | Component | Door 1CS3 | 915 | mm | n/a | n/a | n/a | Clinic_79-91_Door Schedules | n/a
Height | bill.east@us.army.mil | 2012-10-26T09:46:00 | Requirement | Component | Door 1CS3 | 2135 | mm | n/a | n/a | n/a | Clinic_79-91_Door Schedules | n/a
Thickness | bill.east@us.army.mil | 2012-10-26T09:46:00 | Requirement | Component | Door 1CS3 | 45 | mm | n/a | n/a | n/a | Clinic_79-91_Door Schedules | n/a
DoorFrame | bill.east@us.army.mil | 2012-10-26T09:46:00 | Requirement | Component | Door 1CS3 | STEEL | n/a | n/a | n/a | n/a | Clinic_79-91_Door Schedules | n/a
WeatherStrpping | bill.east@us.army.mil | 2012-10-26T09:46:00 | Requirement | Component | Door 1CS3 | n/a | n/a | n/a | n/a | n/a | Clinic_79-91_Door Schedules | n/a
SoundProof | bill.east@us.army.mil | 2012-10-26T09:46:00 | Requirement | Component | Door 1CS3 | n/a | n/a | n/a | n/a | n/a | Clinic_79-91_Door Schedules | n/a
Shielded | bill.east@us.army.mil | 2012-10-26T09:46:00 | Requirement | Component | Door 1CS3 | n/a | n/a | n/a | n/a | n/a | Clinic_79-91_Door Schedules | n/a
HardwareSet | bill.east@us.army.mil | 2012-10-26T09:46:00 | Requirement | Component | Door 1CS3 | 116 | n/a | n/a | n/a | n/a | Clinic_79-91_Door Schedules | n/a
JambNumber | bill.east@us.army.mil | 2012-10-26T09:46:00 | Requirement | Component | Door 1CS3 | J1 | n/a | n/a | n/a | n/a | Clinic_79-91_Door Schedules | n/a
HeadNumber | bill.east@us.army.mil | 2012-10-26T09:46:00 | Requirement | Component | Door 1CS3 | H1 | n/a | n/a | n/a | n/a | Clinic_79-91_Door Schedules | n/a
Threshold | bill.east@us.army.mil | 2012-10-26T09:46:00 | Requirement | Component | Door 1CS3 | IT | n/a | n/a | n/a | n/a | Clinic_79-91_Door Schedules | n/a
PaintColor | bill.east@us.army.mil | 2012-10-26T09:46:00 | Requirement | Component | Door 1CS3 | DP3 | n/a | n/a | n/a | n/a | Clinic_79-91_Door Schedules | n/a
Width | bill.east@us.army.mil | 2012-10-26T09:46:00 | Requirement | Component | Door 1D01 | 915 | mm | n/a | n/a | n/a | Clinic_79-91_Door Schedules | n/a
Height | bill.east@us.army.mil | 2012-10-26T09:46:00 | Requirement | Component | Door 1D01 | 2135 | mm | n/a | n/a | n/a | Clinic_79-91_Door Schedules | n/a
Thickness | bill.east@us.army.mil | 2012-10-26T09:46:00 | Requirement | Component | Door 1D01 | 45 | mm | n/a | n/a | n/a | Clinic_79-91_Door Schedules | n/a
DoorFrame | bill.east@us.army.mil | 2012-10-26T09:46:00 | Requirement | Component | Door 1D01 | STEEL | n/a | n/a | n/a | n/a | Clinic_79-91_Door Schedules | n/a
WeatherStrpping | bill.east@us.army.mil | 2012-10-26T09:46:00 | Requirement | Component | Door 1D01 | n/a | n/a | n/a | n/a | n/a | Clinic_79-91_Door Schedules | n/a
SoundProof | bill.east@us.army.mil | 2012-10-26T09:46:00 | Requirement | Component | Door 1D01 | n/a | n/a | n/a | n/a | n/a | Clinic_79-91_Door Schedules | n/a
Shielded | bill.east@us.army.mil | 2012-10-26T09:46:00 | Requirement | Component | Door 1D01 | n/a | n/a | n/a | n/a | n/a | Clinic_79-91_Door Schedules | n/a
HardwareSet | bill.east@us.army.mil | 2012-10-26T09:46:00 | Requirement | Component | Door 1D01 | 111 | n/a | n/a | n/a | n/a | Clinic_79-91_Door Schedules | n/a
JambNumber | bill.east@us.army.mil | 2012-10-26T09:46:00 | Requirement | Component | Door 1D01 | J1 | n/a | n/a | n/a | n/a | Clinic_79-91_Door Schedules | n/a
HeadNumber | bill.east@us.army.mil | 2012-10-26T09:46:00 | Requirement | Component | Door 1D01 | H1 | n/a | n/a | n/a | n/a | Clinic_79-91_Door Schedules | n/a
Threshold | bill.east@us.army.mil | 2012-10-26T09:46:00 | Requirement | Component | Door 1D01 | IT | n/a | n/a | n/a | n/a | Clinic_79-91_Door Schedules | n/a
PaintColor | bill.east@us.army.mil | 2012-10-26T09:46:00 | Requirement | Component | Door 1D01 | DP3 | n/a | n/a | n/a | n/a | Clinic_79-91_Door Schedules | n/a
Width | bill.east@us.army.mil | 2012-10-26T09:46:00 | Requirement | Component | Door 1D02 | 915 | mm | n/a | n/a | n/a | Clinic_79-91_Door Schedules | n/a
Height | bill.east@us.army.mil | 2012-10-26T09:46:00 | Requirement | Component | Door 1D02 | 2135 | mm | n/a | n/a | n/a | Clinic_79-91_Door Schedules | n/a
Thickness | bill.east@us.army.mil | 2012-10-26T09:46:00 | Requirement | Component | Door 1D02 | 45 | mm | n/a | n/a | n/a | Clinic_79-91_Door Schedules | n/a
DoorFrame | bill.east@us.army.mil | 2012-10-26T09:46:00 | Requirement | Component | Door 1D02 | STEEL | n/a | n/a | n/a | n/a | Clinic_79-91_Door Schedules | n/a
WeatherStrpping | bill.east@us.army.mil | 2012-10-26T09:46:00 | Requirement | Component | Door 1D02 | n/a | n/a | n/a | n/a | n/a | Clinic_79-91_Door Schedules | n/a
SoundProof | bill.east@us.army.mil | 2012-10-26T09:46:00 | Requirement | Component | Door 1D02 | n/a | n/a | n/a | n/a | n/a | Clinic_79-91_Door Schedules | n/a
Shielded | bill.east@us.army.mil | 2012-10-26T09:46:00 | Requirement | Component | Door 1D02 | n/a | n/a | n/a | n/a | n/a | Clinic_79-91_Door Schedules | n/a
HardwareSet | bill.east@us.army.mil | 2012-10-26T09:46:00 | Requirement | Component | Door 1D02 | 101 | n/a | n/a | n/a | n/a | Clinic_79-91_Door Schedules | n/a
JambNumber | bill.east@us.army.mil | 2012-10-26T09:46:00 | Requirement | Component | Door 1D02 | J1 | n/a | n/a | n/a | n/a | Clinic_79-91_Door Schedules | n/a
HeadNumber | bill.east@us.army.mil | 2012-10-26T09:46:00 | Requirement | Component | Door 1D02 | H1 | n/a | n/a | n/a | n/a | Clinic_79-91_Door Schedules | n/a
Threshold | bill.east@us.army.mil | 2012-10-26T09:46:00 | Requirement | Component | Door 1D02 | IT | n/a | n/a | n/a | n/a | Clinic_79-91_Door Schedules | n/a
PaintColor | bill.east@us.army.mil | 2012-10-26T09:46:00 | Requirement | Component | Door 1D02 | DP3 | n/a | n/a | n/a | n/a | Clinic_79-91_Door Schedules | n/a
Width | bill.east@us.army.mil | 2012-10-26T09:46:00 | Requirement | Component | Door 1D04 | 915 | mm | n/a | n/a | n/a | Clinic_79-91_Door Schedules | n/a
Height | bill.east@us.army.mil | 2012-10-26T09:46:00 | Requirement | Component | Door 1D04 | 2135 | mm | n/a | n/a | n/a | Clinic_79-91_Door Schedules | n/a
Thickness | bill.east@us.army.mil | 2012-10-26T09:46:00 | Requirement | Component | Door 1D04 | 45 | mm | n/a | n/a | n/a | Clinic_79-91_Door Schedules | n/a
DoorFrame | bill.east@us.army.mil | 2012-10-26T09:46:00 | Requirement | Component | Door 1D04 | STEEL | n/a | n/a | n/a | n/a | Clinic_79-91_Door Schedules | n/a
WeatherStrpping | bill.east@us.army.mil | 2012-10-26T09:46:00 | Requirement | Component | Door 1D04 | n/a | n/a | n/a | n/a | n/a | Clinic_79-91_Door Schedules | n/a
SoundProof | bill.east@us.army.mil | 2012-10-26T09:46:00 | Requirement | Component | Door 1D04 | n/a | n/a | n/a | n/a | n/a | Clinic_79-91_Door Schedules | n/a
Shielded | bill.east@us.army.mil | 2012-10-26T09:46:00 | Requirement | Component | Door 1D04 | n/a | n/a | n/a | n/a | n/a | Clinic_79-91_Door Schedules | n/a
HardwareSet | bill.east@us.army.mil | 2012-10-26T09:46:00 | Requirement | Component | Door 1D04 | 102 | n/a | n/a | n/a | n/a | Clinic_79-91_Door Schedules | n/a
JambNumber | bill.east@us.army.mil | 2012-10-26T09:46:00 | Requirement | Component | Door 1D04 | J1 | n/a | n/a | n/a | n/a | Clinic_79-91_Door Schedules | n/a
HeadNumber | bill.east@us.army.mil | 2012-10-26T09:46:00 | Requirement | Component | Door 1D04 | H1 | n/a | n/a | n/a | n/a | Clinic_79-91_Door Schedules | n/a
Threshold | bill.east@us.army.mil | 2012-10-26T09:46:00 | Requirement | Component | Door 1D04 | IT | n/a | n/a | n/a | n/a | Clinic_79-91_Door Schedules | n/a
PaintColor | bill.east@us.army.mil | 2012-10-26T09:46:00 | Requirement | Component | Door 1D04 | DP3 | n/a | n/a | n/a | n/a | Clinic_79-91_Door Schedules | n/a
Width | bill.east@us.army.mil | 2012-10-26T09:46:00 | Requirement | Component | Door 1D05 | 915 | mm | n/a | n/a | n/a | Clinic_79-91_Door Schedules | n/a
Height | bill.east@us.army.mil | 2012-10-26T09:46:00 | Requirement | Component | Door 1D05 | 2135 | mm | n/a | n/a | n/a | Clinic_79-91_Door Schedules | n/a
Thickness | bill.east@us.army.mil | 2012-10-26T09:46:00 | Requirement | Component | Door 1D05 | 45 | mm | n/a | n/a | n/a | Clinic_79-91_Door Schedules | n/a
DoorFrame | bill.east@us.army.mil | 2012-10-26T09:46:00 | Requirement | Component | Door 1D05 | STEEL | n/a | n/a | n/a | n/a | Clinic_79-91_Door Schedules | n/a
WeatherStrpping | bill.east@us.army.mil | 2012-10-26T09:46:00 | Requirement | Component | Door 1D05 | n/a | n/a | n/a | n/a | n/a | Clinic_79-91_Door Schedules | n/a
SoundProof | bill.east@us.army.mil | 2012-10-26T09:46:00 | Requirement | Component | Door 1D05 | n/a | n/a | n/a | n/a | n/a | Clinic_79-91_Door Schedules | n/a
Shielded | bill.east@us.army.mil | 2012-10-26T09:46:00 | Requirement | Component | Door 1D05 | n/a | n/a | n/a | n/a | n/a | Clinic_79-91_Door Schedules | n/a
HardwareSet | bill.east@us.army.mil | 2012-10-26T09:46:00 | Requirement | Component | Door 1D05 | 101 | n/a | n/a | n/a | n/a | Clinic_79-91_Door Schedules | n/a
JambNumber | bill.east@us.army.mil | 2012-10-26T09:46:00 | Requirement | Component | Door 1D05 | J1 | n/a | n/a | n/a | n/a | Clinic_79-91_Door Schedules | n/a
HeadNumber | bill.east@us.army.mil | 2012-10-26T09:46:00 | Requirement | Component | Door 1D05 | H1 | n/a | n/a | n/a | n/a | Clinic_79-91_Door Schedules | n/a
Threshold | bill.east@us.army.mil | 2012-10-26T09:46:00 | Requirement | Component | Door 1D05 | IT | n/a | n/a | n/a | n/a | Clinic_79-91_Door Schedules | n/a
PaintColor | bill.east@us.army.mil | 2012-10-26T09:46:00 | Requirement | Component | Door 1D05 | DP3 | n/a | n/a | n/a | n/a | Clinic_79-91_Door Schedules | n/a
Width | bill.east@us.army.mil | 2012-10-26T09:46:00 | Requirement | Component | Door 1D06 | 915 | mm | n/a | n/a | n/a | Clinic_79-91_Door Schedules | n/a
Height | bill.east@us.army.mil | 2012-10-26T09:46:00 | Requirement | Component | Door 1D06 | 2135 | mm | n/a | n/a | n/a | Clinic_79-91_Door Schedules | n/a
Thickness | bill.east@us.army.mil | 2012-10-26T09:46:00 | Requirement | Component | Door 1D06 | 45 | mm | n/a | n/a | n/a | Clinic_79-91_Door Schedules | n/a
DoorFrame | bill.east@us.army.mil | 2012-10-26T09:46:00 | Requirement | Component | Door 1D06 | STEEL | n/a | n/a | n/a | n/a | Clinic_79-91_Door Schedules | n/a
WeatherStrpping | bill.east@us.army.mil | 2012-10-26T09:46:00 | Requirement | Component | Door 1D06 | n/a | n/a | n/a | n/a | n/a | Clinic_79-91_Door Schedules | n/a
SoundProof | bill.east@us.army.mil | 2012-10-26T09:46:00 | Requirement | Component | Door 1D06 | n/a | n/a | n/a | n/a | n/a | Clinic_79-91_Door Schedules | n/a
Shielded | bill.east@us.army.mil | 2012-10-26T09:46:00 | Requirement | Component | Door 1D06 | n/a | n/a | n/a | n/a | n/a | Clinic_79-91_Door Schedules | n/a
HardwareSet | bill.east@us.army.mil | 2012-10-26T09:46:00 | Requirement | Component | Door 1D06 | 112 | n/a | n/a | n/a | n/a | Clinic_79-91_Door Schedules | n/a
JambNumber | bill.east@us.army.mil | 2012-10-26T09:46:00 | Requirement | Component | Door 1D06 | J1 | n/a | n/a | n/a | n/a | Clinic_79-91_Door Schedules | n/a
HeadNumber | bill.east@us.army.mil | 2012-10-26T09:46:00 | Requirement | Component | Door 1D06 | H1 | n/a | n/a | n/a | n/a | Clinic_79-91_Door Schedules | n/a
Threshold | bill.east@us.army.mil | 2012-10-26T09:46:00 | Requirement | Component | Door 1D06 | IT | n/a | n/a | n/a | n/a | Clinic_79-91_Door Schedules | n/a
PaintColor | bill.east@us.army.mil | 2012-10-26T09:46:00 | Requirement | Component | Door 1D06 | DP3 | n/a | n/a | n/a | n/a | Clinic_79-91_Door Schedules | n/a
Width | bill.east@us.army.mil | 2012-10-26T09:46:00 | Requirement | Component | Door 1D06A | 915 | mm | n/a | n/a | n/a | Clinic_79-91_Door Schedules | n/a
Height | bill.east@us.army.mil | 2012-10-26T09:46:00 | Requirement | Component | Door 1D06A | 2135 | mm | n/a | n/a | n/a | Clinic_79-91_Door Schedules | n/a
Thickness | bill.east@us.army.mil | 2012-10-26T09:46:00 | Requirement | Component | Door 1D06A | 45 | mm | n/a | n/a | n/a | Clinic_79-91_Door Schedules | n/a
DoorFrame | bill.east@us.army.mil | 2012-10-26T09:46:00 | Requirement | Component | Door 1D06A | STEEL | n/a | n/a | n/a | n/a | Clinic_79-91_Door Schedules | n/a
WeatherStrpping | bill.east@us.army.mil | 2012-10-26T09:46:00 | Requirement | Component | Door 1D06A | n/a | n/a | n/a | n/a | n/a | Clinic_79-91_Door Schedules | n/a
SoundProof | bill.east@us.army.mil | 2012-10-26T09:46:00 | Requirement | Component | Door 1D06A | n/a | n/a | n/a | n/a | n/a | Clinic_79-91_Door Schedules | n/a
Shielded | bill.east@us.army.mil | 2012-10-26T09:46:00 | Requirement | Component | Door 1D06A | n/a | n/a | n/a | n/a | n/a | Clinic_79-91_Door Schedules | n/a
HardwareSet | bill.east@us.army.mil | 2012-10-26T09:46:00 | Requirement | Component | Door 1D06A | 121 | n/a | n/a | n/a | n/a | Clinic_79-91_Door Schedules | n/a
JambNumber | bill.east@us.army.mil | 2012-10-26T09:46:00 | Requirement | Component | Door 1D06A | J1 | n/a | n/a | n/a | n/a | Clinic_79-91_Door Schedules | n/a
HeadNumber | bill.east@us.army.mil | 2012-10-26T09:46:00 | Requirement | Component | Door 1D06A | H1 | n/a | n/a | n/a | n/a | Clinic_79-91_Door Schedules | n/a
Threshold | bill.east@us.army.mil | 2012-10-26T09:46:00 | Requirement | Component | Door 1D06A | IT | n/a | n/a | n/a | n/a | Clinic_79-91_Door Schedules | n/a
PaintColor | bill.east@us.army.mil | 2012-10-26T09:46:00 | Requirement | Component | Door 1D06A | DP3 | n/a | n/a | n/a | n/a | Clinic_79-91_Door Schedules | n/a
Width | bill.east@us.army.mil | 2012-10-26T09:46:00 | Requirement | Component | Door 1D07 | 915 | mm | n/a | n/a | n/a | Clinic_79-91_Door Schedules | n/a
Height | bill.east@us.army.mil | 2012-10-26T09:46:00 | Requirement | Component | Door 1D07 | 2135 | mm | n/a | n/a | n/a | Clinic_79-91_Door Schedules | n/a
Thickness | bill.east@us.army.mil | 2012-10-26T09:46:00 | Requirement | Component | Door 1D07 | 45 | mm | n/a | n/a | n/a | Clinic_79-91_Door Schedules | n/a
DoorFrame | bill.east@us.army.mil | 2012-10-26T09:46:00 | Requirement | Component | Door 1D07 | STEEL | n/a | n/a | n/a | n/a | Clinic_79-91_Door Schedules | n/a
WeatherStrpping | bill.east@us.army.mil | 2012-10-26T09:46:00 | Requirement | Component | Door 1D07 | n/a | n/a | n/a | n/a | n/a | Clinic_79-91_Door Schedules | n/a
SoundProof | bill.east@us.army.mil | 2012-10-26T09:46:00 | Requirement | Component | Door 1D07 | n/a | n/a | n/a | n/a | n/a | Clinic_79-91_Door Schedules | n/a
Shielded | bill.east@us.army.mil | 2012-10-26T09:46:00 | Requirement | Component | Door 1D07 | n/a | n/a | n/a | n/a | n/a | Clinic_79-91_Door Schedules | n/a
HardwareSet | bill.east@us.army.mil | 2012-10-26T09:46:00 | Requirement | Component | Door 1D07 | 101 | n/a | n/a | n/a | n/a | Clinic_79-91_Door Schedules | n/a
JambNumber | bill.east@us.army.mil | 2012-10-26T09:46:00 | Requirement | Component | Door 1D07 | J1 | n/a | n/a | n/a | n/a | Clinic_79-91_Door Schedules | n/a
HeadNumber | bill.east@us.army.mil | 2012-10-26T09:46:00 | Requirement | Component | Door 1D07 | H1 | n/a | n/a | n/a | n/a | Clinic_79-91_Door Schedules | n/a
Threshold | bill.east@us.army.mil | 2012-10-26T09:46:00 | Requirement | Component | Door 1D07 | IT | n/a | n/a | n/a | n/a | Clinic_79-91_Door Schedules | n/a
PaintColor | bill.east@us.army.mil | 2012-10-26T09:46:00 | Requirement | Component | Door 1D07 | DP3 | n/a | n/a | n/a | n/a | Clinic_79-91_Door Schedules | n/a
Width | bill.east@us.army.mil | 2012-10-26T09:46:00 | Requirement | Component | Door 1D08 | 915 | mm | n/a | n/a | n/a | Clinic_79-91_Door Schedules | n/a
Height | bill.east@us.army.mil | 2012-10-26T09:46:00 | Requirement | Component | Door 1D08 | 2135 | mm | n/a | n/a | n/a | Clinic_79-91_Door Schedules | n/a
Thickness | bill.east@us.army.mil | 2012-10-26T09:46:00 | Requirement | Component | Door 1D08 | 45 | mm | n/a | n/a | n/a | Clinic_79-91_Door Schedules | n/a
DoorFrame | bill.east@us.army.mil | 2012-10-26T09:46:00 | Requirement | Component | Door 1D08 | STEEL | n/a | n/a | n/a | n/a | Clinic_79-91_Door Schedules | n/a
WeatherStrpping | bill.east@us.army.mil | 2012-10-26T09:46:00 | Requirement | Component | Door 1D08 | n/a | n/a | n/a | n/a | n/a | Clinic_79-91_Door Schedules | n/a
SoundProof | bill.east@us.army.mil | 2012-10-26T09:46:00 | Requirement | Component | Door 1D08 | n/a | n/a | n/a | n/a | n/a | Clinic_79-91_Door Schedules | n/a
Shielded | bill.east@us.army.mil | 2012-10-26T09:46:00 | Requirement | Component | Door 1D08 | n/a | n/a | n/a | n/a | n/a | Clinic_79-91_Door Schedules | n/a
HardwareSet | bill.east@us.army.mil | 2012-10-26T09:46:00 | Requirement | Component | Door 1D08 | 101 | n/a | n/a | n/a | n/a | Clinic_79-91_Door Schedules | n/a
JambNumber | bill.east@us.army.mil | 2012-10-26T09:46:00 | Requirement | Component | Door 1D08 | J1 | n/a | n/a | n/a | n/a | Clinic_79-91_Door Schedules | n/a
HeadNumber | bill.east@us.army.mil | 2012-10-26T09:46:00 | Requirement | Component | Door 1D08 | H1 | n/a | n/a | n/a | n/a | Clinic_79-91_Door Schedules | n/a
Threshold | bill.east@us.army.mil | 2012-10-26T09:46:00 | Requirement | Component | Door 1D08 | IT | n/a | n/a | n/a | n/a | Clinic_79-91_Door Schedules | n/a
PaintColor | bill.east@us.army.mil | 2012-10-26T09:46:00 | Requirement | Component | Door 1D08 | DP3 | n/a | n/a | n/a | n/a | Clinic_79-91_Door Schedules | n/a
Width | bill.east@us.army.mil | 2012-10-26T09:46:00 | Requirement | Component | Door 1D09 | 915 | mm | n/a | n/a | n/a | Clinic_79-91_Door Schedules | n/a
Height | bill.east@us.army.mil | 2012-10-26T09:46:00 | Requirement | Component | Door 1D09 | 2135 | mm | n/a | n/a | n/a | Clinic_79-91_Door Schedules | n/a
Thickness | bill.east@us.army.mil | 2012-10-26T09:46:00 | Requirement | Component | Door 1D09 | 45 | mm | n/a | n/a | n/a | Clinic_79-91_Door Schedules | n/a
DoorFrame | bill.east@us.army.mil | 2012-10-26T09:46:00 | Requirement | Component | Door 1D09 | STEEL | n/a | n/a | n/a | n/a | Clinic_79-91_Door Schedules | n/a
WeatherStrpping | bill.east@us.army.mil | 2012-10-26T09:46:00 | Requirement | Component | Door 1D09 | n/a | n/a | n/a | n/a | n/a | Clinic_79-91_Door Schedules | n/a
SoundProof | bill.east@us.army.mil | 2012-10-26T09:46:00 | Requirement | Component | Door 1D09 | n/a | n/a | n/a | n/a | n/a | Clinic_79-91_Door Schedules | n/a
Shielded | bill.east@us.army.mil | 2012-10-26T09:46:00 | Requirement | Component | Door 1D09 | n/a | n/a | n/a | n/a | n/a | Clinic_79-91_Door Schedules | n/a
HardwareSet | bill.east@us.army.mil | 2012-10-26T09:46:00 | Requirement | Component | Door 1D09 | 101 | n/a | n/a | n/a | n/a | Clinic_79-91_Door Schedules | n/a
JambNumber | bill.east@us.army.mil | 2012-10-26T09:46:00 | Requirement | Component | Door 1D09 | J1 | n/a | n/a | n/a | n/a | Clinic_79-91_Door Schedules | n/a
HeadNumber | bill.east@us.army.mil | 2012-10-26T09:46:00 | Requirement | Component | Door 1D09 | H1 | n/a | n/a | n/a | n/a | Clinic_79-91_Door Schedules | n/a
Threshold | bill.east@us.army.mil | 2012-10-26T09:46:00 | Requirement | Component | Door 1D09 | IT | n/a | n/a | n/a | n/a | Clinic_79-91_Door Schedules | n/a
PaintColor | bill.east@us.army.mil | 2012-10-26T09:46:00 | Requirement | Component | Door 1D09 | DP3 | n/a | n/a | n/a | n/a | Clinic_79-91_Door Schedules | n/a
Width | bill.east@us.army.mil | 2012-10-26T09:46:00 | Requirement | Component | Door 1D10 | 915 | mm | n/a | n/a | n/a | Clinic_79-91_Door Schedules | n/a
Height | bill.east@us.army.mil | 2012-10-26T09:46:00 | Requirement | Component | Door 1D10 | 2135 | mm | n/a | n/a | n/a | Clinic_79-91_Door Schedules | n/a
Thickness | bill.east@us.army.mil | 2012-10-26T09:46:00 | Requirement | Component | Door 1D10 | 45 | mm | n/a | n/a | n/a | Clinic_79-91_Door Schedules | n/a
DoorFrame | bill.east@us.army.mil | 2012-10-26T09:46:00 | Requirement | Component | Door 1D10 | STEEL | n/a | n/a | n/a | n/a | Clinic_79-91_Door Schedules | n/a
WeatherStrpping | bill.east@us.army.mil | 2012-10-26T09:46:00 | Requirement | Component | Door 1D10 | n/a | n/a | n/a | n/a | n/a | Clinic_79-91_Door Schedules | n/a
SoundProof | bill.east@us.army.mil | 2012-10-26T09:46:00 | Requirement | Component | Door 1D10 | n/a | n/a | n/a | n/a | n/a | Clinic_79-91_Door Schedules | n/a
Shielded | bill.east@us.army.mil | 2012-10-26T09:46:00 | Requirement | Component | Door 1D10 | n/a | n/a | n/a | n/a | n/a | Clinic_79-91_Door Schedules | n/a
HardwareSet | bill.east@us.army.mil | 2012-10-26T09:46:00 | Requirement | Component | Door 1D10 | 101 | n/a | n/a | n/a | n/a | Clinic_79-91_Door Schedules | n/a
JambNumber | bill.east@us.army.mil | 2012-10-26T09:46:00 | Requirement | Component | Door 1D10 | J1 | n/a | n/a | n/a | n/a | Clinic_79-91_Door Schedules | n/a
HeadNumber | bill.east@us.army.mil | 2012-10-26T09:46:00 | Requirement | Component | Door 1D10 | H1 | n/a | n/a | n/a | n/a | Clinic_79-91_Door Schedules | n/a
Threshold | bill.east@us.army.mil | 2012-10-26T09:46:00 | Requirement | Component | Door 1D10 | IT | n/a | n/a | n/a | n/a | Clinic_79-91_Door Schedules | n/a
PaintColor | bill.east@us.army.mil | 2012-10-26T09:46:00 | Requirement | Component | Door 1D10 | DP3 | n/a | n/a | n/a | n/a | Clinic_79-91_Door Schedules | n/a
Width | bill.east@us.army.mil | 2012-10-26T09:46:00 | Requirement | Component | Door 1D11 | 915 | mm | n/a | n/a | n/a | Clinic_79-91_Door Schedules | n/a
Height | bill.east@us.army.mil | 2012-10-26T09:46:00 | Requirement | Component | Door 1D11 | 2135 | mm | n/a | n/a | n/a | Clinic_79-91_Door Schedules | n/a
Thickness | bill.east@us.army.mil | 2012-10-26T09:46:00 | Requirement | Component | Door 1D11 | 45 | mm | n/a | n/a | n/a | Clinic_79-91_Door Schedules | n/a
DoorFrame | bill.east@us.army.mil | 2012-10-26T09:46:00 | Requirement | Component | Door 1D11 | STEEL | n/a | n/a | n/a | n/a | Clinic_79-91_Door Schedules | n/a
WeatherStrpping | bill.east@us.army.mil | 2012-10-26T09:46:00 | Requirement | Component | Door 1D11 | n/a | n/a | n/a | n/a | n/a | Clinic_79-91_Door Schedules | n/a
SoundProof | bill.east@us.army.mil | 2012-10-26T09:46:00 | Requirement | Component | Door 1D11 | n/a | n/a | n/a | n/a | n/a | Clinic_79-91_Door Schedules | n/a
Shielded | bill.east@us.army.mil | 2012-10-26T09:46:00 | Requirement | Component | Door 1D11 | n/a | n/a | n/a | n/a | n/a | Clinic_79-91_Door Schedules | n/a
HardwareSet | bill.east@us.army.mil | 2012-10-26T09:46:00 | Requirement | Component | Door 1D11 | 101 | n/a | n/a | n/a | n/a | Clinic_79-91_Door Schedules | n/a
JambNumber | bill.east@us.army.mil | 2012-10-26T09:46:00 | Requirement | Component | Door 1D11 | J1 | n/a | n/a | n/a | n/a | Clinic_79-91_Door Schedules | n/a
HeadNumber | bill.east@us.army.mil | 2012-10-26T09:46:00 | Requirement | Component | Door 1D11 | H1 | n/a | n/a | n/a | n/a | Clinic_79-91_Door Schedules | n/a
Threshold | bill.east@us.army.mil | 2012-10-26T09:46:00 | Requirement | Component | Door 1D11 | IT | n/a | n/a | n/a | n/a | Clinic_79-91_Door Schedules | n/a
PaintColor | bill.east@us.army.mil | 2012-10-26T09:46:00 | Requirement | Component | Door 1D11 | DP3 | n/a | n/a | n/a | n/a | Clinic_79-91_Door Schedules | n/a
Width | bill.east@us.army.mil | 2012-10-26T09:46:00 | Requirement | Component | Door 1D12 | 915 | mm | n/a | n/a | n/a | Clinic_79-91_Door Schedules | n/a
Height | bill.east@us.army.mil | 2012-10-26T09:46:00 | Requirement | Component | Door 1D12 | 2135 | mm | n/a | n/a | n/a | Clinic_79-91_Door Schedules | n/a
Thickness | bill.east@us.army.mil | 2012-10-26T09:46:00 | Requirement | Component | Door 1D12 | 45 | mm | n/a | n/a | n/a | Clinic_79-91_Door Schedules | n/a
DoorFrame | bill.east@us.army.mil | 2012-10-26T09:46:00 | Requirement | Component | Door 1D12 | STEEL | n/a | n/a | n/a | n/a | Clinic_79-91_Door Schedules | n/a
WeatherStrpping | bill.east@us.army.mil | 2012-10-26T09:46:00 | Requirement | Component | Door 1D12 | n/a | n/a | n/a | n/a | n/a | Clinic_79-91_Door Schedules | n/a
SoundProof | bill.east@us.army.mil | 2012-10-26T09:46:00 | Requirement | Component | Door 1D12 | n/a | n/a | n/a | n/a | n/a | Clinic_79-91_Door Schedules | n/a
Shielded | bill.east@us.army.mil | 2012-10-26T09:46:00 | Requirement | Component | Door 1D12 | n/a | n/a | n/a | n/a | n/a | Clinic_79-91_Door Schedules | n/a
HardwareSet | bill.east@us.army.mil | 2012-10-26T09:46:00 | Requirement | Component | Door 1D12 | 101 | n/a | n/a | n/a | n/a | Clinic_79-91_Door Schedules | n/a
JambNumber | bill.east@us.army.mil | 2012-10-26T09:46:00 | Requirement | Component | Door 1D12 | J1 | n/a | n/a | n/a | n/a | Clinic_79-91_Door Schedules | n/a
HeadNumber | bill.east@us.army.mil | 2012-10-26T09:46:00 | Requirement | Component | Door 1D12 | H1 | n/a | n/a | n/a | n/a | Clinic_79-91_Door Schedules | n/a
Threshold | bill.east@us.army.mil | 2012-10-26T09:46:00 | Requirement | Component | Door 1D12 | IT | n/a | n/a | n/a | n/a | Clinic_79-91_Door Schedules | n/a
PaintColor | bill.east@us.army.mil | 2012-10-26T09:46:00 | Requirement | Component | Door 1D12 | DP3 | n/a | n/a | n/a | n/a | Clinic_79-91_Door Schedules | n/a
Width | bill.east@us.army.mil | 2012-10-26T09:46:00 | Requirement | Component | Door 1D13 | 915 | mm | n/a | n/a | n/a | Clinic_79-91_Door Schedules | n/a
Height | bill.east@us.army.mil | 2012-10-26T09:46:00 | Requirement | Component | Door 1D13 | 2135 | mm | n/a | n/a | n/a | Clinic_79-91_Door Schedules | n/a
Thickness | bill.east@us.army.mil | 2012-10-26T09:46:00 | Requirement | Component | Door 1D13 | 45 | mm | n/a | n/a | n/a | Clinic_79-91_Door Schedules | n/a
DoorFrame | bill.east@us.army.mil | 2012-10-26T09:46:00 | Requirement | Component | Door 1D13 | STEEL | n/a | n/a | n/a | n/a | Clinic_79-91_Door Schedules | n/a
WeatherStrpping | bill.east@us.army.mil | 2012-10-26T09:46:00 | Requirement | Component | Door 1D13 | n/a | n/a | n/a | n/a | n/a | Clinic_79-91_Door Schedules | n/a
SoundProof | bill.east@us.army.mil | 2012-10-26T09:46:00 | Requirement | Component | Door 1D13 | n/a | n/a | n/a | n/a | n/a | Clinic_79-91_Door Schedules | n/a
Shielded | bill.east@us.army.mil | 2012-10-26T09:46:00 | Requirement | Component | Door 1D13 | n/a | n/a | n/a | n/a | n/a | Clinic_79-91_Door Schedules | n/a
HardwareSet | bill.east@us.army.mil | 2012-10-26T09:46:00 | Requirement | Component | Door 1D13 | 101 | n/a | n/a | n/a | n/a | Clinic_79-91_Door Schedules | n/a
JambNumber | bill.east@us.army.mil | 2012-10-26T09:46:00 | Requirement | Component | Door 1D13 | J1 | n/a | n/a | n/a | n/a | Clinic_79-91_Door Schedules | n/a
HeadNumber | bill.east@us.army.mil | 2012-10-26T09:46:00 | Requirement | Component | Door 1D13 | H1 | n/a | n/a | n/a | n/a | Clinic_79-91_Door Schedules | n/a
Threshold | bill.east@us.army.mil | 2012-10-26T09:46:00 | Requirement | Component | Door 1D13 | IT | n/a | n/a | n/a | n/a | Clinic_79-91_Door Schedules | n/a
PaintColor | bill.east@us.army.mil | 2012-10-26T09:46:00 | Requirement | Component | Door 1D13 | DP3 | n/a | n/a | n/a | n/a | Clinic_79-91_Door Schedules | n/a
Width | bill.east@us.army.mil | 2012-10-26T09:46:00 | Requirement | Component | Door 1D14 | 915 | mm | n/a | n/a | n/a | Clinic_79-91_Door Schedules | n/a
Height | bill.east@us.army.mil | 2012-10-26T09:46:00 | Requirement | Component | Door 1D14 | 2135 | mm | n/a | n/a | n/a | Clinic_79-91_Door Schedules | n/a
Thickness | bill.east@us.army.mil | 2012-10-26T09:46:00 | Requirement | Component | Door 1D14 | 45 | mm | n/a | n/a | n/a | Clinic_79-91_Door Schedules | n/a
DoorFrame | bill.east@us.army.mil | 2012-10-26T09:46:00 | Requirement | Component | Door 1D14 | STEEL | n/a | n/a | n/a | n/a | Clinic_79-91_Door Schedules | n/a
WeatherStrpping | bill.east@us.army.mil | 2012-10-26T09:46:00 | Requirement | Component | Door 1D14 | n/a | n/a | n/a | n/a | n/a | Clinic_79-91_Door Schedules | n/a
SoundProof | bill.east@us.army.mil | 2012-10-26T09:46:00 | Requirement | Component | Door 1D14 | n/a | n/a | n/a | n/a | n/a | Clinic_79-91_Door Schedules | n/a
Shielded | bill.east@us.army.mil | 2012-10-26T09:46:00 | Requirement | Component | Door 1D14 | n/a | n/a | n/a | n/a | n/a | Clinic_79-91_Door Schedules | n/a
HardwareSet | bill.east@us.army.mil | 2012-10-26T09:46:00 | Requirement | Component | Door 1D14 | 102 | n/a | n/a | n/a | n/a | Clinic_79-91_Door Schedules | n/a
JambNumber | bill.east@us.army.mil | 2012-10-26T09:46:00 | Requirement | Component | Door 1D14 | J1 | n/a | n/a | n/a | n/a | Clinic_79-91_Door Schedules | n/a
HeadNumber | bill.east@us.army.mil | 2012-10-26T09:46:00 | Requirement | Component | Door 1D14 | H1 | n/a | n/a | n/a | n/a | Clinic_79-91_Door Schedules | n/a
Threshold | bill.east@us.army.mil | 2012-10-26T09:46:00 | Requirement | Component | Door 1D14 | IT | n/a | n/a | n/a | n/a | Clinic_79-91_Door Schedules | n/a
PaintColor | bill.east@us.army.mil | 2012-10-26T09:46:00 | Requirement | Component | Door 1D14 | DP3 | n/a | n/a | n/a | n/a | Clinic_79-91_Door Schedules | n/a
Width | bill.east@us.army.mil | 2012-10-26T09:46:00 | Requirement | Component | Door 1D16 | 915 | mm | n/a | n/a | n/a | Clinic_79-91_Door Schedules | n/a
Height | bill.east@us.army.mil | 2012-10-26T09:46:00 | Requirement | Component | Door 1D16 | 2135 | mm | n/a | n/a | n/a | Clinic_79-91_Door Schedules | n/a
Thickness | bill.east@us.army.mil | 2012-10-26T09:46:00 | Requirement | Component | Door 1D16 | 45 | mm | n/a | n/a | n/a | Clinic_79-91_Door Schedules | n/a
DoorFrame | bill.east@us.army.mil | 2012-10-26T09:46:00 | Requirement | Component | Door 1D16 | STEEL | n/a | n/a | n/a | n/a | Clinic_79-91_Door Schedules | n/a
WeatherStrpping | bill.east@us.army.mil | 2012-10-26T09:46:00 | Requirement | Component | Door 1D16 | n/a | n/a | n/a | n/a | n/a | Clinic_79-91_Door Schedules | n/a
SoundProof | bill.east@us.army.mil | 2012-10-26T09:46:00 | Requirement | Component | Door 1D16 | n/a | n/a | n/a | n/a | n/a | Clinic_79-91_Door Schedules | n/a
Shielded | bill.east@us.army.mil | 2012-10-26T09:46:00 | Requirement | Component | Door 1D16 | n/a | n/a | n/a | n/a | n/a | Clinic_79-91_Door Schedules | n/a
HardwareSet | bill.east@us.army.mil | 2012-10-26T09:46:00 | Requirement | Component | Door 1D16 | 113 | n/a | n/a | n/a | n/a | Clinic_79-91_Door Schedules | n/a
JambNumber | bill.east@us.army.mil | 2012-10-26T09:46:00 | Requirement | Component | Door 1D16 | J1 | n/a | n/a | n/a | n/a | Clinic_79-91_Door Schedules | n/a
HeadNumber | bill.east@us.army.mil | 2012-10-26T09:46:00 | Requirement | Component | Door 1D16 | H1 | n/a | n/a | n/a | n/a | Clinic_79-91_Door Schedules | n/a
Threshold | bill.east@us.army.mil | 2012-10-26T09:46:00 | Requirement | Component | Door 1D16 | IT | n/a | n/a | n/a | n/a | Clinic_79-91_Door Schedules | n/a
PaintColor | bill.east@us.army.mil | 2012-10-26T09:46:00 | Requirement | Component | Door 1D16 | DP3 | n/a | n/a | n/a | n/a | Clinic_79-91_Door Schedules | n/a
Width | bill.east@us.army.mil | 2012-10-26T09:46:00 | Requirement | Component | Door 1D17 | 915 | mm | n/a | n/a | n/a | Clinic_79-91_Door Schedules | n/a
Height | bill.east@us.army.mil | 2012-10-26T09:46:00 | Requirement | Component | Door 1D17 | 2135 | mm | n/a | n/a | n/a | Clinic_79-91_Door Schedules | n/a
Thickness | bill.east@us.army.mil | 2012-10-26T09:46:00 | Requirement | Component | Door 1D17 | 45 | mm | n/a | n/a | n/a | Clinic_79-91_Door Schedules | n/a
DoorFrame | bill.east@us.army.mil | 2012-10-26T09:46:00 | Requirement | Component | Door 1D17 | STEEL | n/a | n/a | n/a | n/a | Clinic_79-91_Door Schedules | n/a
WeatherStrpping | bill.east@us.army.mil | 2012-10-26T09:46:00 | Requirement | Component | Door 1D17 | n/a | n/a | n/a | n/a | n/a | Clinic_79-91_Door Schedules | n/a
SoundProof | bill.east@us.army.mil | 2012-10-26T09:46:00 | Requirement | Component | Door 1D17 | n/a | n/a | n/a | n/a | n/a | Clinic_79-91_Door Schedules | n/a
Shielded | bill.east@us.army.mil | 2012-10-26T09:46:00 | Requirement | Component | Door 1D17 | n/a | n/a | n/a | n/a | n/a | Clinic_79-91_Door Schedules | n/a
HardwareSet | bill.east@us.army.mil | 2012-10-26T09:46:00 | Requirement | Component | Door 1D17 | 112 | n/a | n/a | n/a | n/a | Clinic_79-91_Door Schedules | n/a
JambNumber | bill.east@us.army.mil | 2012-10-26T09:46:00 | Requirement | Component | Door 1D17 | J1 | n/a | n/a | n/a | n/a | Clinic_79-91_Door Schedules | n/a
HeadNumber | bill.east@us.army.mil | 2012-10-26T09:46:00 | Requirement | Component | Door 1D17 | H1 | n/a | n/a | n/a | n/a | Clinic_79-91_Door Schedules | n/a
Threshold | bill.east@us.army.mil | 2012-10-26T09:46:00 | Requirement | Component | Door 1D17 | IT | n/a | n/a | n/a | n/a | Clinic_79-91_Door Schedules | n/a
PaintColor | bill.east@us.army.mil | 2012-10-26T09:46:00 | Requirement | Component | Door 1D17 | DP3 | n/a | n/a | n/a | n/a | Clinic_79-91_Door Schedules | n/a
Width | bill.east@us.army.mil | 2012-10-26T09:46:00 | Requirement | Component | Door 1D18 | 915 | mm | n/a | n/a | n/a | Clinic_79-91_Door Schedules | n/a
Height | bill.east@us.army.mil | 2012-10-26T09:46:00 | Requirement | Component | Door 1D18 | 2135 | mm | n/a | n/a | n/a | Clinic_79-91_Door Schedules | n/a
Thickness | bill.east@us.army.mil | 2012-10-26T09:46:00 | Requirement | Component | Door 1D18 | 45 | mm | n/a | n/a | n/a | Clinic_79-91_Door Schedules | n/a
DoorFrame | bill.east@us.army.mil | 2012-10-26T09:46:00 | Requirement | Component | Door 1D18 | STEEL | n/a | n/a | n/a | n/a | Clinic_79-91_Door Schedules | n/a
WeatherStrpping | bill.east@us.army.mil | 2012-10-26T09:46:00 | Requirement | Component | Door 1D18 | n/a | n/a | n/a | n/a | n/a | Clinic_79-91_Door Schedules | n/a
SoundProof | bill.east@us.army.mil | 2012-10-26T09:46:00 | Requirement | Component | Door 1D18 | n/a | n/a | n/a | n/a | n/a | Clinic_79-91_Door Schedules | n/a
Shielded | bill.east@us.army.mil | 2012-10-26T09:46:00 | Requirement | Component | Door 1D18 | n/a | n/a | n/a | n/a | n/a | Clinic_79-91_Door Schedules | n/a
HardwareSet | bill.east@us.army.mil | 2012-10-26T09:46:00 | Requirement | Component | Door 1D18 | 102 | n/a | n/a | n/a | n/a | Clinic_79-91_Door Schedules | n/a
JambNumber | bill.east@us.army.mil | 2012-10-26T09:46:00 | Requirement | Component | Door 1D18 | J1 | n/a | n/a | n/a | n/a | Clinic_79-91_Door Schedules | n/a
HeadNumber | bill.east@us.army.mil | 2012-10-26T09:46:00 | Requirement | Component | Door 1D18 | H1 | n/a | n/a | n/a | n/a | Clinic_79-91_Door Schedules | n/a
Threshold | bill.east@us.army.mil | 2012-10-26T09:46:00 | Requirement | Component | Door 1D18 | IT | n/a | n/a | n/a | n/a | Clinic_79-91_Door Schedules | n/a
PaintColor | bill.east@us.army.mil | 2012-10-26T09:46:00 | Requirement | Component | Door 1D18 | DP3 | n/a | n/a | n/a | n/a | Clinic_79-91_Door Schedules | n/a
Width | bill.east@us.army.mil | 2012-10-26T09:46:00 | Requirement | Component | Door 1D19 | 915 | mm | n/a | n/a | n/a | Clinic_79-91_Door Schedules | n/a
Height | bill.east@us.army.mil | 2012-10-26T09:46:00 | Requirement | Component | Door 1D19 | 2135 | mm | n/a | n/a | n/a | Clinic_79-91_Door Schedules | n/a
Thickness | bill.east@us.army.mil | 2012-10-26T09:46:00 | Requirement | Component | Door 1D19 | 45 | mm | n/a | n/a | n/a | Clinic_79-91_Door Schedules | n/a
DoorFrame | bill.east@us.army.mil | 2012-10-26T09:46:00 | Requirement | Component | Door 1D19 | STEEL | n/a | n/a | n/a | n/a | Clinic_79-91_Door Schedules | n/a
WeatherStrpping | bill.east@us.army.mil | 2012-10-26T09:46:00 | Requirement | Component | Door 1D19 | n/a | n/a | n/a | n/a | n/a | Clinic_79-91_Door Schedules | n/a
SoundProof | bill.east@us.army.mil | 2012-10-26T09:46:00 | Requirement | Component | Door 1D19 | n/a | n/a | n/a | n/a | n/a | Clinic_79-91_Door Schedules | n/a
Shielded | bill.east@us.army.mil | 2012-10-26T09:46:00 | Requirement | Component | Door 1D19 | n/a | n/a | n/a | n/a | n/a | Clinic_79-91_Door Schedules | n/a
HardwareSet | bill.east@us.army.mil | 2012-10-26T09:46:00 | Requirement | Component | Door 1D19 | 101 | n/a | n/a | n/a | n/a | Clinic_79-91_Door Schedules | n/a
JambNumber | bill.east@us.army.mil | 2012-10-26T09:46:00 | Requirement | Component | Door 1D19 | J1 | n/a | n/a | n/a | n/a | Clinic_79-91_Door Schedules | n/a
HeadNumber | bill.east@us.army.mil | 2012-10-26T09:46:00 | Requirement | Component | Door 1D19 | H1 | n/a | n/a | n/a | n/a | Clinic_79-91_Door Schedules | n/a
Threshold | bill.east@us.army.mil | 2012-10-26T09:46:00 | Requirement | Component | Door 1D19 | IT | n/a | n/a | n/a | n/a | Clinic_79-91_Door Schedules | n/a
PaintColor | bill.east@us.army.mil | 2012-10-26T09:46:00 | Requirement | Component | Door 1D19 | DP3 | n/a | n/a | n/a | n/a | Clinic_79-91_Door Schedules | n/a
Width | bill.east@us.army.mil | 2012-10-26T09:46:00 | Requirement | Component | Door 1D20 | 915 | mm | n/a | n/a | n/a | Clinic_79-91_Door Schedules | n/a
Height | bill.east@us.army.mil | 2012-10-26T09:46:00 | Requirement | Component | Door 1D20 | 2135 | mm | n/a | n/a | n/a | Clinic_79-91_Door Schedules | n/a
Thickness | bill.east@us.army.mil | 2012-10-26T09:46:00 | Requirement | Component | Door 1D20 | 45 | mm | n/a | n/a | n/a | Clinic_79-91_Door Schedules | n/a
DoorFrame | bill.east@us.army.mil | 2012-10-26T09:46:00 | Requirement | Component | Door 1D20 | STEEL | n/a | n/a | n/a | n/a | Clinic_79-91_Door Schedules | n/a
WeatherStrpping | bill.east@us.army.mil | 2012-10-26T09:46:00 | Requirement | Component | Door 1D20 | n/a | n/a | n/a | n/a | n/a | Clinic_79-91_Door Schedules | n/a
SoundProof | bill.east@us.army.mil | 2012-10-26T09:46:00 | Requirement | Component | Door 1D20 | n/a | n/a | n/a | n/a | n/a | Clinic_79-91_Door Schedules | n/a
Shielded | bill.east@us.army.mil | 2012-10-26T09:46:00 | Requirement | Component | Door 1D20 | n/a | n/a | n/a | n/a | n/a | Clinic_79-91_Door Schedules | n/a
HardwareSet | bill.east@us.army.mil | 2012-10-26T09:46:00 | Requirement | Component | Door 1D20 | 101 | n/a | n/a | n/a | n/a | Clinic_79-91_Door Schedules | n/a
JambNumber | bill.east@us.army.mil | 2012-10-26T09:46:00 | Requirement | Component | Door 1D20 | J1 | n/a | n/a | n/a | n/a | Clinic_79-91_Door Schedules | n/a
HeadNumber | bill.east@us.army.mil | 2012-10-26T09:46:00 | Requirement | Component | Door 1D20 | H1 | n/a | n/a | n/a | n/a | Clinic_79-91_Door Schedules | n/a
Threshold | bill.east@us.army.mil | 2012-10-26T09:46:00 | Requirement | Component | Door 1D20 | IT | n/a | n/a | n/a | n/a | Clinic_79-91_Door Schedules | n/a
PaintColor | bill.east@us.army.mil | 2012-10-26T09:46:00 | Requirement | Component | Door 1D20 | DP3 | n/a | n/a | n/a | n/a | Clinic_79-91_Door Schedules | n/a
Width | bill.east@us.army.mil | 2012-10-26T09:46:00 | Requirement | Component | Door 1D21 | 915 | mm | n/a | n/a | n/a | Clinic_79-91_Door Schedules | n/a
Height | bill.east@us.army.mil | 2012-10-26T09:46:00 | Requirement | Component | Door 1D21 | 2135 | mm | n/a | n/a | n/a | Clinic_79-91_Door Schedules | n/a
Thickness | bill.east@us.army.mil | 2012-10-26T09:46:00 | Requirement | Component | Door 1D21 | 45 | mm | n/a | n/a | n/a | Clinic_79-91_Door Schedules | n/a
DoorFrame | bill.east@us.army.mil | 2012-10-26T09:46:00 | Requirement | Component | Door 1D21 | STEEL | n/a | n/a | n/a | n/a | Clinic_79-91_Door Schedules | n/a
WeatherStrpping | bill.east@us.army.mil | 2012-10-26T09:46:00 | Requirement | Component | Door 1D21 | n/a | n/a | n/a | n/a | n/a | Clinic_79-91_Door Schedules | n/a
SoundProof | bill.east@us.army.mil | 2012-10-26T09:46:00 | Requirement | Component | Door 1D21 | n/a | n/a | n/a | n/a | n/a | Clinic_79-91_Door Schedules | n/a
Shielded | bill.east@us.army.mil | 2012-10-26T09:46:00 | Requirement | Component | Door 1D21 | n/a | n/a | n/a | n/a | n/a | Clinic_79-91_Door Schedules | n/a
HardwareSet | bill.east@us.army.mil | 2012-10-26T09:46:00 | Requirement | Component | Door 1D21 | 114 | n/a | n/a | n/a | n/a | Clinic_79-91_Door Schedules | n/a
JambNumber | bill.east@us.army.mil | 2012-10-26T09:46:00 | Requirement | Component | Door 1D21 | J1 | n/a | n/a | n/a | n/a | Clinic_79-91_Door Schedules | n/a
HeadNumber | bill.east@us.army.mil | 2012-10-26T09:46:00 | Requirement | Component | Door 1D21 | H1 | n/a | n/a | n/a | n/a | Clinic_79-91_Door Schedules | n/a
Threshold | bill.east@us.army.mil | 2012-10-26T09:46:00 | Requirement | Component | Door 1D21 | IT | n/a | n/a | n/a | n/a | Clinic_79-91_Door Schedules | n/a
PaintColor | bill.east@us.army.mil | 2012-10-26T09:46:00 | Requirement | Component | Door 1D21 | DP3 | n/a | n/a | n/a | n/a | Clinic_79-91_Door Schedules | n/a
Width | bill.east@us.army.mil | 2012-10-26T09:46:00 | Requirement | Component | Door 1D22 | 915 | mm | n/a | n/a | n/a | Clinic_79-91_Door Schedules | n/a
Height | bill.east@us.army.mil | 2012-10-26T09:46:00 | Requirement | Component | Door 1D22 | 2135 | mm | n/a | n/a | n/a | Clinic_79-91_Door Schedules | n/a
Thickness | bill.east@us.army.mil | 2012-10-26T09:46:00 | Requirement | Component | Door 1D22 | 45 | mm | n/a | n/a | n/a | Clinic_79-91_Door Schedules | n/a
DoorFrame | bill.east@us.army.mil | 2012-10-26T09:46:00 | Requirement | Component | Door 1D22 | STEEL | n/a | n/a | n/a | n/a | Clinic_79-91_Door Schedules | n/a
WeatherStrpping | bill.east@us.army.mil | 2012-10-26T09:46:00 | Requirement | Component | Door 1D22 | n/a | n/a | n/a | n/a | n/a | Clinic_79-91_Door Schedules | n/a
SoundProof | bill.east@us.army.mil | 2012-10-26T09:46:00 | Requirement | Component | Door 1D22 | n/a | n/a | n/a | n/a | n/a | Clinic_79-91_Door Schedules | n/a
Shielded | bill.east@us.army.mil | 2012-10-26T09:46:00 | Requirement | Component | Door 1D22 | n/a | n/a | n/a | n/a | n/a | Clinic_79-91_Door Schedules | n/a
HardwareSet | bill.east@us.army.mil | 2012-10-26T09:46:00 | Requirement | Component | Door 1D22 | 118 | n/a | n/a | n/a | n/a | Clinic_79-91_Door Schedules | n/a
JambNumber | bill.east@us.army.mil | 2012-10-26T09:46:00 | Requirement | Component | Door 1D22 | J1 | n/a | n/a | n/a | n/a | Clinic_79-91_Door Schedules | n/a
HeadNumber | bill.east@us.army.mil | 2012-10-26T09:46:00 | Requirement | Component | Door 1D22 | H1 | n/a | n/a | n/a | n/a | Clinic_79-91_Door Schedules | n/a
Threshold | bill.east@us.army.mil | 2012-10-26T09:46:00 | Requirement | Component | Door 1D22 | T | n/a | n/a | n/a | n/a | Clinic_79-91_Door Schedules | n/a
PaintColor | bill.east@us.army.mil | 2012-10-26T09:46:00 | Requirement | Component | Door 1D22 | DP3 | n/a | n/a | n/a | n/a | Clinic_79-91_Door Schedules | n/a
Width | bill.east@us.army.mil | 2012-10-26T09:46:00 | Requirement | Component | Door 1D22A | 915 | mm | n/a | n/a | n/a | Clinic_79-91_Door Schedules | n/a
Height | bill.east@us.army.mil | 2012-10-26T09:46:00 | Requirement | Component | Door 1D22A | 2135 | mm | n/a | n/a | n/a | Clinic_79-91_Door Schedules | n/a
Thickness | bill.east@us.army.mil | 2012-10-26T09:46:00 | Requirement | Component | Door 1D22A | 45 | mm | n/a | n/a | n/a | Clinic_79-91_Door Schedules | n/a
DoorFrame | bill.east@us.army.mil | 2012-10-26T09:46:00 | Requirement | Component | Door 1D22A | STEEL | n/a | n/a | n/a | n/a | Clinic_79-91_Door Schedules | n/a
WeatherStrpping | bill.east@us.army.mil | 2012-10-26T09:46:00 | Requirement | Component | Door 1D22A | n/a | n/a | n/a | n/a | n/a | Clinic_79-91_Door Schedules | n/a
SoundProof | bill.east@us.army.mil | 2012-10-26T09:46:00 | Requirement | Component | Door 1D22A | n/a | n/a | n/a | n/a | n/a | Clinic_79-91_Door Schedules | n/a
Shielded | bill.east@us.army.mil | 2012-10-26T09:46:00 | Requirement | Component | Door 1D22A | n/a | n/a | n/a | n/a | n/a | Clinic_79-91_Door Schedules | n/a
HardwareSet | bill.east@us.army.mil | 2012-10-26T09:46:00 | Requirement | Component | Door 1D22A | 118 | n/a | n/a | n/a | n/a | Clinic_79-91_Door Schedules | n/a
JambNumber | bill.east@us.army.mil | 2012-10-26T09:46:00 | Requirement | Component | Door 1D22A | J1 | n/a | n/a | n/a | n/a | Clinic_79-91_Door Schedules | n/a
HeadNumber | bill.east@us.army.mil | 2012-10-26T09:46:00 | Requirement | Component | Door 1D22A | H1 | n/a | n/a | n/a | n/a | Clinic_79-91_Door Schedules | n/a
Threshold | bill.east@us.army.mil | 2012-10-26T09:46:00 | Requirement | Component | Door 1D22A | T | n/a | n/a | n/a | n/a | Clinic_79-91_Door Schedules | n/a
PaintColor | bill.east@us.army.mil | 2012-10-26T09:46:00 | Requirement | Component | Door 1D22A | DP3 | n/a | n/a | n/a | n/a | Clinic_79-91_Door Schedules | n/a
Width | bill.east@us.army.mil | 2012-10-26T09:46:00 | Requirement | Component | Door 1D23 | 915 | mm | n/a | n/a | n/a | Clinic_79-91_Door Schedules | n/a
Height | bill.east@us.army.mil | 2012-10-26T09:46:00 | Requirement | Component | Door 1D23 | 2135 | mm | n/a | n/a | n/a | Clinic_79-91_Door Schedules | n/a
Thickness | bill.east@us.army.mil | 2012-10-26T09:46:00 | Requirement | Component | Door 1D23 | 45 | mm | n/a | n/a | n/a | Clinic_79-91_Door Schedules | n/a
DoorFrame | bill.east@us.army.mil | 2012-10-26T09:46:00 | Requirement | Component | Door 1D23 | STEEL | n/a | n/a | n/a | n/a | Clinic_79-91_Door Schedules | n/a
WeatherStrpping | bill.east@us.army.mil | 2012-10-26T09:46:00 | Requirement | Component | Door 1D23 | n/a | n/a | n/a | n/a | n/a | Clinic_79-91_Door Schedules | n/a
SoundProof | bill.east@us.army.mil | 2012-10-26T09:46:00 | Requirement | Component | Door 1D23 | n/a | n/a | n/a | n/a | n/a | Clinic_79-91_Door Schedules | n/a
Shielded | bill.east@us.army.mil | 2012-10-26T09:46:00 | Requirement | Component | Door 1D23 | n/a | n/a | n/a | n/a | n/a | Clinic_79-91_Door Schedules | n/a
HardwareSet | bill.east@us.army.mil | 2012-10-26T09:46:00 | Requirement | Component | Door 1D23 | 114 | n/a | n/a | n/a | n/a | Clinic_79-91_Door Schedules | n/a
JambNumber | bill.east@us.army.mil | 2012-10-26T09:46:00 | Requirement | Component | Door 1D23 | J1 | n/a | n/a | n/a | n/a | Clinic_79-91_Door Schedules | n/a
HeadNumber | bill.east@us.army.mil | 2012-10-26T09:46:00 | Requirement | Component | Door 1D23 | H1 | n/a | n/a | n/a | n/a | Clinic_79-91_Door Schedules | n/a
Threshold | bill.east@us.army.mil | 2012-10-26T09:46:00 | Requirement | Component | Door 1D23 | T | n/a | n/a | n/a | n/a | Clinic_79-91_Door Schedules | n/a
PaintColor | bill.east@us.army.mil | 2012-10-26T09:46:00 | Requirement | Component | Door 1D23 | DP3 | n/a | n/a | n/a | n/a | Clinic_79-91_Door Schedules | n/a
Width | bill.east@us.army.mil | 2012-10-26T09:46:00 | Requirement | Component | Door 1D24 | 915 | mm | n/a | n/a | n/a | Clinic_79-91_Door Schedules | n/a
Height | bill.east@us.army.mil | 2012-10-26T09:46:00 | Requirement | Component | Door 1D24 | 2135 | mm | n/a | n/a | n/a | Clinic_79-91_Door Schedules | n/a
Thickness | bill.east@us.army.mil | 2012-10-26T09:46:00 | Requirement | Component | Door 1D24 | 45 | mm | n/a | n/a | n/a | Clinic_79-91_Door Schedules | n/a
DoorFrame | bill.east@us.army.mil | 2012-10-26T09:46:00 | Requirement | Component | Door 1D24 | STEEL | n/a | n/a | n/a | n/a | Clinic_79-91_Door Schedules | n/a
WeatherStrpping | bill.east@us.army.mil | 2012-10-26T09:46:00 | Requirement | Component | Door 1D24 | n/a | n/a | n/a | n/a | n/a | Clinic_79-91_Door Schedules | n/a
SoundProof | bill.east@us.army.mil | 2012-10-26T09:46:00 | Requirement | Component | Door 1D24 | n/a | n/a | n/a | n/a | n/a | Clinic_79-91_Door Schedules | n/a
Shielded | bill.east@us.army.mil | 2012-10-26T09:46:00 | Requirement | Component | Door 1D24 | n/a | n/a | n/a | n/a | n/a | Clinic_79-91_Door Schedules | n/a
HardwareSet | bill.east@us.army.mil | 2012-10-26T09:46:00 | Requirement | Component | Door 1D24 | 106 | n/a | n/a | n/a | n/a | Clinic_79-91_Door Schedules | n/a
JambNumber | bill.east@us.army.mil | 2012-10-26T09:46:00 | Requirement | Component | Door 1D24 | J1 | n/a | n/a | n/a | n/a | Clinic_79-91_Door Schedules | n/a
HeadNumber | bill.east@us.army.mil | 2012-10-26T09:46:00 | Requirement | Component | Door 1D24 | H1 | n/a | n/a | n/a | n/a | Clinic_79-91_Door Schedules | n/a
Threshold | bill.east@us.army.mil | 2012-10-26T09:46:00 | Requirement | Component | Door 1D24 | T | n/a | n/a | n/a | n/a | Clinic_79-91_Door Schedules | n/a
PaintColor | bill.east@us.army.mil | 2012-10-26T09:46:00 | Requirement | Component | Door 1D24 | DP3 | n/a | n/a | n/a | n/a | Clinic_79-91_Door Schedules | n/a
Width | bill.east@us.army.mil | 2012-10-26T09:46:00 | Requirement | Component | Door 1D25 | 915 | mm | n/a | n/a | n/a | Clinic_79-91_Door Schedules | n/a
Height | bill.east@us.army.mil | 2012-10-26T09:46:00 | Requirement | Component | Door 1D25 | 2135 | mm | n/a | n/a | n/a | Clinic_79-91_Door Schedules | n/a
Thickness | bill.east@us.army.mil | 2012-10-26T09:46:00 | Requirement | Component | Door 1D25 | 45 | mm | n/a | n/a | n/a | Clinic_79-91_Door Schedules | n/a
DoorFrame | bill.east@us.army.mil | 2012-10-26T09:46:00 | Requirement | Component | Door 1D25 | STEEL | n/a | n/a | n/a | n/a | Clinic_79-91_Door Schedules | n/a
WeatherStrpping | bill.east@us.army.mil | 2012-10-26T09:46:00 | Requirement | Component | Door 1D25 | n/a | n/a | n/a | n/a | n/a | Clinic_79-91_Door Schedules | n/a
SoundProof | bill.east@us.army.mil | 2012-10-26T09:46:00 | Requirement | Component | Door 1D25 | n/a | n/a | n/a | n/a | n/a | Clinic_79-91_Door Schedules | n/a
Shielded | bill.east@us.army.mil | 2012-10-26T09:46:00 | Requirement | Component | Door 1D25 | n/a | n/a | n/a | n/a | n/a | Clinic_79-91_Door Schedules | n/a
HardwareSet | bill.east@us.army.mil | 2012-10-26T09:46:00 | Requirement | Component | Door 1D25 | 113 | n/a | n/a | n/a | n/a | Clinic_79-91_Door Schedules | n/a
JambNumber | bill.east@us.army.mil | 2012-10-26T09:46:00 | Requirement | Component | Door 1D25 | J1 | n/a | n/a | n/a | n/a | Clinic_79-91_Door Schedules | n/a
HeadNumber | bill.east@us.army.mil | 2012-10-26T09:46:00 | Requirement | Component | Door 1D25 | H1 | n/a | n/a | n/a | n/a | Clinic_79-91_Door Schedules | n/a
Threshold | bill.east@us.army.mil | 2012-10-26T09:46:00 | Requirement | Component | Door 1D25 | T | n/a | n/a | n/a | n/a | Clinic_79-91_Door Schedules | n/a
PaintColor | bill.east@us.army.mil | 2012-10-26T09:46:00 | Requirement | Component | Door 1D25 | DP3 | n/a | n/a | n/a | n/a | Clinic_79-91_Door Schedules | n/a
Width | bill.east@us.army.mil | 2012-10-26T09:46:00 | Requirement | Component | Door 1D26 | 915 | mm | n/a | n/a | n/a | Clinic_79-91_Door Schedules | n/a
Height | bill.east@us.army.mil | 2012-10-26T09:46:00 | Requirement | Component | Door 1D26 | 2135 | mm | n/a | n/a | n/a | Clinic_79-91_Door Schedules | n/a
Thickness | bill.east@us.army.mil | 2012-10-26T09:46:00 | Requirement | Component | Door 1D26 | 45 | mm | n/a | n/a | n/a | Clinic_79-91_Door Schedules | n/a
DoorFrame | bill.east@us.army.mil | 2012-10-26T09:46:00 | Requirement | Component | Door 1D26 | STEEL | n/a | n/a | n/a | n/a | Clinic_79-91_Door Schedules | n/a
WeatherStrpping | bill.east@us.army.mil | 2012-10-26T09:46:00 | Requirement | Component | Door 1D26 | n/a | n/a | n/a | n/a | n/a | Clinic_79-91_Door Schedules | n/a
SoundProof | bill.east@us.army.mil | 2012-10-26T09:46:00 | Requirement | Component | Door 1D26 | n/a | n/a | n/a | n/a | n/a | Clinic_79-91_Door Schedules | n/a
Shielded | bill.east@us.army.mil | 2012-10-26T09:46:00 | Requirement | Component | Door 1D26 | n/a | n/a | n/a | n/a | n/a | Clinic_79-91_Door Schedules | n/a
HardwareSet | bill.east@us.army.mil | 2012-10-26T09:46:00 | Requirement | Component | Door 1D26 | 102 | n/a | n/a | n/a | n/a | Clinic_79-91_Door Schedules | n/a
JambNumber | bill.east@us.army.mil | 2012-10-26T09:46:00 | Requirement | Component | Door 1D26 | J1 | n/a | n/a | n/a | n/a | Clinic_79-91_Door Schedules | n/a
HeadNumber | bill.east@us.army.mil | 2012-10-26T09:46:00 | Requirement | Component | Door 1D26 | H1 | n/a | n/a | n/a | n/a | Clinic_79-91_Door Schedules | n/a
Threshold | bill.east@us.army.mil | 2012-10-26T09:46:00 | Requirement | Component | Door 1D26 | T | n/a | n/a | n/a | n/a | Clinic_79-91_Door Schedules | n/a
PaintColor | bill.east@us.army.mil | 2012-10-26T09:46:00 | Requirement | Component | Door 1D26 | DP3 | n/a | n/a | n/a | n/a | Clinic_79-91_Door Schedules | n/a
Width | bill.east@us.army.mil | 2012-10-26T09:46:00 | Requirement | Component | Door 1D27 | 915 | mm | n/a | n/a | n/a | Clinic_79-91_Door Schedules | n/a
Height | bill.east@us.army.mil | 2012-10-26T09:46:00 | Requirement | Component | Door 1D27 | 2135 | mm | n/a | n/a | n/a | Clinic_79-91_Door Schedules | n/a
Thickness | bill.east@us.army.mil | 2012-10-26T09:46:00 | Requirement | Component | Door 1D27 | 45 | mm | n/a | n/a | n/a | Clinic_79-91_Door Schedules | n/a
DoorFrame | bill.east@us.army.mil | 2012-10-26T09:46:00 | Requirement | Component | Door 1D27 | STEEL | n/a | n/a | n/a | n/a | Clinic_79-91_Door Schedules | n/a
WeatherStrpping | bill.east@us.army.mil | 2012-10-26T09:46:00 | Requirement | Component | Door 1D27 | n/a | n/a | n/a | n/a | n/a | Clinic_79-91_Door Schedules | n/a
SoundProof | bill.east@us.army.mil | 2012-10-26T09:46:00 | Requirement | Component | Door 1D27 | n/a | n/a | n/a | n/a | n/a | Clinic_79-91_Door Schedules | n/a
Shielded | bill.east@us.army.mil | 2012-10-26T09:46:00 | Requirement | Component | Door 1D27 | n/a | n/a | n/a | n/a | n/a | Clinic_79-91_Door Schedules | n/a
HardwareSet | bill.east@us.army.mil | 2012-10-26T09:46:00 | Requirement | Component | Door 1D27 | 101 | n/a | n/a | n/a | n/a | Clinic_79-91_Door Schedules | n/a
JambNumber | bill.east@us.army.mil | 2012-10-26T09:46:00 | Requirement | Component | Door 1D27 | J1 | n/a | n/a | n/a | n/a | Clinic_79-91_Door Schedules | n/a
HeadNumber | bill.east@us.army.mil | 2012-10-26T09:46:00 | Requirement | Component | Door 1D27 | H1 | n/a | n/a | n/a | n/a | Clinic_79-91_Door Schedules | n/a
Threshold | bill.east@us.army.mil | 2012-10-26T09:46:00 | Requirement | Component | Door 1D27 | T | n/a | n/a | n/a | n/a | Clinic_79-91_Door Schedules | n/a
PaintColor | bill.east@us.army.mil | 2012-10-26T09:46:00 | Requirement | Component | Door 1D27 | DP3 | n/a | n/a | n/a | n/a | Clinic_79-91_Door Schedules | n/a
Width | bill.east@us.army.mil | 2012-10-26T09:46:00 | Requirement | Component | Door 1D28 | 915 | mm | n/a | n/a | n/a | Clinic_79-91_Door Schedules | n/a
Height | bill.east@us.army.mil | 2012-10-26T09:46:00 | Requirement | Component | Door 1D28 | 2135 | mm | n/a | n/a | n/a | Clinic_79-91_Door Schedules | n/a
Thickness | bill.east@us.army.mil | 2012-10-26T09:46:00 | Requirement | Component | Door 1D28 | 45 | mm | n/a | n/a | n/a | Clinic_79-91_Door Schedules | n/a
DoorFrame | bill.east@us.army.mil | 2012-10-26T09:46:00 | Requirement | Component | Door 1D28 | STEEL | n/a | n/a | n/a | n/a | Clinic_79-91_Door Schedules | n/a
WeatherStrpping | bill.east@us.army.mil | 2012-10-26T09:46:00 | Requirement | Component | Door 1D28 | n/a | n/a | n/a | n/a | n/a | Clinic_79-91_Door Schedules | n/a
SoundProof | bill.east@us.army.mil | 2012-10-26T09:46:00 | Requirement | Component | Door 1D28 | n/a | n/a | n/a | n/a | n/a | Clinic_79-91_Door Schedules | n/a
Shielded | bill.east@us.army.mil | 2012-10-26T09:46:00 | Requirement | Component | Door 1D28 | n/a | n/a | n/a | n/a | n/a | Clinic_79-91_Door Schedules | n/a
HardwareSet | bill.east@us.army.mil | 2012-10-26T09:46:00 | Requirement | Component | Door 1D28 | 101 | n/a | n/a | n/a | n/a | Clinic_79-91_Door Schedules | n/a
JambNumber | bill.east@us.army.mil | 2012-10-26T09:46:00 | Requirement | Component | Door 1D28 | J1 | n/a | n/a | n/a | n/a | Clinic_79-91_Door Schedules | n/a
HeadNumber | bill.east@us.army.mil | 2012-10-26T09:46:00 | Requirement | Component | Door 1D28 | H1 | n/a | n/a | n/a | n/a | Clinic_79-91_Door Schedules | n/a
Threshold | bill.east@us.army.mil | 2012-10-26T09:46:00 | Requirement | Component | Door 1D28 | T | n/a | n/a | n/a | n/a | Clinic_79-91_Door Schedules | n/a
PaintColor | bill.east@us.army.mil | 2012-10-26T09:46:00 | Requirement | Component | Door 1D28 | DP3 | n/a | n/a | n/a | n/a | Clinic_79-91_Door Schedules | n/a
Width | bill.east@us.army.mil | 2012-10-26T09:46:00 | Requirement | Component | Door 1D30 | 915 | mm | n/a | n/a | n/a | Clinic_79-91_Door Schedules | n/a
Height | bill.east@us.army.mil | 2012-10-26T09:46:00 | Requirement | Component | Door 1D30 | 2135 | mm | n/a | n/a | n/a | Clinic_79-91_Door Schedules | n/a
Thickness | bill.east@us.army.mil | 2012-10-26T09:46:00 | Requirement | Component | Door 1D30 | 45 | mm | n/a | n/a | n/a | Clinic_79-91_Door Schedules | n/a
DoorFrame | bill.east@us.army.mil | 2012-10-26T09:46:00 | Requirement | Component | Door 1D30 | STEEL | n/a | n/a | n/a | n/a | Clinic_79-91_Door Schedules | n/a
WeatherStrpping | bill.east@us.army.mil | 2012-10-26T09:46:00 | Requirement | Component | Door 1D30 | n/a | n/a | n/a | n/a | n/a | Clinic_79-91_Door Schedules | n/a
SoundProof | bill.east@us.army.mil | 2012-10-26T09:46:00 | Requirement | Component | Door 1D30 | n/a | n/a | n/a | n/a | n/a | Clinic_79-91_Door Schedules | n/a
Shielded | bill.east@us.army.mil | 2012-10-26T09:46:00 | Requirement | Component | Door 1D30 | n/a | n/a | n/a | n/a | n/a | Clinic_79-91_Door Schedules | n/a
HardwareSet | bill.east@us.army.mil | 2012-10-26T09:46:00 | Requirement | Component | Door 1D30 | 114 | n/a | n/a | n/a | n/a | Clinic_79-91_Door Schedules | n/a
JambNumber | bill.east@us.army.mil | 2012-10-26T09:46:00 | Requirement | Component | Door 1D30 | J1 | n/a | n/a | n/a | n/a | Clinic_79-91_Door Schedules | n/a
HeadNumber | bill.east@us.army.mil | 2012-10-26T09:46:00 | Requirement | Component | Door 1D30 | H2 | n/a | n/a | n/a | n/a | Clinic_79-91_Door Schedules | n/a
Threshold | bill.east@us.army.mil | 2012-10-26T09:46:00 | Requirement | Component | Door 1D30 | T | n/a | n/a | n/a | n/a | Clinic_79-91_Door Schedules | n/a
PaintColor | bill.east@us.army.mil | 2012-10-26T09:46:00 | Requirement | Component | Door 1D30 | DP3 | n/a | n/a | n/a | n/a | Clinic_79-91_Door Schedules | n/a
Width | bill.east@us.army.mil | 2012-10-26T09:46:00 | Requirement | Component | Door 1D31 | 915 | mm | n/a | n/a | n/a | Clinic_79-91_Door Schedules | n/a
Height | bill.east@us.army.mil | 2012-10-26T09:46:00 | Requirement | Component | Door 1D31 | 2135 | mm | n/a | n/a | n/a | Clinic_79-91_Door Schedules | n/a
Thickness | bill.east@us.army.mil | 2012-10-26T09:46:00 | Requirement | Component | Door 1D31 | 45 | mm | n/a | n/a | n/a | Clinic_79-91_Door Schedules | n/a
DoorFrame | bill.east@us.army.mil | 2012-10-26T09:46:00 | Requirement | Component | Door 1D31 | STEEL | n/a | n/a | n/a | n/a | Clinic_79-91_Door Schedules | n/a
WeatherStrpping | bill.east@us.army.mil | 2012-10-26T09:46:00 | Requirement | Component | Door 1D31 | n/a | n/a | n/a | n/a | n/a | Clinic_79-91_Door Schedules | n/a
SoundProof | bill.east@us.army.mil | 2012-10-26T09:46:00 | Requirement | Component | Door 1D31 | n/a | n/a | n/a | n/a | n/a | Clinic_79-91_Door Schedules | n/a
Shielded | bill.east@us.army.mil | 2012-10-26T09:46:00 | Requirement | Component | Door 1D31 | n/a | n/a | n/a | n/a | n/a | Clinic_79-91_Door Schedules | n/a
HardwareSet | bill.east@us.army.mil | 2012-10-26T09:46:00 | Requirement | Component | Door 1D31 | 101 | n/a | n/a | n/a | n/a | Clinic_79-91_Door Schedules | n/a
JambNumber | bill.east@us.army.mil | 2012-10-26T09:46:00 | Requirement | Component | Door 1D31 | J1 | n/a | n/a | n/a | n/a | Clinic_79-91_Door Schedules | n/a
HeadNumber | bill.east@us.army.mil | 2012-10-26T09:46:00 | Requirement | Component | Door 1D31 | H1 | n/a | n/a | n/a | n/a | Clinic_79-91_Door Schedules | n/a
Threshold | bill.east@us.army.mil | 2012-10-26T09:46:00 | Requirement | Component | Door 1D31 | T | n/a | n/a | n/a | n/a | Clinic_79-91_Door Schedules | n/a
PaintColor | bill.east@us.army.mil | 2012-10-26T09:46:00 | Requirement | Component | Door 1D31 | DP3 | n/a | n/a | n/a | n/a | Clinic_79-91_Door Schedules | n/a
Width | bill.east@us.army.mil | 2012-10-26T09:46:00 | Requirement | Component | Door 1D32 | 915 | mm | n/a | n/a | n/a | Clinic_79-91_Door Schedules | n/a
Height | bill.east@us.army.mil | 2012-10-26T09:46:00 | Requirement | Component | Door 1D32 | 2135 | mm | n/a | n/a | n/a | Clinic_79-91_Door Schedules | n/a
Thickness | bill.east@us.army.mil | 2012-10-26T09:46:00 | Requirement | Component | Door 1D32 | 45 | mm | n/a | n/a | n/a | Clinic_79-91_Door Schedules | n/a
DoorFrame | bill.east@us.army.mil | 2012-10-26T09:46:00 | Requirement | Component | Door 1D32 | STEEL | n/a | n/a | n/a | n/a | Clinic_79-91_Door Schedules | n/a
WeatherStrpping | bill.east@us.army.mil | 2012-10-26T09:46:00 | Requirement | Component | Door 1D32 | n/a | n/a | n/a | n/a | n/a | Clinic_79-91_Door Schedules | n/a
SoundProof | bill.east@us.army.mil | 2012-10-26T09:46:00 | Requirement | Component | Door 1D32 | n/a | n/a | n/a | n/a | n/a | Clinic_79-91_Door Schedules | n/a
Shielded | bill.east@us.army.mil | 2012-10-26T09:46:00 | Requirement | Component | Door 1D32 | n/a | n/a | n/a | n/a | n/a | Clinic_79-91_Door Schedules | n/a
HardwareSet | bill.east@us.army.mil | 2012-10-26T09:46:00 | Requirement | Component | Door 1D32 | 101 | n/a | n/a | n/a | n/a | Clinic_79-91_Door Schedules | n/a
JambNumber | bill.east@us.army.mil | 2012-10-26T09:46:00 | Requirement | Component | Door 1D32 | J1 | n/a | n/a | n/a | n/a | Clinic_79-91_Door Schedules | n/a
HeadNumber | bill.east@us.army.mil | 2012-10-26T09:46:00 | Requirement | Component | Door 1D32 | H1 | n/a | n/a | n/a | n/a | Clinic_79-91_Door Schedules | n/a
Threshold | bill.east@us.army.mil | 2012-10-26T09:46:00 | Requirement | Component | Door 1D32 | T | n/a | n/a | n/a | n/a | Clinic_79-91_Door Schedules | n/a
PaintColor | bill.east@us.army.mil | 2012-10-26T09:46:00 | Requirement | Component | Door 1D32 | DP3 | n/a | n/a | n/a | n/a | Clinic_79-91_Door Schedules | n/a
Width | bill.east@us.army.mil | 2012-10-26T09:46:00 | Requirement | Component | Door 1D33 | 915 | mm | n/a | n/a | n/a | Clinic_79-91_Door Schedules | n/a
Height | bill.east@us.army.mil | 2012-10-26T09:46:00 | Requirement | Component | Door 1D33 | 2135 | mm | n/a | n/a | n/a | Clinic_79-91_Door Schedules | n/a
Thickness | bill.east@us.army.mil | 2012-10-26T09:46:00 | Requirement | Component | Door 1D33 | 45 | mm | n/a | n/a | n/a | Clinic_79-91_Door Schedules | n/a
DoorFrame | bill.east@us.army.mil | 2012-10-26T09:46:00 | Requirement | Component | Door 1D33 | STEEL | n/a | n/a | n/a | n/a | Clinic_79-91_Door Schedules | n/a
WeatherStrpping | bill.east@us.army.mil | 2012-10-26T09:46:00 | Requirement | Component | Door 1D33 | n/a | n/a | n/a | n/a | n/a | Clinic_79-91_Door Schedules | n/a
SoundProof | bill.east@us.army.mil | 2012-10-26T09:46:00 | Requirement | Component | Door 1D33 | n/a | n/a | n/a | n/a | n/a | Clinic_79-91_Door Schedules | n/a
Shielded | bill.east@us.army.mil | 2012-10-26T09:46:00 | Requirement | Component | Door 1D33 | n/a | n/a | n/a | n/a | n/a | Clinic_79-91_Door Schedules | n/a
HardwareSet | bill.east@us.army.mil | 2012-10-26T09:46:00 | Requirement | Component | Door 1D33 | 120 | n/a | n/a | n/a | n/a | Clinic_79-91_Door Schedules | n/a
JambNumber | bill.east@us.army.mil | 2012-10-26T09:46:00 | Requirement | Component | Door 1D33 | J1 | n/a | n/a | n/a | n/a | Clinic_79-91_Door Schedules | n/a
HeadNumber | bill.east@us.army.mil | 2012-10-26T09:46:00 | Requirement | Component | Door 1D33 | H1 | n/a | n/a | n/a | n/a | Clinic_79-91_Door Schedules | n/a
Threshold | bill.east@us.army.mil | 2012-10-26T09:46:00 | Requirement | Component | Door 1D33 | T | n/a | n/a | n/a | n/a | Clinic_79-91_Door Schedules | n/a
PaintColor | bill.east@us.army.mil | 2012-10-26T09:46:00 | Requirement | Component | Door 1D33 | DP3 | n/a | n/a | n/a | n/a | Clinic_79-91_Door Schedules | n/a
Width | bill.east@us.army.mil | 2012-10-26T09:46:00 | Requirement | Component | Door 1D33A | 915 | mm | n/a | n/a | n/a | Clinic_79-91_Door Schedules | n/a
Height | bill.east@us.army.mil | 2012-10-26T09:46:00 | Requirement | Component | Door 1D33A | 2135 | mm | n/a | n/a | n/a | Clinic_79-91_Door Schedules | n/a
Thickness | bill.east@us.army.mil | 2012-10-26T09:46:00 | Requirement | Component | Door 1D33A | 45 | mm | n/a | n/a | n/a | Clinic_79-91_Door Schedules | n/a
DoorFrame | bill.east@us.army.mil | 2012-10-26T09:46:00 | Requirement | Component | Door 1D33A | STEEL | n/a | n/a | n/a | n/a | Clinic_79-91_Door Schedules | n/a
WeatherStrpping | bill.east@us.army.mil | 2012-10-26T09:46:00 | Requirement | Component | Door 1D33A | n/a | n/a | n/a | n/a | n/a | Clinic_79-91_Door Schedules | n/a
SoundProof | bill.east@us.army.mil | 2012-10-26T09:46:00 | Requirement | Component | Door 1D33A | n/a | n/a | n/a | n/a | n/a | Clinic_79-91_Door Schedules | n/a
Shielded | bill.east@us.army.mil | 2012-10-26T09:46:00 | Requirement | Component | Door 1D33A | n/a | n/a | n/a | n/a | n/a | Clinic_79-91_Door Schedules | n/a
HardwareSet | bill.east@us.army.mil | 2012-10-26T09:46:00 | Requirement | Component | Door 1D33A | 113 | n/a | n/a | n/a | n/a | Clinic_79-91_Door Schedules | n/a
JambNumber | bill.east@us.army.mil | 2012-10-26T09:46:00 | Requirement | Component | Door 1D33A | J1 | n/a | n/a | n/a | n/a | Clinic_79-91_Door Schedules | n/a
HeadNumber | bill.east@us.army.mil | 2012-10-26T09:46:00 | Requirement | Component | Door 1D33A | H1 | n/a | n/a | n/a | n/a | Clinic_79-91_Door Schedules | n/a
Threshold | bill.east@us.army.mil | 2012-10-26T09:46:00 | Requirement | Component | Door 1D33A | T | n/a | n/a | n/a | n/a | Clinic_79-91_Door Schedules | n/a
PaintColor | bill.east@us.army.mil | 2012-10-26T09:46:00 | Requirement | Component | Door 1D33A | DP3 | n/a | n/a | n/a | n/a | Clinic_79-91_Door Schedules | n/a
Width | bill.east@us.army.mil | 2012-10-26T09:46:00 | Requirement | Component | Door 1D34 | 915 | mm | n/a | n/a | n/a | Clinic_79-91_Door Schedules | n/a
Height | bill.east@us.army.mil | 2012-10-26T09:46:00 | Requirement | Component | Door 1D34 | 2135 | mm | n/a | n/a | n/a | Clinic_79-91_Door Schedules | n/a
Thickness | bill.east@us.army.mil | 2012-10-26T09:46:00 | Requirement | Component | Door 1D34 | 45 | mm | n/a | n/a | n/a | Clinic_79-91_Door Schedules | n/a
DoorFrame | bill.east@us.army.mil | 2012-10-26T09:46:00 | Requirement | Component | Door 1D34 | STEEL | n/a | n/a | n/a | n/a | Clinic_79-91_Door Schedules | n/a
WeatherStrpping | bill.east@us.army.mil | 2012-10-26T09:46:00 | Requirement | Component | Door 1D34 | n/a | n/a | n/a | n/a | n/a | Clinic_79-91_Door Schedules | n/a
SoundProof | bill.east@us.army.mil | 2012-10-26T09:46:00 | Requirement | Component | Door 1D34 | n/a | n/a | n/a | n/a | n/a | Clinic_79-91_Door Schedules | n/a
Shielded | bill.east@us.army.mil | 2012-10-26T09:46:00 | Requirement | Component | Door 1D34 | n/a | n/a | n/a | n/a | n/a | Clinic_79-91_Door Schedules | n/a
HardwareSet | bill.east@us.army.mil | 2012-10-26T09:46:00 | Requirement | Component | Door 1D34 | 101 | n/a | n/a | n/a | n/a | Clinic_79-91_Door Schedules | n/a
JambNumber | bill.east@us.army.mil | 2012-10-26T09:46:00 | Requirement | Component | Door 1D34 | J1 | n/a | n/a | n/a | n/a | Clinic_79-91_Door Schedules | n/a
HeadNumber | bill.east@us.army.mil | 2012-10-26T09:46:00 | Requirement | Component | Door 1D34 | H1 | n/a | n/a | n/a | n/a | Clinic_79-91_Door Schedules | n/a
Threshold | bill.east@us.army.mil | 2012-10-26T09:46:00 | Requirement | Component | Door 1D34 | T | n/a | n/a | n/a | n/a | Clinic_79-91_Door Schedules | n/a
PaintColor | bill.east@us.army.mil | 2012-10-26T09:46:00 | Requirement | Component | Door 1D34 | DP3 | n/a | n/a | n/a | n/a | Clinic_79-91_Door Schedules | n/a
Width | bill.east@us.army.mil | 2012-10-26T09:46:00 | Requirement | Component | Door 1D35 | 915 | mm | n/a | n/a | n/a | Clinic_79-91_Door Schedules | n/a
Height | bill.east@us.army.mil | 2012-10-26T09:46:00 | Requirement | Component | Door 1D35 | 2135 | mm | n/a | n/a | n/a | Clinic_79-91_Door Schedules | n/a
Thickness | bill.east@us.army.mil | 2012-10-26T09:46:00 | Requirement | Component | Door 1D35 | 45 | mm | n/a | n/a | n/a | Clinic_79-91_Door Schedules | n/a
DoorFrame | bill.east@us.army.mil | 2012-10-26T09:46:00 | Requirement | Component | Door 1D35 | STEEL | n/a | n/a | n/a | n/a | Clinic_79-91_Door Schedules | n/a
WeatherStrpping | bill.east@us.army.mil | 2012-10-26T09:46:00 | Requirement | Component | Door 1D35 | n/a | n/a | n/a | n/a | n/a | Clinic_79-91_Door Schedules | n/a
SoundProof | bill.east@us.army.mil | 2012-10-26T09:46:00 | Requirement | Component | Door 1D35 | n/a | n/a | n/a | n/a | n/a | Clinic_79-91_Door Schedules | n/a
Shielded | bill.east@us.army.mil | 2012-10-26T09:46:00 | Requirement | Component | Door 1D35 | n/a | n/a | n/a | n/a | n/a | Clinic_79-91_Door Schedules | n/a
HardwareSet | bill.east@us.army.mil | 2012-10-26T09:46:00 | Requirement | Component | Door 1D35 | 101 | n/a | n/a | n/a | n/a | Clinic_79-91_Door Schedules | n/a
JambNumber | bill.east@us.army.mil | 2012-10-26T09:46:00 | Requirement | Component | Door 1D35 | J1 | n/a | n/a | n/a | n/a | Clinic_79-91_Door Schedules | n/a
HeadNumber | bill.east@us.army.mil | 2012-10-26T09:46:00 | Requirement | Component | Door 1D35 | H1 | n/a | n/a | n/a | n/a | Clinic_79-91_Door Schedules | n/a
Threshold | bill.east@us.army.mil | 2012-10-26T09:46:00 | Requirement | Component | Door 1D35 | T | n/a | n/a | n/a | n/a | Clinic_79-91_Door Schedules | n/a
PaintColor | bill.east@us.army.mil | 2012-10-26T09:46:00 | Requirement | Component | Door 1D35 | DP3 | n/a | n/a | n/a | n/a | Clinic_79-91_Door Schedules | n/a
Width | bill.east@us.army.mil | 2012-10-26T09:46:00 | Requirement | Component | Door 1D36 | 915 | mm | n/a | n/a | n/a | Clinic_79-91_Door Schedules | n/a
Height | bill.east@us.army.mil | 2012-10-26T09:46:00 | Requirement | Component | Door 1D36 | 2135 | mm | n/a | n/a | n/a | Clinic_79-91_Door Schedules | n/a
Thickness | bill.east@us.army.mil | 2012-10-26T09:46:00 | Requirement | Component | Door 1D36 | 45 | mm | n/a | n/a | n/a | Clinic_79-91_Door Schedules | n/a
DoorFrame | bill.east@us.army.mil | 2012-10-26T09:46:00 | Requirement | Component | Door 1D36 | STEEL | n/a | n/a | n/a | n/a | Clinic_79-91_Door Schedules | n/a
WeatherStrpping | bill.east@us.army.mil | 2012-10-26T09:46:00 | Requirement | Component | Door 1D36 | n/a | n/a | n/a | n/a | n/a | Clinic_79-91_Door Schedules | n/a
SoundProof | bill.east@us.army.mil | 2012-10-26T09:46:00 | Requirement | Component | Door 1D36 | n/a | n/a | n/a | n/a | n/a | Clinic_79-91_Door Schedules | n/a
Shielded | bill.east@us.army.mil | 2012-10-26T09:46:00 | Requirement | Component | Door 1D36 | n/a | n/a | n/a | n/a | n/a | Clinic_79-91_Door Schedules | n/a
HardwareSet | bill.east@us.army.mil | 2012-10-26T09:46:00 | Requirement | Component | Door 1D36 | 101 | n/a | n/a | n/a | n/a | Clinic_79-91_Door Schedules | n/a
JambNumber | bill.east@us.army.mil | 2012-10-26T09:46:00 | Requirement | Component | Door 1D36 | J1 | n/a | n/a | n/a | n/a | Clinic_79-91_Door Schedules | n/a
HeadNumber | bill.east@us.army.mil | 2012-10-26T09:46:00 | Requirement | Component | Door 1D36 | H1 | n/a | n/a | n/a | n/a | Clinic_79-91_Door Schedules | n/a
Threshold | bill.east@us.army.mil | 2012-10-26T09:46:00 | Requirement | Component | Door 1D36 | T | n/a | n/a | n/a | n/a | Clinic_79-91_Door Schedules | n/a
PaintColor | bill.east@us.army.mil | 2012-10-26T09:46:00 | Requirement | Component | Door 1D36 | DP3 | n/a | n/a | n/a | n/a | Clinic_79-91_Door Schedules | n/a
Width | bill.east@us.army.mil | 2012-10-26T09:46:00 | Requirement | Component | Door 1D38 | 915 | mm | n/a | n/a | n/a | Clinic_79-91_Door Schedules | n/a
Height | bill.east@us.army.mil | 2012-10-26T09:46:00 | Requirement | Component | Door 1D38 | 2135 | mm | n/a | n/a | n/a | Clinic_79-91_Door Schedules | n/a
Thickness | bill.east@us.army.mil | 2012-10-26T09:46:00 | Requirement | Component | Door 1D38 | 45 | mm | n/a | n/a | n/a | Clinic_79-91_Door Schedules | n/a
DoorFrame | bill.east@us.army.mil | 2012-10-26T09:46:00 | Requirement | Component | Door 1D38 | STEEL | n/a | n/a | n/a | n/a | Clinic_79-91_Door Schedules | n/a
WeatherStrpping | bill.east@us.army.mil | 2012-10-26T09:46:00 | Requirement | Component | Door 1D38 | n/a | n/a | n/a | n/a | n/a | Clinic_79-91_Door Schedules | n/a
SoundProof | bill.east@us.army.mil | 2012-10-26T09:46:00 | Requirement | Component | Door 1D38 | n/a | n/a | n/a | n/a | n/a | Clinic_79-91_Door Schedules | n/a
Shielded | bill.east@us.army.mil | 2012-10-26T09:46:00 | Requirement | Component | Door 1D38 | n/a | n/a | n/a | n/a | n/a | Clinic_79-91_Door Schedules | n/a
HardwareSet | bill.east@us.army.mil | 2012-10-26T09:46:00 | Requirement | Component | Door 1D38 | 101 | n/a | n/a | n/a | n/a | Clinic_79-91_Door Schedules | n/a
JambNumber | bill.east@us.army.mil | 2012-10-26T09:46:00 | Requirement | Component | Door 1D38 | J1 | n/a | n/a | n/a | n/a | Clinic_79-91_Door Schedules | n/a
HeadNumber | bill.east@us.army.mil | 2012-10-26T09:46:00 | Requirement | Component | Door 1D38 | H1 | n/a | n/a | n/a | n/a | Clinic_79-91_Door Schedules | n/a
Threshold | bill.east@us.army.mil | 2012-10-26T09:46:00 | Requirement | Component | Door 1D38 | T | n/a | n/a | n/a | n/a | Clinic_79-91_Door Schedules | n/a
PaintColor | bill.east@us.army.mil | 2012-10-26T09:46:00 | Requirement | Component | Door 1D38 | DP3 | n/a | n/a | n/a | n/a | Clinic_79-91_Door Schedules | n/a
Width | bill.east@us.army.mil | 2012-10-26T09:46:00 | Requirement | Component | Door 1D39 | 915 | mm | n/a | n/a | n/a | Clinic_79-91_Door Schedules | n/a
Height | bill.east@us.army.mil | 2012-10-26T09:46:00 | Requirement | Component | Door 1D39 | 2135 | mm | n/a | n/a | n/a | Clinic_79-91_Door Schedules | n/a
Thickness | bill.east@us.army.mil | 2012-10-26T09:46:00 | Requirement | Component | Door 1D39 | 45 | mm | n/a | n/a | n/a | Clinic_79-91_Door Schedules | n/a
DoorFrame | bill.east@us.army.mil | 2012-10-26T09:46:00 | Requirement | Component | Door 1D39 | STEEL | n/a | n/a | n/a | n/a | Clinic_79-91_Door Schedules | n/a
WeatherStrpping | bill.east@us.army.mil | 2012-10-26T09:46:00 | Requirement | Component | Door 1D39 | n/a | n/a | n/a | n/a | n/a | Clinic_79-91_Door Schedules | n/a
SoundProof | bill.east@us.army.mil | 2012-10-26T09:46:00 | Requirement | Component | Door 1D39 | n/a | n/a | n/a | n/a | n/a | Clinic_79-91_Door Schedules | n/a
Shielded | bill.east@us.army.mil | 2012-10-26T09:46:00 | Requirement | Component | Door 1D39 | n/a | n/a | n/a | n/a | n/a | Clinic_79-91_Door Schedules | n/a
HardwareSet | bill.east@us.army.mil | 2012-10-26T09:46:00 | Requirement | Component | Door 1D39 | 111 | n/a | n/a | n/a | n/a | Clinic_79-91_Door Schedules | n/a
JambNumber | bill.east@us.army.mil | 2012-10-26T09:46:00 | Requirement | Component | Door 1D39 | J1 | n/a | n/a | n/a | n/a | Clinic_79-91_Door Schedules | n/a
HeadNumber | bill.east@us.army.mil | 2012-10-26T09:46:00 | Requirement | Component | Door 1D39 | H1 | n/a | n/a | n/a | n/a | Clinic_79-91_Door Schedules | n/a
Threshold | bill.east@us.army.mil | 2012-10-26T09:46:00 | Requirement | Component | Door 1D39 | T | n/a | n/a | n/a | n/a | Clinic_79-91_Door Schedules | n/a
PaintColor | bill.east@us.army.mil | 2012-10-26T09:46:00 | Requirement | Component | Door 1D39 | DP3 | n/a | n/a | n/a | n/a | Clinic_79-91_Door Schedules | n/a
Width | bill.east@us.army.mil | 2012-10-26T09:46:00 | Requirement | Component | Door 1D40 | 915 | mm | n/a | n/a | n/a | Clinic_79-91_Door Schedules | n/a
Height | bill.east@us.army.mil | 2012-10-26T09:46:00 | Requirement | Component | Door 1D40 | 2135 | mm | n/a | n/a | n/a | Clinic_79-91_Door Schedules | n/a
Thickness | bill.east@us.army.mil | 2012-10-26T09:46:00 | Requirement | Component | Door 1D40 | 45 | mm | n/a | n/a | n/a | Clinic_79-91_Door Schedules | n/a
DoorFrame | bill.east@us.army.mil | 2012-10-26T09:46:00 | Requirement | Component | Door 1D40 | STEEL | n/a | n/a | n/a | n/a | Clinic_79-91_Door Schedules | n/a
WeatherStrpping | bill.east@us.army.mil | 2012-10-26T09:46:00 | Requirement | Component | Door 1D40 | n/a | n/a | n/a | n/a | n/a | Clinic_79-91_Door Schedules | n/a
SoundProof | bill.east@us.army.mil | 2012-10-26T09:46:00 | Requirement | Component | Door 1D40 | n/a | n/a | n/a | n/a | n/a | Clinic_79-91_Door Schedules | n/a
Shielded | bill.east@us.army.mil | 2012-10-26T09:46:00 | Requirement | Component | Door 1D40 | n/a | n/a | n/a | n/a | n/a | Clinic_79-91_Door Schedules | n/a
HardwareSet | bill.east@us.army.mil | 2012-10-26T09:46:00 | Requirement | Component | Door 1D40 | 101 | n/a | n/a | n/a | n/a | Clinic_79-91_Door Schedules | n/a
JambNumber | bill.east@us.army.mil | 2012-10-26T09:46:00 | Requirement | Component | Door 1D40 | J1 | n/a | n/a | n/a | n/a | Clinic_79-91_Door Schedules | n/a
HeadNumber | bill.east@us.army.mil | 2012-10-26T09:46:00 | Requirement | Component | Door 1D40 | H1 | n/a | n/a | n/a | n/a | Clinic_79-91_Door Schedules | n/a
Threshold | bill.east@us.army.mil | 2012-10-26T09:46:00 | Requirement | Component | Door 1D40 | T | n/a | n/a | n/a | n/a | Clinic_79-91_Door Schedules | n/a
PaintColor | bill.east@us.army.mil | 2012-10-26T09:46:00 | Requirement | Component | Door 1D40 | DP3 | n/a | n/a | n/a | n/a | Clinic_79-91_Door Schedules | n/a
Width | bill.east@us.army.mil | 2012-10-26T09:46:00 | Requirement | Component | Door 1D40A | 915 | mm | n/a | n/a | n/a | Clinic_79-91_Door Schedules | n/a
Height | bill.east@us.army.mil | 2012-10-26T09:46:00 | Requirement | Component | Door 1D40A | 2135 | mm | n/a | n/a | n/a | Clinic_79-91_Door Schedules | n/a
Thickness | bill.east@us.army.mil | 2012-10-26T09:46:00 | Requirement | Component | Door 1D40A | 45 | mm | n/a | n/a | n/a | Clinic_79-91_Door Schedules | n/a
DoorFrame | bill.east@us.army.mil | 2012-10-26T09:46:00 | Requirement | Component | Door 1D40A | STEEL | n/a | n/a | n/a | n/a | Clinic_79-91_Door Schedules | n/a
WeatherStrpping | bill.east@us.army.mil | 2012-10-26T09:46:00 | Requirement | Component | Door 1D40A | n/a | n/a | n/a | n/a | n/a | Clinic_79-91_Door Schedules | n/a
SoundProof | bill.east@us.army.mil | 2012-10-26T09:46:00 | Requirement | Component | Door 1D40A | n/a | n/a | n/a | n/a | n/a | Clinic_79-91_Door Schedules | n/a
Shielded | bill.east@us.army.mil | 2012-10-26T09:46:00 | Requirement | Component | Door 1D40A | n/a | n/a | n/a | n/a | n/a | Clinic_79-91_Door Schedules | n/a
HardwareSet | bill.east@us.army.mil | 2012-10-26T09:46:00 | Requirement | Component | Door 1D40A | 107 | n/a | n/a | n/a | n/a | Clinic_79-91_Door Schedules | n/a
JambNumber | bill.east@us.army.mil | 2012-10-26T09:46:00 | Requirement | Component | Door 1D40A | el1 | n/a | n/a | n/a | n/a | Clinic_79-91_Door Schedules | n/a
HeadNumber | bill.east@us.army.mil | 2012-10-26T09:46:00 | Requirement | Component | Door 1D40A | H1 | n/a | n/a | n/a | n/a | Clinic_79-91_Door Schedules | n/a
Threshold | bill.east@us.army.mil | 2012-10-26T09:46:00 | Requirement | Component | Door 1D40A | T | n/a | n/a | n/a | n/a | Clinic_79-91_Door Schedules | n/a
PaintColor | bill.east@us.army.mil | 2012-10-26T09:46:00 | Requirement | Component | Door 1D40A | DP3 | n/a | n/a | n/a | n/a | Clinic_79-91_Door Schedules | n/a
Width | bill.east@us.army.mil | 2012-10-26T09:46:00 | Requirement | Component | Door 1DC2 | 915 | mm | n/a | n/a | n/a | Clinic_79-91_Door Schedules | n/a
Height | bill.east@us.army.mil | 2012-10-26T09:46:00 | Requirement | Component | Door 1DC2 | 2135 | mm | n/a | n/a | n/a | Clinic_79-91_Door Schedules | n/a
Thickness | bill.east@us.army.mil | 2012-10-26T09:46:00 | Requirement | Component | Door 1DC2 | 45 | mm | n/a | n/a | n/a | Clinic_79-91_Door Schedules | n/a
DoorFrame | bill.east@us.army.mil | 2012-10-26T09:46:00 | Requirement | Component | Door 1DC2 | ALUMINIUM | n/a | n/a | n/a | n/a | Clinic_79-91_Door Schedules | n/a
WeatherStrpping | bill.east@us.army.mil | 2012-10-26T09:46:00 | Requirement | Component | Door 1DC2 | n/a | n/a | n/a | n/a | n/a | Clinic_79-91_Door Schedules | n/a
SoundProof | bill.east@us.army.mil | 2012-10-26T09:46:00 | Requirement | Component | Door 1DC2 | n/a | n/a | n/a | n/a | n/a | Clinic_79-91_Door Schedules | n/a
Shielded | bill.east@us.army.mil | 2012-10-26T09:46:00 | Requirement | Component | Door 1DC2 | n/a | n/a | n/a | n/a | n/a | Clinic_79-91_Door Schedules | n/a
HardwareSet | bill.east@us.army.mil | 2012-10-26T09:46:00 | Requirement | Component | Door 1DC2 | 119 | n/a | n/a | n/a | n/a | Clinic_79-91_Door Schedules | n/a
JambNumber | bill.east@us.army.mil | 2012-10-26T09:46:00 | Requirement | Component | Door 1DC2 | J6, J7 | n/a | n/a | n/a | n/a | Clinic_79-91_Door Schedules | n/a
HeadNumber | bill.east@us.army.mil | 2012-10-26T09:46:00 | Requirement | Component | Door 1DC2 | H5 | n/a | n/a | n/a | n/a | Clinic_79-91_Door Schedules | n/a
Threshold | bill.east@us.army.mil | 2012-10-26T09:46:00 | Requirement | Component | Door 1DC2 | T | n/a | n/a | n/a | n/a | Clinic_79-91_Door Schedules | n/a
PaintColor | bill.east@us.army.mil | 2012-10-26T09:46:00 | Requirement | Component | Door 1DC2 | To Match | n/a | n/a | n/a | n/a | Clinic_79-91_Door Schedules | n/a
Width | bill.east@us.army.mil | 2012-10-26T09:46:00 | Requirement | Component | Door 1DC4 | 915 | mm | n/a | n/a | n/a | Clinic_79-91_Door Schedules | n/a
Height | bill.east@us.army.mil | 2012-10-26T09:46:00 | Requirement | Component | Door 1DC4 | 2135 | mm | n/a | n/a | n/a | Clinic_79-91_Door Schedules | n/a
Thickness | bill.east@us.army.mil | 2012-10-26T09:46:00 | Requirement | Component | Door 1DC4 | 45 | mm | n/a | n/a | n/a | Clinic_79-91_Door Schedules | n/a
DoorFrame | bill.east@us.army.mil | 2012-10-26T09:46:00 | Requirement | Component | Door 1DC4 | ALUMINIUM | n/a | n/a | n/a | n/a | Clinic_79-91_Door Schedules | n/a
WeatherStrpping | bill.east@us.army.mil | 2012-10-26T09:46:00 | Requirement | Component | Door 1DC4 | n/a | n/a | n/a | n/a | n/a | Clinic_79-91_Door Schedules | n/a
SoundProof | bill.east@us.army.mil | 2012-10-26T09:46:00 | Requirement | Component | Door 1DC4 | n/a | n/a | n/a | n/a | n/a | Clinic_79-91_Door Schedules | n/a
Shielded | bill.east@us.army.mil | 2012-10-26T09:46:00 | Requirement | Component | Door 1DC4 | n/a | n/a | n/a | n/a | n/a | Clinic_79-91_Door Schedules | n/a
HardwareSet | bill.east@us.army.mil | 2012-10-26T09:46:00 | Requirement | Component | Door 1DC4 | 108 | n/a | n/a | n/a | n/a | Clinic_79-91_Door Schedules | n/a
JambNumber | bill.east@us.army.mil | 2012-10-26T09:46:00 | Requirement | Component | Door 1DC4 | J6, J7 | n/a | n/a | n/a | n/a | Clinic_79-91_Door Schedules | n/a
HeadNumber | bill.east@us.army.mil | 2012-10-26T09:46:00 | Requirement | Component | Door 1DC4 | H5 | n/a | n/a | n/a | n/a | Clinic_79-91_Door Schedules | n/a
Threshold | bill.east@us.army.mil | 2012-10-26T09:46:00 | Requirement | Component | Door 1DC4 | T | n/a | n/a | n/a | n/a | Clinic_79-91_Door Schedules | n/a
PaintColor | bill.east@us.army.mil | 2012-10-26T09:46:00 | Requirement | Component | Door 1DC4 | To Match | n/a | n/a | n/a | n/a | Clinic_79-91_Door Schedules | n/a
Width | bill.east@us.army.mil | 2012-10-26T09:46:00 | Requirement | Component | Door 1DC5 | 915 | mm | n/a | n/a | n/a | Clinic_79-91_Door Schedules | n/a
Height | bill.east@us.army.mil | 2012-10-26T09:46:00 | Requirement | Component | Door 1DC5 | 2135 | mm | n/a | n/a | n/a | Clinic_79-91_Door Schedules | n/a
Thickness | bill.east@us.army.mil | 2012-10-26T09:46:00 | Requirement | Component | Door 1DC5 | 45 | mm | n/a | n/a | n/a | Clinic_79-91_Door Schedules | n/a
DoorFrame | bill.east@us.army.mil | 2012-10-26T09:46:00 | Requirement | Component | Door 1DC5 | ALUMINIUM | n/a | n/a | n/a | n/a | Clinic_79-91_Door Schedules | n/a
WeatherStrpping | bill.east@us.army.mil | 2012-10-26T09:46:00 | Requirement | Component | Door 1DC5 | n/a | n/a | n/a | n/a | n/a | Clinic_79-91_Door Schedules | n/a
SoundProof | bill.east@us.army.mil | 2012-10-26T09:46:00 | Requirement | Component | Door 1DC5 | n/a | n/a | n/a | n/a | n/a | Clinic_79-91_Door Schedules | n/a
Shielded | bill.east@us.army.mil | 2012-10-26T09:46:00 | Requirement | Component | Door 1DC5 | n/a | n/a | n/a | n/a | n/a | Clinic_79-91_Door Schedules | n/a
HardwareSet | bill.east@us.army.mil | 2012-10-26T09:46:00 | Requirement | Component | Door 1DC5 | 108 | n/a | n/a | n/a | n/a | Clinic_79-91_Door Schedules | n/a
JambNumber | bill.east@us.army.mil | 2012-10-26T09:46:00 | Requirement | Component | Door 1DC5 | J6, J7 | n/a | n/a | n/a | n/a | Clinic_79-91_Door Schedules | n/a
HeadNumber | bill.east@us.army.mil | 2012-10-26T09:46:00 | Requirement | Component | Door 1DC5 | H5 | n/a | n/a | n/a | n/a | Clinic_79-91_Door Schedules | n/a
Threshold | bill.east@us.army.mil | 2012-10-26T09:46:00 | Requirement | Component | Door 1DC5 | T | n/a | n/a | n/a | n/a | Clinic_79-91_Door Schedules | n/a
PaintColor | bill.east@us.army.mil | 2012-10-26T09:46:00 | Requirement | Component | Door 1DC5 | To Match | n/a | n/a | n/a | n/a | Clinic_79-91_Door Schedules | n/a
Width | bill.east@us.army.mil | 2012-10-26T09:46:00 | Requirement | Component | Door 1DC5A | 915 | mm | n/a | n/a | n/a | Clinic_79-91_Door Schedules | n/a
Height | bill.east@us.army.mil | 2012-10-26T09:46:00 | Requirement | Component | Door 1DC5A | 2355 | mm | n/a | n/a | n/a | Clinic_79-91_Door Schedules | n/a
Thickness | bill.east@us.army.mil | 2012-10-26T09:46:00 | Requirement | Component | Door 1DC5A | 45 | mm | n/a | n/a | n/a | Clinic_79-91_Door Schedules | n/a
DoorFrame | bill.east@us.army.mil | 2012-10-26T09:46:00 | Requirement | Component | Door 1DC5A | ALUMINIUM | n/a | n/a | n/a | n/a | Clinic_79-91_Door Schedules | n/a
WeatherStrpping | bill.east@us.army.mil | 2012-10-26T09:46:00 | Requirement | Component | Door 1DC5A | n/a | n/a | n/a | n/a | n/a | Clinic_79-91_Door Schedules | n/a
SoundProof | bill.east@us.army.mil | 2012-10-26T09:46:00 | Requirement | Component | Door 1DC5A | n/a | n/a | n/a | n/a | n/a | Clinic_79-91_Door Schedules | n/a
Shielded | bill.east@us.army.mil | 2012-10-26T09:46:00 | Requirement | Component | Door 1DC5A | n/a | n/a | n/a | n/a | n/a | Clinic_79-91_Door Schedules | n/a
HardwareSet | bill.east@us.army.mil | 2012-10-26T09:46:00 | Requirement | Component | Door 1DC5A | 126 | n/a | n/a | n/a | n/a | Clinic_79-91_Door Schedules | n/a
JambNumber | bill.east@us.army.mil | 2012-10-26T09:46:00 | Requirement | Component | Door 1DC5A | J6, J7 | n/a | n/a | n/a | n/a | Clinic_79-91_Door Schedules | n/a
HeadNumber | bill.east@us.army.mil | 2012-10-26T09:46:00 | Requirement | Component | Door 1DC5A | H5 | n/a | n/a | n/a | n/a | Clinic_79-91_Door Schedules | n/a
Threshold | bill.east@us.army.mil | 2012-10-26T09:46:00 | Requirement | Component | Door 1DC5A | T | n/a | n/a | n/a | n/a | Clinic_79-91_Door Schedules | n/a
PaintColor | bill.east@us.army.mil | 2012-10-26T09:46:00 | Requirement | Component | Door 1DC5A | To Match | n/a | n/a | n/a | n/a | Clinic_79-91_Door Schedules | n/a
Width | bill.east@us.army.mil | 2012-10-26T09:46:00 | Requirement | Component | Door 1DC5B | 915 | mm | n/a | n/a | n/a | Clinic_79-91_Door Schedules | n/a
Height | bill.east@us.army.mil | 2012-10-26T09:46:00 | Requirement | Component | Door 1DC5B | 2355 | mm | n/a | n/a | n/a | Clinic_79-91_Door Schedules | n/a
Thickness | bill.east@us.army.mil | 2012-10-26T09:46:00 | Requirement | Component | Door 1DC5B | 45 | mm | n/a | n/a | n/a | Clinic_79-91_Door Schedules | n/a
DoorFrame | bill.east@us.army.mil | 2012-10-26T09:46:00 | Requirement | Component | Door 1DC5B | ALUMINIUM | n/a | n/a | n/a | n/a | Clinic_79-91_Door Schedules | n/a
WeatherStrpping | bill.east@us.army.mil | 2012-10-26T09:46:00 | Requirement | Component | Door 1DC5B | n/a | n/a | n/a | n/a | n/a | Clinic_79-91_Door Schedules | n/a
SoundProof | bill.east@us.army.mil | 2012-10-26T09:46:00 | Requirement | Component | Door 1DC5B | n/a | n/a | n/a | n/a | n/a | Clinic_79-91_Door Schedules | n/a
Shielded | bill.east@us.army.mil | 2012-10-26T09:46:00 | Requirement | Component | Door 1DC5B | n/a | n/a | n/a | n/a | n/a | Clinic_79-91_Door Schedules | n/a
HardwareSet | bill.east@us.army.mil | 2012-10-26T09:46:00 | Requirement | Component | Door 1DC5B | 126 | n/a | n/a | n/a | n/a | Clinic_79-91_Door Schedules | n/a
JambNumber | bill.east@us.army.mil | 2012-10-26T09:46:00 | Requirement | Component | Door 1DC5B | J6, J7 | n/a | n/a | n/a | n/a | Clinic_79-91_Door Schedules | n/a
HeadNumber | bill.east@us.army.mil | 2012-10-26T09:46:00 | Requirement | Component | Door 1DC5B | H5 | n/a | n/a | n/a | n/a | Clinic_79-91_Door Schedules | n/a
Threshold | bill.east@us.army.mil | 2012-10-26T09:46:00 | Requirement | Component | Door 1DC5B | T | n/a | n/a | n/a | n/a | Clinic_79-91_Door Schedules | n/a
PaintColor | bill.east@us.army.mil | 2012-10-26T09:46:00 | Requirement | Component | Door 1DC5B | To Match | n/a | n/a | n/a | n/a | Clinic_79-91_Door Schedules | n/a
Width | bill.east@us.army.mil | 2012-10-26T09:46:00 | Requirement | Component | Door 1DC8 | 915 | mm | n/a | n/a | n/a | Clinic_79-91_Door Schedules | n/a
Height | bill.east@us.army.mil | 2012-10-26T09:46:00 | Requirement | Component | Door 1DC8 | 2135 | mm | n/a | n/a | n/a | Clinic_79-91_Door Schedules | n/a
Thickness | bill.east@us.army.mil | 2012-10-26T09:46:00 | Requirement | Component | Door 1DC8 | 45 | mm | n/a | n/a | n/a | Clinic_79-91_Door Schedules | n/a
DoorFrame | bill.east@us.army.mil | 2012-10-26T09:46:00 | Requirement | Component | Door 1DC8 | ALUMINIUM | n/a | n/a | n/a | n/a | Clinic_79-91_Door Schedules | n/a
WeatherStrpping | bill.east@us.army.mil | 2012-10-26T09:46:00 | Requirement | Component | Door 1DC8 | n/a | n/a | n/a | n/a | n/a | Clinic_79-91_Door Schedules | n/a
SoundProof | bill.east@us.army.mil | 2012-10-26T09:46:00 | Requirement | Component | Door 1DC8 | n/a | n/a | n/a | n/a | n/a | Clinic_79-91_Door Schedules | n/a
Shielded | bill.east@us.army.mil | 2012-10-26T09:46:00 | Requirement | Component | Door 1DC8 | n/a | n/a | n/a | n/a | n/a | Clinic_79-91_Door Schedules | n/a
HardwareSet | bill.east@us.army.mil | 2012-10-26T09:46:00 | Requirement | Component | Door 1DC8 | 119 | n/a | n/a | n/a | n/a | Clinic_79-91_Door Schedules | n/a
JambNumber | bill.east@us.army.mil | 2012-10-26T09:46:00 | Requirement | Component | Door 1DC8 | J6, J7 | n/a | n/a | n/a | n/a | Clinic_79-91_Door Schedules | n/a
HeadNumber | bill.east@us.army.mil | 2012-10-26T09:46:00 | Requirement | Component | Door 1DC8 | H5 | n/a | n/a | n/a | n/a | Clinic_79-91_Door Schedules | n/a
Threshold | bill.east@us.army.mil | 2012-10-26T09:46:00 | Requirement | Component | Door 1DC8 | T | n/a | n/a | n/a | n/a | Clinic_79-91_Door Schedules | n/a
PaintColor | bill.east@us.army.mil | 2012-10-26T09:46:00 | Requirement | Component | Door 1DC8 | To Match | n/a | n/a | n/a | n/a | Clinic_79-91_Door Schedules | n/a
Width | bill.east@us.army.mil | 2012-10-26T09:46:00 | Requirement | Component | Door 1E01 | 915 | mm | n/a | n/a | n/a | Clinic_79-91_Door Schedules | n/a
Height | bill.east@us.army.mil | 2012-10-26T09:46:00 | Requirement | Component | Door 1E01 | 2135 | mm | n/a | n/a | n/a | Clinic_79-91_Door Schedules | n/a
Thickness | bill.east@us.army.mil | 2012-10-26T09:46:00 | Requirement | Component | Door 1E01 | 45 | mm | n/a | n/a | n/a | Clinic_79-91_Door Schedules | n/a
DoorFrame | bill.east@us.army.mil | 2012-10-26T09:46:00 | Requirement | Component | Door 1E01 | STEEL | n/a | n/a | n/a | n/a | Clinic_79-91_Door Schedules | n/a
WeatherStrpping | bill.east@us.army.mil | 2012-10-26T09:46:00 | Requirement | Component | Door 1E01 | n/a | n/a | n/a | n/a | n/a | Clinic_79-91_Door Schedules | n/a
SoundProof | bill.east@us.army.mil | 2012-10-26T09:46:00 | Requirement | Component | Door 1E01 | n/a | n/a | n/a | n/a | n/a | Clinic_79-91_Door Schedules | n/a
Shielded | bill.east@us.army.mil | 2012-10-26T09:46:00 | Requirement | Component | Door 1E01 | n/a | n/a | n/a | n/a | n/a | Clinic_79-91_Door Schedules | n/a
HardwareSet | bill.east@us.army.mil | 2012-10-26T09:46:00 | Requirement | Component | Door 1E01 | 112 | n/a | n/a | n/a | n/a | Clinic_79-91_Door Schedules | n/a
JambNumber | bill.east@us.army.mil | 2012-10-26T09:46:00 | Requirement | Component | Door 1E01 | J1 | n/a | n/a | n/a | n/a | Clinic_79-91_Door Schedules | n/a
HeadNumber | bill.east@us.army.mil | 2012-10-26T09:46:00 | Requirement | Component | Door 1E01 | H1 | n/a | n/a | n/a | n/a | Clinic_79-91_Door Schedules | n/a
Threshold | bill.east@us.army.mil | 2012-10-26T09:46:00 | Requirement | Component | Door 1E01 | T | n/a | n/a | n/a | n/a | Clinic_79-91_Door Schedules | n/a
PaintColor | bill.east@us.army.mil | 2012-10-26T09:46:00 | Requirement | Component | Door 1E01 | DP3 | n/a | n/a | n/a | n/a | Clinic_79-91_Door Schedules | n/a
Width | bill.east@us.army.mil | 2012-10-26T09:46:00 | Requirement | Component | Door 1E02 | 915 | mm | n/a | n/a | n/a | Clinic_79-91_Door Schedules | n/a
Height | bill.east@us.army.mil | 2012-10-26T09:46:00 | Requirement | Component | Door 1E02 | 2135 | mm | n/a | n/a | n/a | Clinic_79-91_Door Schedules | n/a
Thickness | bill.east@us.army.mil | 2012-10-26T09:46:00 | Requirement | Component | Door 1E02 | 45 | mm | n/a | n/a | n/a | Clinic_79-91_Door Schedules | n/a
DoorFrame | bill.east@us.army.mil | 2012-10-26T09:46:00 | Requirement | Component | Door 1E02 | STEEL | n/a | n/a | n/a | n/a | Clinic_79-91_Door Schedules | n/a
WeatherStrpping | bill.east@us.army.mil | 2012-10-26T09:46:00 | Requirement | Component | Door 1E02 | n/a | n/a | n/a | n/a | n/a | Clinic_79-91_Door Schedules | n/a
SoundProof | bill.east@us.army.mil | 2012-10-26T09:46:00 | Requirement | Component | Door 1E02 | Yes | n/a | n/a | n/a | n/a | Clinic_79-91_Door Schedules | n/a
Shielded | bill.east@us.army.mil | 2012-10-26T09:46:00 | Requirement | Component | Door 1E02 | n/a | n/a | n/a | n/a | n/a | Clinic_79-91_Door Schedules | n/a
HardwareSet | bill.east@us.army.mil | 2012-10-26T09:46:00 | Requirement | Component | Door 1E02 | 124 | n/a | n/a | n/a | n/a | Clinic_79-91_Door Schedules | n/a
JambNumber | bill.east@us.army.mil | 2012-10-26T09:46:00 | Requirement | Component | Door 1E02 | J1 | n/a | n/a | n/a | n/a | Clinic_79-91_Door Schedules | n/a
HeadNumber | bill.east@us.army.mil | 2012-10-26T09:46:00 | Requirement | Component | Door 1E02 | H1 | n/a | n/a | n/a | n/a | Clinic_79-91_Door Schedules | n/a
Threshold | bill.east@us.army.mil | 2012-10-26T09:46:00 | Requirement | Component | Door 1E02 | T | n/a | n/a | n/a | n/a | Clinic_79-91_Door Schedules | n/a
PaintColor | bill.east@us.army.mil | 2012-10-26T09:46:00 | Requirement | Component | Door 1E02 | DP3 | n/a | n/a | n/a | n/a | Clinic_79-91_Door Schedules | n/a
Width | bill.east@us.army.mil | 2012-10-26T09:46:00 | Requirement | Component | Door 1E03 | 915 | mm | n/a | n/a | n/a | Clinic_79-91_Door Schedules | n/a
Height | bill.east@us.army.mil | 2012-10-26T09:46:00 | Requirement | Component | Door 1E03 | 2135 | mm | n/a | n/a | n/a | Clinic_79-91_Door Schedules | n/a
Thickness | bill.east@us.army.mil | 2012-10-26T09:46:00 | Requirement | Component | Door 1E03 | 45 | mm | n/a | n/a | n/a | Clinic_79-91_Door Schedules | n/a
DoorFrame | bill.east@us.army.mil | 2012-10-26T09:46:00 | Requirement | Component | Door 1E03 | STEEL | n/a | n/a | n/a | n/a | Clinic_79-91_Door Schedules | n/a
WeatherStrpping | bill.east@us.army.mil | 2012-10-26T09:46:00 | Requirement | Component | Door 1E03 | n/a | n/a | n/a | n/a | n/a | Clinic_79-91_Door Schedules | n/a
SoundProof | bill.east@us.army.mil | 2012-10-26T09:46:00 | Requirement | Component | Door 1E03 | n/a | n/a | n/a | n/a | n/a | Clinic_79-91_Door Schedules | n/a
Shielded | bill.east@us.army.mil | 2012-10-26T09:46:00 | Requirement | Component | Door 1E03 | n/a | n/a | n/a | n/a | n/a | Clinic_79-91_Door Schedules | n/a
HardwareSet | bill.east@us.army.mil | 2012-10-26T09:46:00 | Requirement | Component | Door 1E03 | 112 | n/a | n/a | n/a | n/a | Clinic_79-91_Door Schedules | n/a
JambNumber | bill.east@us.army.mil | 2012-10-26T09:46:00 | Requirement | Component | Door 1E03 | J1 | n/a | n/a | n/a | n/a | Clinic_79-91_Door Schedules | n/a
HeadNumber | bill.east@us.army.mil | 2012-10-26T09:46:00 | Requirement | Component | Door 1E03 | H1 | n/a | n/a | n/a | n/a | Clinic_79-91_Door Schedules | n/a
Threshold | bill.east@us.army.mil | 2012-10-26T09:46:00 | Requirement | Component | Door 1E03 | T | n/a | n/a | n/a | n/a | Clinic_79-91_Door Schedules | n/a
PaintColor | bill.east@us.army.mil | 2012-10-26T09:46:00 | Requirement | Component | Door 1E03 | DP3 | n/a | n/a | n/a | n/a | Clinic_79-91_Door Schedules | n/a
Width | bill.east@us.army.mil | 2012-10-26T09:46:00 | Requirement | Component | Door 1E04 | 915 | mm | n/a | n/a | n/a | Clinic_79-91_Door Schedules | n/a
Height | bill.east@us.army.mil | 2012-10-26T09:46:00 | Requirement | Component | Door 1E04 | 2135 | mm | n/a | n/a | n/a | Clinic_79-91_Door Schedules | n/a
Thickness | bill.east@us.army.mil | 2012-10-26T09:46:00 | Requirement | Component | Door 1E04 | 45 | mm | n/a | n/a | n/a | Clinic_79-91_Door Schedules | n/a
DoorFrame | bill.east@us.army.mil | 2012-10-26T09:46:00 | Requirement | Component | Door 1E04 | STEEL | n/a | n/a | n/a | n/a | Clinic_79-91_Door Schedules | n/a
WeatherStrpping | bill.east@us.army.mil | 2012-10-26T09:46:00 | Requirement | Component | Door 1E04 | n/a | n/a | n/a | n/a | n/a | Clinic_79-91_Door Schedules | n/a
SoundProof | bill.east@us.army.mil | 2012-10-26T09:46:00 | Requirement | Component | Door 1E04 | n/a | n/a | n/a | n/a | n/a | Clinic_79-91_Door Schedules | n/a
Shielded | bill.east@us.army.mil | 2012-10-26T09:46:00 | Requirement | Component | Door 1E04 | n/a | n/a | n/a | n/a | n/a | Clinic_79-91_Door Schedules | n/a
HardwareSet | bill.east@us.army.mil | 2012-10-26T09:46:00 | Requirement | Component | Door 1E04 | 111 | n/a | n/a | n/a | n/a | Clinic_79-91_Door Schedules | n/a
JambNumber | bill.east@us.army.mil | 2012-10-26T09:46:00 | Requirement | Component | Door 1E04 | J1 | n/a | n/a | n/a | n/a | Clinic_79-91_Door Schedules | n/a
HeadNumber | bill.east@us.army.mil | 2012-10-26T09:46:00 | Requirement | Component | Door 1E04 | H1 | n/a | n/a | n/a | n/a | Clinic_79-91_Door Schedules | n/a
Threshold | bill.east@us.army.mil | 2012-10-26T09:46:00 | Requirement | Component | Door 1E04 | T | n/a | n/a | n/a | n/a | Clinic_79-91_Door Schedules | n/a
PaintColor | bill.east@us.army.mil | 2012-10-26T09:46:00 | Requirement | Component | Door 1E04 | DP3 | n/a | n/a | n/a | n/a | Clinic_79-91_Door Schedules | n/a
Width | bill.east@us.army.mil | 2012-10-26T09:46:00 | Requirement | Component | Door 1E05 | 915 | mm | n/a | n/a | n/a | Clinic_79-91_Door Schedules | n/a
Height | bill.east@us.army.mil | 2012-10-26T09:46:00 | Requirement | Component | Door 1E05 | 2135 | mm | n/a | n/a | n/a | Clinic_79-91_Door Schedules | n/a
Thickness | bill.east@us.army.mil | 2012-10-26T09:46:00 | Requirement | Component | Door 1E05 | 45 | mm | n/a | n/a | n/a | Clinic_79-91_Door Schedules | n/a
DoorFrame | bill.east@us.army.mil | 2012-10-26T09:46:00 | Requirement | Component | Door 1E05 | STEEL | n/a | n/a | n/a | n/a | Clinic_79-91_Door Schedules | n/a
WeatherStrpping | bill.east@us.army.mil | 2012-10-26T09:46:00 | Requirement | Component | Door 1E05 | n/a | n/a | n/a | n/a | n/a | Clinic_79-91_Door Schedules | n/a
SoundProof | bill.east@us.army.mil | 2012-10-26T09:46:00 | Requirement | Component | Door 1E05 | n/a | n/a | n/a | n/a | n/a | Clinic_79-91_Door Schedules | n/a
Shielded | bill.east@us.army.mil | 2012-10-26T09:46:00 | Requirement | Component | Door 1E05 | n/a | n/a | n/a | n/a | n/a | Clinic_79-91_Door Schedules | n/a
HardwareSet | bill.east@us.army.mil | 2012-10-26T09:46:00 | Requirement | Component | Door 1E05 | 101 | n/a | n/a | n/a | n/a | Clinic_79-91_Door Schedules | n/a
JambNumber | bill.east@us.army.mil | 2012-10-26T09:46:00 | Requirement | Component | Door 1E05 | J1 | n/a | n/a | n/a | n/a | Clinic_79-91_Door Schedules | n/a
HeadNumber | bill.east@us.army.mil | 2012-10-26T09:46:00 | Requirement | Component | Door 1E05 | H1 | n/a | n/a | n/a | n/a | Clinic_79-91_Door Schedules | n/a
Threshold | bill.east@us.army.mil | 2012-10-26T09:46:00 | Requirement | Component | Door 1E05 | T | n/a | n/a | n/a | n/a | Clinic_79-91_Door Schedules | n/a
PaintColor | bill.east@us.army.mil | 2012-10-26T09:46:00 | Requirement | Component | Door 1E05 | DP3 | n/a | n/a | n/a | n/a | Clinic_79-91_Door Schedules | n/a
Width | bill.east@us.army.mil | 2012-10-26T09:46:00 | Requirement | Component | Door 1E06 | 915 | mm | n/a | n/a | n/a | Clinic_79-91_Door Schedules | n/a
Height | bill.east@us.army.mil | 2012-10-26T09:46:00 | Requirement | Component | Door 1E06 | 2135 | mm | n/a | n/a | n/a | Clinic_79-91_Door Schedules | n/a
Thickness | bill.east@us.army.mil | 2012-10-26T09:46:00 | Requirement | Component | Door 1E06 | 45 | mm | n/a | n/a | n/a | Clinic_79-91_Door Schedules | n/a
DoorFrame | bill.east@us.army.mil | 2012-10-26T09:46:00 | Requirement | Component | Door 1E06 | STEEL | n/a | n/a | n/a | n/a | Clinic_79-91_Door Schedules | n/a
WeatherStrpping | bill.east@us.army.mil | 2012-10-26T09:46:00 | Requirement | Component | Door 1E06 | n/a | n/a | n/a | n/a | n/a | Clinic_79-91_Door Schedules | n/a
SoundProof | bill.east@us.army.mil | 2012-10-26T09:46:00 | Requirement | Component | Door 1E06 | n/a | n/a | n/a | n/a | n/a | Clinic_79-91_Door Schedules | n/a
Shielded | bill.east@us.army.mil | 2012-10-26T09:46:00 | Requirement | Component | Door 1E06 | n/a | n/a | n/a | n/a | n/a | Clinic_79-91_Door Schedules | n/a
HardwareSet | bill.east@us.army.mil | 2012-10-26T09:46:00 | Requirement | Component | Door 1E06 | 101 | n/a | n/a | n/a | n/a | Clinic_79-91_Door Schedules | n/a
JambNumber | bill.east@us.army.mil | 2012-10-26T09:46:00 | Requirement | Component | Door 1E06 | J1 | n/a | n/a | n/a | n/a | Clinic_79-91_Door Schedules | n/a
HeadNumber | bill.east@us.army.mil | 2012-10-26T09:46:00 | Requirement | Component | Door 1E06 | H1 | n/a | n/a | n/a | n/a | Clinic_79-91_Door Schedules | n/a
Threshold | bill.east@us.army.mil | 2012-10-26T09:46:00 | Requirement | Component | Door 1E06 | T | n/a | n/a | n/a | n/a | Clinic_79-91_Door Schedules | n/a
PaintColor | bill.east@us.army.mil | 2012-10-26T09:46:00 | Requirement | Component | Door 1E06 | DP3 | n/a | n/a | n/a | n/a | Clinic_79-91_Door Schedules | n/a
Width | bill.east@us.army.mil | 2012-10-26T09:46:00 | Requirement | Component | Door 1E07 | 915 | mm | n/a | n/a | n/a | Clinic_79-91_Door Schedules | n/a
Height | bill.east@us.army.mil | 2012-10-26T09:46:00 | Requirement | Component | Door 1E07 | 2135 | mm | n/a | n/a | n/a | Clinic_79-91_Door Schedules | n/a
Thickness | bill.east@us.army.mil | 2012-10-26T09:46:00 | Requirement | Component | Door 1E07 | 45 | mm | n/a | n/a | n/a | Clinic_79-91_Door Schedules | n/a
DoorFrame | bill.east@us.army.mil | 2012-10-26T09:46:00 | Requirement | Component | Door 1E07 | STEEL | n/a | n/a | n/a | n/a | Clinic_79-91_Door Schedules | n/a
WeatherStrpping | bill.east@us.army.mil | 2012-10-26T09:46:00 | Requirement | Component | Door 1E07 | n/a | n/a | n/a | n/a | n/a | Clinic_79-91_Door Schedules | n/a
SoundProof | bill.east@us.army.mil | 2012-10-26T09:46:00 | Requirement | Component | Door 1E07 | n/a | n/a | n/a | n/a | n/a | Clinic_79-91_Door Schedules | n/a
Shielded | bill.east@us.army.mil | 2012-10-26T09:46:00 | Requirement | Component | Door 1E07 | n/a | n/a | n/a | n/a | n/a | Clinic_79-91_Door Schedules | n/a
HardwareSet | bill.east@us.army.mil | 2012-10-26T09:46:00 | Requirement | Component | Door 1E07 | 118 | n/a | n/a | n/a | n/a | Clinic_79-91_Door Schedules | n/a
JambNumber | bill.east@us.army.mil | 2012-10-26T09:46:00 | Requirement | Component | Door 1E07 | J1 | n/a | n/a | n/a | n/a | Clinic_79-91_Door Schedules | n/a
HeadNumber | bill.east@us.army.mil | 2012-10-26T09:46:00 | Requirement | Component | Door 1E07 | H1 | n/a | n/a | n/a | n/a | Clinic_79-91_Door Schedules | n/a
Threshold | bill.east@us.army.mil | 2012-10-26T09:46:00 | Requirement | Component | Door 1E07 | T | n/a | n/a | n/a | n/a | Clinic_79-91_Door Schedules | n/a
PaintColor | bill.east@us.army.mil | 2012-10-26T09:46:00 | Requirement | Component | Door 1E07 | DP3 | n/a | n/a | n/a | n/a | Clinic_79-91_Door Schedules | n/a
Width | bill.east@us.army.mil | 2012-10-26T09:46:00 | Requirement | Component | Door 1E07A | 915 | mm | n/a | n/a | n/a | Clinic_79-91_Door Schedules | n/a
Height | bill.east@us.army.mil | 2012-10-26T09:46:00 | Requirement | Component | Door 1E07A | 2135 | mm | n/a | n/a | n/a | Clinic_79-91_Door Schedules | n/a
Thickness | bill.east@us.army.mil | 2012-10-26T09:46:00 | Requirement | Component | Door 1E07A | 45 | mm | n/a | n/a | n/a | Clinic_79-91_Door Schedules | n/a
DoorFrame | bill.east@us.army.mil | 2012-10-26T09:46:00 | Requirement | Component | Door 1E07A | STEEL | n/a | n/a | n/a | n/a | Clinic_79-91_Door Schedules | n/a
WeatherStrpping | bill.east@us.army.mil | 2012-10-26T09:46:00 | Requirement | Component | Door 1E07A | n/a | n/a | n/a | n/a | n/a | Clinic_79-91_Door Schedules | n/a
SoundProof | bill.east@us.army.mil | 2012-10-26T09:46:00 | Requirement | Component | Door 1E07A | n/a | n/a | n/a | n/a | n/a | Clinic_79-91_Door Schedules | n/a
Shielded | bill.east@us.army.mil | 2012-10-26T09:46:00 | Requirement | Component | Door 1E07A | n/a | n/a | n/a | n/a | n/a | Clinic_79-91_Door Schedules | n/a
HardwareSet | bill.east@us.army.mil | 2012-10-26T09:46:00 | Requirement | Component | Door 1E07A | 118 | n/a | n/a | n/a | n/a | Clinic_79-91_Door Schedules | n/a
JambNumber | bill.east@us.army.mil | 2012-10-26T09:46:00 | Requirement | Component | Door 1E07A | J1 | n/a | n/a | n/a | n/a | Clinic_79-91_Door Schedules | n/a
HeadNumber | bill.east@us.army.mil | 2012-10-26T09:46:00 | Requirement | Component | Door 1E07A | H1 | n/a | n/a | n/a | n/a | Clinic_79-91_Door Schedules | n/a
Threshold | bill.east@us.army.mil | 2012-10-26T09:46:00 | Requirement | Component | Door 1E07A | T | n/a | n/a | n/a | n/a | Clinic_79-91_Door Schedules | n/a
PaintColor | bill.east@us.army.mil | 2012-10-26T09:46:00 | Requirement | Component | Door 1E07A | DP3 | n/a | n/a | n/a | n/a | Clinic_79-91_Door Schedules | n/a
Width | bill.east@us.army.mil | 2012-10-26T09:46:00 | Requirement | Component | Door 1E08 | 915 | mm | n/a | n/a | n/a | Clinic_79-91_Door Schedules | n/a
Height | bill.east@us.army.mil | 2012-10-26T09:46:00 | Requirement | Component | Door 1E08 | 2135 | mm | n/a | n/a | n/a | Clinic_79-91_Door Schedules | n/a
Thickness | bill.east@us.army.mil | 2012-10-26T09:46:00 | Requirement | Component | Door 1E08 | 45 | mm | n/a | n/a | n/a | Clinic_79-91_Door Schedules | n/a
DoorFrame | bill.east@us.army.mil | 2012-10-26T09:46:00 | Requirement | Component | Door 1E08 | STEEL | n/a | n/a | n/a | n/a | Clinic_79-91_Door Schedules | n/a
WeatherStrpping | bill.east@us.army.mil | 2012-10-26T09:46:00 | Requirement | Component | Door 1E08 | n/a | n/a | n/a | n/a | n/a | Clinic_79-91_Door Schedules | n/a
SoundProof | bill.east@us.army.mil | 2012-10-26T09:46:00 | Requirement | Component | Door 1E08 | n/a | n/a | n/a | n/a | n/a | Clinic_79-91_Door Schedules | n/a
Shielded | bill.east@us.army.mil | 2012-10-26T09:46:00 | Requirement | Component | Door 1E08 | n/a | n/a | n/a | n/a | n/a | Clinic_79-91_Door Schedules | n/a
HardwareSet | bill.east@us.army.mil | 2012-10-26T09:46:00 | Requirement | Component | Door 1E08 | 101 | n/a | n/a | n/a | n/a | Clinic_79-91_Door Schedules | n/a
JambNumber | bill.east@us.army.mil | 2012-10-26T09:46:00 | Requirement | Component | Door 1E08 | J1 | n/a | n/a | n/a | n/a | Clinic_79-91_Door Schedules | n/a
HeadNumber | bill.east@us.army.mil | 2012-10-26T09:46:00 | Requirement | Component | Door 1E08 | H1 | n/a | n/a | n/a | n/a | Clinic_79-91_Door Schedules | n/a
Threshold | bill.east@us.army.mil | 2012-10-26T09:46:00 | Requirement | Component | Door 1E08 | T | n/a | n/a | n/a | n/a | Clinic_79-91_Door Schedules | n/a
PaintColor | bill.east@us.army.mil | 2012-10-26T09:46:00 | Requirement | Component | Door 1E08 | DP3 | n/a | n/a | n/a | n/a | Clinic_79-91_Door Schedules | n/a
Width | bill.east@us.army.mil | 2012-10-26T09:46:00 | Requirement | Component | Door 1E09 | 915 | mm | n/a | n/a | n/a | Clinic_79-91_Door Schedules | n/a
Height | bill.east@us.army.mil | 2012-10-26T09:46:00 | Requirement | Component | Door 1E09 | 2135 | mm | n/a | n/a | n/a | Clinic_79-91_Door Schedules | n/a
Thickness | bill.east@us.army.mil | 2012-10-26T09:46:00 | Requirement | Component | Door 1E09 | 45 | mm | n/a | n/a | n/a | Clinic_79-91_Door Schedules | n/a
DoorFrame | bill.east@us.army.mil | 2012-10-26T09:46:00 | Requirement | Component | Door 1E09 | STEEL | n/a | n/a | n/a | n/a | Clinic_79-91_Door Schedules | n/a
WeatherStrpping | bill.east@us.army.mil | 2012-10-26T09:46:00 | Requirement | Component | Door 1E09 | n/a | n/a | n/a | n/a | n/a | Clinic_79-91_Door Schedules | n/a
SoundProof | bill.east@us.army.mil | 2012-10-26T09:46:00 | Requirement | Component | Door 1E09 | n/a | n/a | n/a | n/a | n/a | Clinic_79-91_Door Schedules | n/a
Shielded | bill.east@us.army.mil | 2012-10-26T09:46:00 | Requirement | Component | Door 1E09 | n/a | n/a | n/a | n/a | n/a | Clinic_79-91_Door Schedules | n/a
HardwareSet | bill.east@us.army.mil | 2012-10-26T09:46:00 | Requirement | Component | Door 1E09 | 102 | n/a | n/a | n/a | n/a | Clinic_79-91_Door Schedules | n/a
JambNumber | bill.east@us.army.mil | 2012-10-26T09:46:00 | Requirement | Component | Door 1E09 | J1 | n/a | n/a | n/a | n/a | Clinic_79-91_Door Schedules | n/a
HeadNumber | bill.east@us.army.mil | 2012-10-26T09:46:00 | Requirement | Component | Door 1E09 | H1 | n/a | n/a | n/a | n/a | Clinic_79-91_Door Schedules | n/a
Threshold | bill.east@us.army.mil | 2012-10-26T09:46:00 | Requirement | Component | Door 1E09 | T | n/a | n/a | n/a | n/a | Clinic_79-91_Door Schedules | n/a
PaintColor | bill.east@us.army.mil | 2012-10-26T09:46:00 | Requirement | Component | Door 1E09 | DP3 | n/a | n/a | n/a | n/a | Clinic_79-91_Door Schedules | n/a
Width | bill.east@us.army.mil | 2012-10-26T09:46:00 | Requirement | Component | Door 1E10 | 915 | mm | n/a | n/a | n/a | Clinic_79-91_Door Schedules | n/a
Height | bill.east@us.army.mil | 2012-10-26T09:46:00 | Requirement | Component | Door 1E10 | 2135 | mm | n/a | n/a | n/a | Clinic_79-91_Door Schedules | n/a
Thickness | bill.east@us.army.mil | 2012-10-26T09:46:00 | Requirement | Component | Door 1E10 | 45 | mm | n/a | n/a | n/a | Clinic_79-91_Door Schedules | n/a
DoorFrame | bill.east@us.army.mil | 2012-10-26T09:46:00 | Requirement | Component | Door 1E10 | STEEL | n/a | n/a | n/a | n/a | Clinic_79-91_Door Schedules | n/a
WeatherStrpping | bill.east@us.army.mil | 2012-10-26T09:46:00 | Requirement | Component | Door 1E10 | n/a | n/a | n/a | n/a | n/a | Clinic_79-91_Door Schedules | n/a
SoundProof | bill.east@us.army.mil | 2012-10-26T09:46:00 | Requirement | Component | Door 1E10 | n/a | n/a | n/a | n/a | n/a | Clinic_79-91_Door Schedules | n/a
Shielded | bill.east@us.army.mil | 2012-10-26T09:46:00 | Requirement | Component | Door 1E10 | n/a | n/a | n/a | n/a | n/a | Clinic_79-91_Door Schedules | n/a
HardwareSet | bill.east@us.army.mil | 2012-10-26T09:46:00 | Requirement | Component | Door 1E10 | 102 | n/a | n/a | n/a | n/a | Clinic_79-91_Door Schedules | n/a
JambNumber | bill.east@us.army.mil | 2012-10-26T09:46:00 | Requirement | Component | Door 1E10 | J1 | n/a | n/a | n/a | n/a | Clinic_79-91_Door Schedules | n/a
HeadNumber | bill.east@us.army.mil | 2012-10-26T09:46:00 | Requirement | Component | Door 1E10 | H1 | n/a | n/a | n/a | n/a | Clinic_79-91_Door Schedules | n/a
Threshold | bill.east@us.army.mil | 2012-10-26T09:46:00 | Requirement | Component | Door 1E10 | T | n/a | n/a | n/a | n/a | Clinic_79-91_Door Schedules | n/a
PaintColor | bill.east@us.army.mil | 2012-10-26T09:46:00 | Requirement | Component | Door 1E10 | DP3 | n/a | n/a | n/a | n/a | Clinic_79-91_Door Schedules | n/a
Width | bill.east@us.army.mil | 2012-10-26T09:46:00 | Requirement | Component | Door 1E11 | 915 | mm | n/a | n/a | n/a | Clinic_79-91_Door Schedules | n/a
Height | bill.east@us.army.mil | 2012-10-26T09:46:00 | Requirement | Component | Door 1E11 | 2135 | mm | n/a | n/a | n/a | Clinic_79-91_Door Schedules | n/a
Thickness | bill.east@us.army.mil | 2012-10-26T09:46:00 | Requirement | Component | Door 1E11 | 45 | mm | n/a | n/a | n/a | Clinic_79-91_Door Schedules | n/a
DoorFrame | bill.east@us.army.mil | 2012-10-26T09:46:00 | Requirement | Component | Door 1E11 | STEEL | n/a | n/a | n/a | n/a | Clinic_79-91_Door Schedules | n/a
WeatherStrpping | bill.east@us.army.mil | 2012-10-26T09:46:00 | Requirement | Component | Door 1E11 | n/a | n/a | n/a | n/a | n/a | Clinic_79-91_Door Schedules | n/a
SoundProof | bill.east@us.army.mil | 2012-10-26T09:46:00 | Requirement | Component | Door 1E11 | n/a | n/a | n/a | n/a | n/a | Clinic_79-91_Door Schedules | n/a
Shielded | bill.east@us.army.mil | 2012-10-26T09:46:00 | Requirement | Component | Door 1E11 | n/a | n/a | n/a | n/a | n/a | Clinic_79-91_Door Schedules | n/a
HardwareSet | bill.east@us.army.mil | 2012-10-26T09:46:00 | Requirement | Component | Door 1E11 | 112 | n/a | n/a | n/a | n/a | Clinic_79-91_Door Schedules | n/a
JambNumber | bill.east@us.army.mil | 2012-10-26T09:46:00 | Requirement | Component | Door 1E11 | J1 | n/a | n/a | n/a | n/a | Clinic_79-91_Door Schedules | n/a
HeadNumber | bill.east@us.army.mil | 2012-10-26T09:46:00 | Requirement | Component | Door 1E11 | H1 | n/a | n/a | n/a | n/a | Clinic_79-91_Door Schedules | n/a
Threshold | bill.east@us.army.mil | 2012-10-26T09:46:00 | Requirement | Component | Door 1E11 | T | n/a | n/a | n/a | n/a | Clinic_79-91_Door Schedules | n/a
PaintColor | bill.east@us.army.mil | 2012-10-26T09:46:00 | Requirement | Component | Door 1E11 | DP3 | n/a | n/a | n/a | n/a | Clinic_79-91_Door Schedules | n/a
Width | bill.east@us.army.mil | 2012-10-26T09:46:00 | Requirement | Component | Door 1E12 | 915 | mm | n/a | n/a | n/a | Clinic_79-91_Door Schedules | n/a
Height | bill.east@us.army.mil | 2012-10-26T09:46:00 | Requirement | Component | Door 1E12 | 2135 | mm | n/a | n/a | n/a | Clinic_79-91_Door Schedules | n/a
Thickness | bill.east@us.army.mil | 2012-10-26T09:46:00 | Requirement | Component | Door 1E12 | 45 | mm | n/a | n/a | n/a | Clinic_79-91_Door Schedules | n/a
DoorFrame | bill.east@us.army.mil | 2012-10-26T09:46:00 | Requirement | Component | Door 1E12 | STEEL | n/a | n/a | n/a | n/a | Clinic_79-91_Door Schedules | n/a
WeatherStrpping | bill.east@us.army.mil | 2012-10-26T09:46:00 | Requirement | Component | Door 1E12 | n/a | n/a | n/a | n/a | n/a | Clinic_79-91_Door Schedules | n/a
SoundProof | bill.east@us.army.mil | 2012-10-26T09:46:00 | Requirement | Component | Door 1E12 | n/a | n/a | n/a | n/a | n/a | Clinic_79-91_Door Schedules | n/a
Shielded | bill.east@us.army.mil | 2012-10-26T09:46:00 | Requirement | Component | Door 1E12 | n/a | n/a | n/a | n/a | n/a | Clinic_79-91_Door Schedules | n/a
HardwareSet | bill.east@us.army.mil | 2012-10-26T09:46:00 | Requirement | Component | Door 1E12 | 102 | n/a | n/a | n/a | n/a | Clinic_79-91_Door Schedules | n/a
JambNumber | bill.east@us.army.mil | 2012-10-26T09:46:00 | Requirement | Component | Door 1E12 | J1 | n/a | n/a | n/a | n/a | Clinic_79-91_Door Schedules | n/a
HeadNumber | bill.east@us.army.mil | 2012-10-26T09:46:00 | Requirement | Component | Door 1E12 | H1 | n/a | n/a | n/a | n/a | Clinic_79-91_Door Schedules | n/a
Threshold | bill.east@us.army.mil | 2012-10-26T09:46:00 | Requirement | Component | Door 1E12 | T | n/a | n/a | n/a | n/a | Clinic_79-91_Door Schedules | n/a
PaintColor | bill.east@us.army.mil | 2012-10-26T09:46:00 | Requirement | Component | Door 1E12 | DP3 | n/a | n/a | n/a | n/a | Clinic_79-91_Door Schedules | n/a
Width | bill.east@us.army.mil | 2012-10-26T09:46:00 | Requirement | Component | Door 1E14 | 915 | mm | n/a | n/a | n/a | Clinic_79-91_Door Schedules | n/a
Height | bill.east@us.army.mil | 2012-10-26T09:46:00 | Requirement | Component | Door 1E14 | 2135 | mm | n/a | n/a | n/a | Clinic_79-91_Door Schedules | n/a
Thickness | bill.east@us.army.mil | 2012-10-26T09:46:00 | Requirement | Component | Door 1E14 | 45 | mm | n/a | n/a | n/a | Clinic_79-91_Door Schedules | n/a
DoorFrame | bill.east@us.army.mil | 2012-10-26T09:46:00 | Requirement | Component | Door 1E14 | STEEL | n/a | n/a | n/a | n/a | Clinic_79-91_Door Schedules | n/a
WeatherStrpping | bill.east@us.army.mil | 2012-10-26T09:46:00 | Requirement | Component | Door 1E14 | n/a | n/a | n/a | n/a | n/a | Clinic_79-91_Door Schedules | n/a
SoundProof | bill.east@us.army.mil | 2012-10-26T09:46:00 | Requirement | Component | Door 1E14 | n/a | n/a | n/a | n/a | n/a | Clinic_79-91_Door Schedules | n/a
Shielded | bill.east@us.army.mil | 2012-10-26T09:46:00 | Requirement | Component | Door 1E14 | n/a | n/a | n/a | n/a | n/a | Clinic_79-91_Door Schedules | n/a
HardwareSet | bill.east@us.army.mil | 2012-10-26T09:46:00 | Requirement | Component | Door 1E14 | 112 | n/a | n/a | n/a | n/a | Clinic_79-91_Door Schedules | n/a
JambNumber | bill.east@us.army.mil | 2012-10-26T09:46:00 | Requirement | Component | Door 1E14 | J1 | n/a | n/a | n/a | n/a | Clinic_79-91_Door Schedules | n/a
HeadNumber | bill.east@us.army.mil | 2012-10-26T09:46:00 | Requirement | Component | Door 1E14 | H1 | n/a | n/a | n/a | n/a | Clinic_79-91_Door Schedules | n/a
Threshold | bill.east@us.army.mil | 2012-10-26T09:46:00 | Requirement | Component | Door 1E14 | IT | n/a | n/a | n/a | n/a | Clinic_79-91_Door Schedules | n/a
PaintColor | bill.east@us.army.mil | 2012-10-26T09:46:00 | Requirement | Component | Door 1E14 | DP3 | n/a | n/a | n/a | n/a | Clinic_79-91_Door Schedules | n/a
Width | bill.east@us.army.mil | 2012-10-26T09:46:00 | Requirement | Component | Door 1E15 | 915 | mm | n/a | n/a | n/a | Clinic_79-91_Door Schedules | n/a
Height | bill.east@us.army.mil | 2012-10-26T09:46:00 | Requirement | Component | Door 1E15 | 2135 | mm | n/a | n/a | n/a | Clinic_79-91_Door Schedules | n/a
Thickness | bill.east@us.army.mil | 2012-10-26T09:46:00 | Requirement | Component | Door 1E15 | 45 | mm | n/a | n/a | n/a | Clinic_79-91_Door Schedules | n/a
DoorFrame | bill.east@us.army.mil | 2012-10-26T09:46:00 | Requirement | Component | Door 1E15 | STEEL | n/a | n/a | n/a | n/a | Clinic_79-91_Door Schedules | n/a
WeatherStrpping | bill.east@us.army.mil | 2012-10-26T09:46:00 | Requirement | Component | Door 1E15 | n/a | n/a | n/a | n/a | n/a | Clinic_79-91_Door Schedules | n/a
SoundProof | bill.east@us.army.mil | 2012-10-26T09:46:00 | Requirement | Component | Door 1E15 | n/a | n/a | n/a | n/a | n/a | Clinic_79-91_Door Schedules | n/a
Shielded | bill.east@us.army.mil | 2012-10-26T09:46:00 | Requirement | Component | Door 1E15 | n/a | n/a | n/a | n/a | n/a | Clinic_79-91_Door Schedules | n/a
HardwareSet | bill.east@us.army.mil | 2012-10-26T09:46:00 | Requirement | Component | Door 1E15 | 3 | n/a | n/a | n/a | n/a | Clinic_79-91_Door Schedules | n/a
JambNumber | bill.east@us.army.mil | 2012-10-26T09:46:00 | Requirement | Component | Door 1E15 | J1 | n/a | n/a | n/a | n/a | Clinic_79-91_Door Schedules | n/a
HeadNumber | bill.east@us.army.mil | 2012-10-26T09:46:00 | Requirement | Component | Door 1E15 | H4 | n/a | n/a | n/a | n/a | Clinic_79-91_Door Schedules | n/a
Threshold | bill.east@us.army.mil | 2012-10-26T09:46:00 | Requirement | Component | Door 1E15 | EXT | n/a | n/a | n/a | n/a | Clinic_79-91_Door Schedules | n/a
PaintColor | bill.east@us.army.mil | 2012-10-26T09:46:00 | Requirement | Component | Door 1E15 | To Match | n/a | n/a | n/a | n/a | Clinic_79-91_Door Schedules | n/a
Width | bill.east@us.army.mil | 2012-10-26T09:46:00 | Requirement | Component | Door 1E15A | 915 | mm | n/a | n/a | n/a | Clinic_79-91_Door Schedules | n/a
Height | bill.east@us.army.mil | 2012-10-26T09:46:00 | Requirement | Component | Door 1E15A | 2135 | mm | n/a | n/a | n/a | Clinic_79-91_Door Schedules | n/a
Thickness | bill.east@us.army.mil | 2012-10-26T09:46:00 | Requirement | Component | Door 1E15A | 45 | mm | n/a | n/a | n/a | Clinic_79-91_Door Schedules | n/a
DoorFrame | bill.east@us.army.mil | 2012-10-26T09:46:00 | Requirement | Component | Door 1E15A | STEEL | n/a | n/a | n/a | n/a | Clinic_79-91_Door Schedules | n/a
WeatherStrpping | bill.east@us.army.mil | 2012-10-26T09:46:00 | Requirement | Component | Door 1E15A | n/a | n/a | n/a | n/a | n/a | Clinic_79-91_Door Schedules | n/a
SoundProof | bill.east@us.army.mil | 2012-10-26T09:46:00 | Requirement | Component | Door 1E15A | n/a | n/a | n/a | n/a | n/a | Clinic_79-91_Door Schedules | n/a
Shielded | bill.east@us.army.mil | 2012-10-26T09:46:00 | Requirement | Component | Door 1E15A | n/a | n/a | n/a | n/a | n/a | Clinic_79-91_Door Schedules | n/a
HardwareSet | bill.east@us.army.mil | 2012-10-26T09:46:00 | Requirement | Component | Door 1E15A | 3 | n/a | n/a | n/a | n/a | Clinic_79-91_Door Schedules | n/a
JambNumber | bill.east@us.army.mil | 2012-10-26T09:46:00 | Requirement | Component | Door 1E15A | J1 | n/a | n/a | n/a | n/a | Clinic_79-91_Door Schedules | n/a
HeadNumber | bill.east@us.army.mil | 2012-10-26T09:46:00 | Requirement | Component | Door 1E15A | H1 | n/a | n/a | n/a | n/a | Clinic_79-91_Door Schedules | n/a
Threshold | bill.east@us.army.mil | 2012-10-26T09:46:00 | Requirement | Component | Door 1E15A | IT | n/a | n/a | n/a | n/a | Clinic_79-91_Door Schedules | n/a
PaintColor | bill.east@us.army.mil | 2012-10-26T09:46:00 | Requirement | Component | Door 1E15A | DP3 | n/a | n/a | n/a | n/a | Clinic_79-91_Door Schedules | n/a
Width | bill.east@us.army.mil | 2012-10-26T09:46:00 | Requirement | Component | Door 1E16 | 915 | mm | n/a | n/a | n/a | Clinic_79-91_Door Schedules | n/a
Height | bill.east@us.army.mil | 2012-10-26T09:46:00 | Requirement | Component | Door 1E16 | 2135 | mm | n/a | n/a | n/a | Clinic_79-91_Door Schedules | n/a
Thickness | bill.east@us.army.mil | 2012-10-26T09:46:00 | Requirement | Component | Door 1E16 | 45 | mm | n/a | n/a | n/a | Clinic_79-91_Door Schedules | n/a
DoorFrame | bill.east@us.army.mil | 2012-10-26T09:46:00 | Requirement | Component | Door 1E16 | STEEL | n/a | n/a | n/a | n/a | Clinic_79-91_Door Schedules | n/a
WeatherStrpping | bill.east@us.army.mil | 2012-10-26T09:46:00 | Requirement | Component | Door 1E16 | n/a | n/a | n/a | n/a | n/a | Clinic_79-91_Door Schedules | n/a
SoundProof | bill.east@us.army.mil | 2012-10-26T09:46:00 | Requirement | Component | Door 1E16 | n/a | n/a | n/a | n/a | n/a | Clinic_79-91_Door Schedules | n/a
Shielded | bill.east@us.army.mil | 2012-10-26T09:46:00 | Requirement | Component | Door 1E16 | n/a | n/a | n/a | n/a | n/a | Clinic_79-91_Door Schedules | n/a
HardwareSet | bill.east@us.army.mil | 2012-10-26T09:46:00 | Requirement | Component | Door 1E16 | 106 | n/a | n/a | n/a | n/a | Clinic_79-91_Door Schedules | n/a
JambNumber | bill.east@us.army.mil | 2012-10-26T09:46:00 | Requirement | Component | Door 1E16 | H10 | n/a | n/a | n/a | n/a | Clinic_79-91_Door Schedules | n/a
HeadNumber | bill.east@us.army.mil | 2012-10-26T09:46:00 | Requirement | Component | Door 1E16 | H4 | n/a | n/a | n/a | n/a | Clinic_79-91_Door Schedules | n/a
Threshold | bill.east@us.army.mil | 2012-10-26T09:46:00 | Requirement | Component | Door 1E16 | EXT | n/a | n/a | n/a | n/a | Clinic_79-91_Door Schedules | n/a
PaintColor | bill.east@us.army.mil | 2012-10-26T09:46:00 | Requirement | Component | Door 1E16 | To Match | n/a | n/a | n/a | n/a | Clinic_79-91_Door Schedules | n/a
Width | bill.east@us.army.mil | 2012-10-26T09:46:00 | Requirement | Component | Door 1E17 | 915 | mm | n/a | n/a | n/a | Clinic_79-91_Door Schedules | n/a
Height | bill.east@us.army.mil | 2012-10-26T09:46:00 | Requirement | Component | Door 1E17 | 2135 | mm | n/a | n/a | n/a | Clinic_79-91_Door Schedules | n/a
Thickness | bill.east@us.army.mil | 2012-10-26T09:46:00 | Requirement | Component | Door 1E17 | 45 | mm | n/a | n/a | n/a | Clinic_79-91_Door Schedules | n/a
DoorFrame | bill.east@us.army.mil | 2012-10-26T09:46:00 | Requirement | Component | Door 1E17 | STEEL | n/a | n/a | n/a | n/a | Clinic_79-91_Door Schedules | n/a
WeatherStrpping | bill.east@us.army.mil | 2012-10-26T09:46:00 | Requirement | Component | Door 1E17 | n/a | n/a | n/a | n/a | n/a | Clinic_79-91_Door Schedules | n/a
SoundProof | bill.east@us.army.mil | 2012-10-26T09:46:00 | Requirement | Component | Door 1E17 | n/a | n/a | n/a | n/a | n/a | Clinic_79-91_Door Schedules | n/a
Shielded | bill.east@us.army.mil | 2012-10-26T09:46:00 | Requirement | Component | Door 1E17 | n/a | n/a | n/a | n/a | n/a | Clinic_79-91_Door Schedules | n/a
HardwareSet | bill.east@us.army.mil | 2012-10-26T09:46:00 | Requirement | Component | Door 1E17 | 4 | n/a | n/a | n/a | n/a | Clinic_79-91_Door Schedules | n/a
JambNumber | bill.east@us.army.mil | 2012-10-26T09:46:00 | Requirement | Component | Door 1E17 | J4 | n/a | n/a | n/a | n/a | Clinic_79-91_Door Schedules | n/a
HeadNumber | bill.east@us.army.mil | 2012-10-26T09:46:00 | Requirement | Component | Door 1E17 | H4 | n/a | n/a | n/a | n/a | Clinic_79-91_Door Schedules | n/a
Threshold | bill.east@us.army.mil | 2012-10-26T09:46:00 | Requirement | Component | Door 1E17 | EXT | n/a | n/a | n/a | n/a | Clinic_79-91_Door Schedules | n/a
PaintColor | bill.east@us.army.mil | 2012-10-26T09:46:00 | Requirement | Component | Door 1E17 | To Match | n/a | n/a | n/a | n/a | Clinic_79-91_Door Schedules | n/a
Width | bill.east@us.army.mil | 2012-10-26T09:46:00 | Requirement | Component | Door 1E18 | 915 | mm | n/a | n/a | n/a | Clinic_79-91_Door Schedules | n/a
Height | bill.east@us.army.mil | 2012-10-26T09:46:00 | Requirement | Component | Door 1E18 | 2135 | mm | n/a | n/a | n/a | Clinic_79-91_Door Schedules | n/a
Thickness | bill.east@us.army.mil | 2012-10-26T09:46:00 | Requirement | Component | Door 1E18 | 45 | mm | n/a | n/a | n/a | Clinic_79-91_Door Schedules | n/a
DoorFrame | bill.east@us.army.mil | 2012-10-26T09:46:00 | Requirement | Component | Door 1E18 | STEEL | n/a | n/a | n/a | n/a | Clinic_79-91_Door Schedules | n/a
WeatherStrpping | bill.east@us.army.mil | 2012-10-26T09:46:00 | Requirement | Component | Door 1E18 | n/a | n/a | n/a | n/a | n/a | Clinic_79-91_Door Schedules | n/a
SoundProof | bill.east@us.army.mil | 2012-10-26T09:46:00 | Requirement | Component | Door 1E18 | n/a | n/a | n/a | n/a | n/a | Clinic_79-91_Door Schedules | n/a
Shielded | bill.east@us.army.mil | 2012-10-26T09:46:00 | Requirement | Component | Door 1E18 | n/a | n/a | n/a | n/a | n/a | Clinic_79-91_Door Schedules | n/a
HardwareSet | bill.east@us.army.mil | 2012-10-26T09:46:00 | Requirement | Component | Door 1E18 | 114 | n/a | n/a | n/a | n/a | Clinic_79-91_Door Schedules | n/a
JambNumber | bill.east@us.army.mil | 2012-10-26T09:46:00 | Requirement | Component | Door 1E18 | J1 | n/a | n/a | n/a | n/a | Clinic_79-91_Door Schedules | n/a
HeadNumber | bill.east@us.army.mil | 2012-10-26T09:46:00 | Requirement | Component | Door 1E18 | H1 | n/a | n/a | n/a | n/a | Clinic_79-91_Door Schedules | n/a
Threshold | bill.east@us.army.mil | 2012-10-26T09:46:00 | Requirement | Component | Door 1E18 | IT | n/a | n/a | n/a | n/a | Clinic_79-91_Door Schedules | n/a
PaintColor | bill.east@us.army.mil | 2012-10-26T09:46:00 | Requirement | Component | Door 1E18 | DP3 | n/a | n/a | n/a | n/a | Clinic_79-91_Door Schedules | n/a
Width | bill.east@us.army.mil | 2012-10-26T09:46:00 | Requirement | Component | Door 1E19 | 915 | mm | n/a | n/a | n/a | Clinic_79-91_Door Schedules | n/a
Height | bill.east@us.army.mil | 2012-10-26T09:46:00 | Requirement | Component | Door 1E19 | 2135 | mm | n/a | n/a | n/a | Clinic_79-91_Door Schedules | n/a
Thickness | bill.east@us.army.mil | 2012-10-26T09:46:00 | Requirement | Component | Door 1E19 | 45 | mm | n/a | n/a | n/a | Clinic_79-91_Door Schedules | n/a
DoorFrame | bill.east@us.army.mil | 2012-10-26T09:46:00 | Requirement | Component | Door 1E19 | STEEL | n/a | n/a | n/a | n/a | Clinic_79-91_Door Schedules | n/a
WeatherStrpping | bill.east@us.army.mil | 2012-10-26T09:46:00 | Requirement | Component | Door 1E19 | n/a | n/a | n/a | n/a | n/a | Clinic_79-91_Door Schedules | n/a
SoundProof | bill.east@us.army.mil | 2012-10-26T09:46:00 | Requirement | Component | Door 1E19 | n/a | n/a | n/a | n/a | n/a | Clinic_79-91_Door Schedules | n/a
Shielded | bill.east@us.army.mil | 2012-10-26T09:46:00 | Requirement | Component | Door 1E19 | n/a | n/a | n/a | n/a | n/a | Clinic_79-91_Door Schedules | n/a
HardwareSet | bill.east@us.army.mil | 2012-10-26T09:46:00 | Requirement | Component | Door 1E19 | 125 | n/a | n/a | n/a | n/a | Clinic_79-91_Door Schedules | n/a
JambNumber | bill.east@us.army.mil | 2012-10-26T09:46:00 | Requirement | Component | Door 1E19 | J1 | n/a | n/a | n/a | n/a | Clinic_79-91_Door Schedules | n/a
HeadNumber | bill.east@us.army.mil | 2012-10-26T09:46:00 | Requirement | Component | Door 1E19 | H1 | n/a | n/a | n/a | n/a | Clinic_79-91_Door Schedules | n/a
Threshold | bill.east@us.army.mil | 2012-10-26T09:46:00 | Requirement | Component | Door 1E19 | IT | n/a | n/a | n/a | n/a | Clinic_79-91_Door Schedules | n/a
PaintColor | bill.east@us.army.mil | 2012-10-26T09:46:00 | Requirement | Component | Door 1E19 | DP3 | n/a | n/a | n/a | n/a | Clinic_79-91_Door Schedules | n/a
Width | bill.east@us.army.mil | 2012-10-26T09:46:00 | Requirement | Component | Door 1E20 | 915 | mm | n/a | n/a | n/a | Clinic_79-91_Door Schedules | n/a
Height | bill.east@us.army.mil | 2012-10-26T09:46:00 | Requirement | Component | Door 1E20 | 2135 | mm | n/a | n/a | n/a | Clinic_79-91_Door Schedules | n/a
Thickness | bill.east@us.army.mil | 2012-10-26T09:46:00 | Requirement | Component | Door 1E20 | 45 | mm | n/a | n/a | n/a | Clinic_79-91_Door Schedules | n/a
DoorFrame | bill.east@us.army.mil | 2012-10-26T09:46:00 | Requirement | Component | Door 1E20 | STEEL | n/a | n/a | n/a | n/a | Clinic_79-91_Door Schedules | n/a
WeatherStrpping | bill.east@us.army.mil | 2012-10-26T09:46:00 | Requirement | Component | Door 1E20 | n/a | n/a | n/a | n/a | n/a | Clinic_79-91_Door Schedules | n/a
SoundProof | bill.east@us.army.mil | 2012-10-26T09:46:00 | Requirement | Component | Door 1E20 | n/a | n/a | n/a | n/a | n/a | Clinic_79-91_Door Schedules | n/a
Shielded | bill.east@us.army.mil | 2012-10-26T09:46:00 | Requirement | Component | Door 1E20 | n/a | n/a | n/a | n/a | n/a | Clinic_79-91_Door Schedules | n/a
HardwareSet | bill.east@us.army.mil | 2012-10-26T09:46:00 | Requirement | Component | Door 1E20 | 5 | n/a | n/a | n/a | n/a | Clinic_79-91_Door Schedules | n/a
JambNumber | bill.east@us.army.mil | 2012-10-26T09:46:00 | Requirement | Component | Door 1E20 | J4 | n/a | n/a | n/a | n/a | Clinic_79-91_Door Schedules | n/a
HeadNumber | bill.east@us.army.mil | 2012-10-26T09:46:00 | Requirement | Component | Door 1E20 | H4 | n/a | n/a | n/a | n/a | Clinic_79-91_Door Schedules | n/a
Threshold | bill.east@us.army.mil | 2012-10-26T09:46:00 | Requirement | Component | Door 1E20 | EXT | n/a | n/a | n/a | n/a | Clinic_79-91_Door Schedules | n/a
PaintColor | bill.east@us.army.mil | 2012-10-26T09:46:00 | Requirement | Component | Door 1E20 | To Match | n/a | n/a | n/a | n/a | Clinic_79-91_Door Schedules | n/a
Width | bill.east@us.army.mil | 2012-10-26T09:46:00 | Requirement | Component | Door 1E21 | 915 | mm | n/a | n/a | n/a | Clinic_79-91_Door Schedules | n/a
Height | bill.east@us.army.mil | 2012-10-26T09:46:00 | Requirement | Component | Door 1E21 | 2135 | mm | n/a | n/a | n/a | Clinic_79-91_Door Schedules | n/a
Thickness | bill.east@us.army.mil | 2012-10-26T09:46:00 | Requirement | Component | Door 1E21 | 45 | mm | n/a | n/a | n/a | Clinic_79-91_Door Schedules | n/a
DoorFrame | bill.east@us.army.mil | 2012-10-26T09:46:00 | Requirement | Component | Door 1E21 | STEEL | n/a | n/a | n/a | n/a | Clinic_79-91_Door Schedules | n/a
WeatherStrpping | bill.east@us.army.mil | 2012-10-26T09:46:00 | Requirement | Component | Door 1E21 | n/a | n/a | n/a | n/a | n/a | Clinic_79-91_Door Schedules | n/a
SoundProof | bill.east@us.army.mil | 2012-10-26T09:46:00 | Requirement | Component | Door 1E21 | n/a | n/a | n/a | n/a | n/a | Clinic_79-91_Door Schedules | n/a
Shielded | bill.east@us.army.mil | 2012-10-26T09:46:00 | Requirement | Component | Door 1E21 | n/a | n/a | n/a | n/a | n/a | Clinic_79-91_Door Schedules | n/a
HardwareSet | bill.east@us.army.mil | 2012-10-26T09:46:00 | Requirement | Component | Door 1E21 | 4 | n/a | n/a | n/a | n/a | Clinic_79-91_Door Schedules | n/a
JambNumber | bill.east@us.army.mil | 2012-10-26T09:46:00 | Requirement | Component | Door 1E21 | J4 | n/a | n/a | n/a | n/a | Clinic_79-91_Door Schedules | n/a
HeadNumber | bill.east@us.army.mil | 2012-10-26T09:46:00 | Requirement | Component | Door 1E21 | H4 | n/a | n/a | n/a | n/a | Clinic_79-91_Door Schedules | n/a
Threshold | bill.east@us.army.mil | 2012-10-26T09:46:00 | Requirement | Component | Door 1E21 | EXT | n/a | n/a | n/a | n/a | Clinic_79-91_Door Schedules | n/a
PaintColor | bill.east@us.army.mil | 2012-10-26T09:46:00 | Requirement | Component | Door 1E21 | To Match | n/a | n/a | n/a | n/a | Clinic_79-91_Door Schedules | n/a
Width | bill.east@us.army.mil | 2012-10-26T09:46:00 | Requirement | Component | Door 1E22 | 915 | mm | n/a | n/a | n/a | Clinic_79-91_Door Schedules | n/a
Height | bill.east@us.army.mil | 2012-10-26T09:46:00 | Requirement | Component | Door 1E22 | 2135 | mm | n/a | n/a | n/a | Clinic_79-91_Door Schedules | n/a
Thickness | bill.east@us.army.mil | 2012-10-26T09:46:00 | Requirement | Component | Door 1E22 | 45 | mm | n/a | n/a | n/a | Clinic_79-91_Door Schedules | n/a
DoorFrame | bill.east@us.army.mil | 2012-10-26T09:46:00 | Requirement | Component | Door 1E22 | STEEL | n/a | n/a | n/a | n/a | Clinic_79-91_Door Schedules | n/a
WeatherStrpping | bill.east@us.army.mil | 2012-10-26T09:46:00 | Requirement | Component | Door 1E22 | n/a | n/a | n/a | n/a | n/a | Clinic_79-91_Door Schedules | n/a
SoundProof | bill.east@us.army.mil | 2012-10-26T09:46:00 | Requirement | Component | Door 1E22 | n/a | n/a | n/a | n/a | n/a | Clinic_79-91_Door Schedules | n/a
Shielded | bill.east@us.army.mil | 2012-10-26T09:46:00 | Requirement | Component | Door 1E22 | n/a | n/a | n/a | n/a | n/a | Clinic_79-91_Door Schedules | n/a
HardwareSet | bill.east@us.army.mil | 2012-10-26T09:46:00 | Requirement | Component | Door 1E22 | 1112 | n/a | n/a | n/a | n/a | Clinic_79-91_Door Schedules | n/a
JambNumber | bill.east@us.army.mil | 2012-10-26T09:46:00 | Requirement | Component | Door 1E22 | J1 | n/a | n/a | n/a | n/a | Clinic_79-91_Door Schedules | n/a
HeadNumber | bill.east@us.army.mil | 2012-10-26T09:46:00 | Requirement | Component | Door 1E22 | H1 | n/a | n/a | n/a | n/a | Clinic_79-91_Door Schedules | n/a
Threshold | bill.east@us.army.mil | 2012-10-26T09:46:00 | Requirement | Component | Door 1E22 | IT | n/a | n/a | n/a | n/a | Clinic_79-91_Door Schedules | n/a
PaintColor | bill.east@us.army.mil | 2012-10-26T09:46:00 | Requirement | Component | Door 1E22 | DP3 | n/a | n/a | n/a | n/a | Clinic_79-91_Door Schedules | n/a
Width | bill.east@us.army.mil | 2012-10-26T09:46:00 | Requirement | Component | Door 1E23 | 915 | mm | n/a | n/a | n/a | Clinic_79-91_Door Schedules | n/a
Height | bill.east@us.army.mil | 2012-10-26T09:46:00 | Requirement | Component | Door 1E23 | 2135 | mm | n/a | n/a | n/a | Clinic_79-91_Door Schedules | n/a
Thickness | bill.east@us.army.mil | 2012-10-26T09:46:00 | Requirement | Component | Door 1E23 | 45 | mm | n/a | n/a | n/a | Clinic_79-91_Door Schedules | n/a
DoorFrame | bill.east@us.army.mil | 2012-10-26T09:46:00 | Requirement | Component | Door 1E23 | STEEL | n/a | n/a | n/a | n/a | Clinic_79-91_Door Schedules | n/a
WeatherStrpping | bill.east@us.army.mil | 2012-10-26T09:46:00 | Requirement | Component | Door 1E23 | Yes | n/a | n/a | n/a | n/a | Clinic_79-91_Door Schedules | n/a
SoundProof | bill.east@us.army.mil | 2012-10-26T09:46:00 | Requirement | Component | Door 1E23 | n/a | n/a | n/a | n/a | n/a | Clinic_79-91_Door Schedules | n/a
Shielded | bill.east@us.army.mil | 2012-10-26T09:46:00 | Requirement | Component | Door 1E23 | n/a | n/a | n/a | n/a | n/a | Clinic_79-91_Door Schedules | n/a
HardwareSet | bill.east@us.army.mil | 2012-10-26T09:46:00 | Requirement | Component | Door 1E23 | 132 | n/a | n/a | n/a | n/a | Clinic_79-91_Door Schedules | n/a
JambNumber | bill.east@us.army.mil | 2012-10-26T09:46:00 | Requirement | Component | Door 1E23 | J1 | n/a | n/a | n/a | n/a | Clinic_79-91_Door Schedules | n/a
HeadNumber | bill.east@us.army.mil | 2012-10-26T09:46:00 | Requirement | Component | Door 1E23 | H1 | n/a | n/a | n/a | n/a | Clinic_79-91_Door Schedules | n/a
Threshold | bill.east@us.army.mil | 2012-10-26T09:46:00 | Requirement | Component | Door 1E23 | IT | n/a | n/a | n/a | n/a | Clinic_79-91_Door Schedules | n/a
PaintColor | bill.east@us.army.mil | 2012-10-26T09:46:00 | Requirement | Component | Door 1E23 | DP3 | n/a | n/a | n/a | n/a | Clinic_79-91_Door Schedules | n/a
Width | bill.east@us.army.mil | 2012-10-26T09:46:00 | Requirement | Component | Door 1E24 | 915 | mm | n/a | n/a | n/a | Clinic_79-91_Door Schedules | n/a
Height | bill.east@us.army.mil | 2012-10-26T09:46:00 | Requirement | Component | Door 1E24 | 2135 | mm | n/a | n/a | n/a | Clinic_79-91_Door Schedules | n/a
Thickness | bill.east@us.army.mil | 2012-10-26T09:46:00 | Requirement | Component | Door 1E24 | 45 | mm | n/a | n/a | n/a | Clinic_79-91_Door Schedules | n/a
DoorFrame | bill.east@us.army.mil | 2012-10-26T09:46:00 | Requirement | Component | Door 1E24 | STEEL | n/a | n/a | n/a | n/a | Clinic_79-91_Door Schedules | n/a
WeatherStrpping | bill.east@us.army.mil | 2012-10-26T09:46:00 | Requirement | Component | Door 1E24 | n/a | n/a | n/a | n/a | n/a | Clinic_79-91_Door Schedules | n/a
SoundProof | bill.east@us.army.mil | 2012-10-26T09:46:00 | Requirement | Component | Door 1E24 | n/a | n/a | n/a | n/a | n/a | Clinic_79-91_Door Schedules | n/a
Shielded | bill.east@us.army.mil | 2012-10-26T09:46:00 | Requirement | Component | Door 1E24 | n/a | n/a | n/a | n/a | n/a | Clinic_79-91_Door Schedules | n/a
HardwareSet | bill.east@us.army.mil | 2012-10-26T09:46:00 | Requirement | Component | Door 1E24 | 6 | n/a | n/a | n/a | n/a | Clinic_79-91_Door Schedules | n/a
JambNumber | bill.east@us.army.mil | 2012-10-26T09:46:00 | Requirement | Component | Door 1E24 | J4 | n/a | n/a | n/a | n/a | Clinic_79-91_Door Schedules | n/a
HeadNumber | bill.east@us.army.mil | 2012-10-26T09:46:00 | Requirement | Component | Door 1E24 | H4 | n/a | n/a | n/a | n/a | Clinic_79-91_Door Schedules | n/a
Threshold | bill.east@us.army.mil | 2012-10-26T09:46:00 | Requirement | Component | Door 1E24 | EXT | n/a | n/a | n/a | n/a | Clinic_79-91_Door Schedules | n/a
PaintColor | bill.east@us.army.mil | 2012-10-26T09:46:00 | Requirement | Component | Door 1E24 | To Match | n/a | n/a | n/a | n/a | Clinic_79-91_Door Schedules | n/a
Width | bill.east@us.army.mil | 2012-10-26T09:46:00 | Requirement | Component | Door 1E24A | 915 | mm | n/a | n/a | n/a | Clinic_79-91_Door Schedules | n/a
Height | bill.east@us.army.mil | 2012-10-26T09:46:00 | Requirement | Component | Door 1E24A | 2135 | mm | n/a | n/a | n/a | Clinic_79-91_Door Schedules | n/a
Thickness | bill.east@us.army.mil | 2012-10-26T09:46:00 | Requirement | Component | Door 1E24A | 45 | mm | n/a | n/a | n/a | Clinic_79-91_Door Schedules | n/a
DoorFrame | bill.east@us.army.mil | 2012-10-26T09:46:00 | Requirement | Component | Door 1E24A | STEEL | n/a | n/a | n/a | n/a | Clinic_79-91_Door Schedules | n/a
WeatherStrpping | bill.east@us.army.mil | 2012-10-26T09:46:00 | Requirement | Component | Door 1E24A | n/a | n/a | n/a | n/a | n/a | Clinic_79-91_Door Schedules | n/a
SoundProof | bill.east@us.army.mil | 2012-10-26T09:46:00 | Requirement | Component | Door 1E24A | n/a | n/a | n/a | n/a | n/a | Clinic_79-91_Door Schedules | n/a
Shielded | bill.east@us.army.mil | 2012-10-26T09:46:00 | Requirement | Component | Door 1E24A | n/a | n/a | n/a | n/a | n/a | Clinic_79-91_Door Schedules | n/a
HardwareSet | bill.east@us.army.mil | 2012-10-26T09:46:00 | Requirement | Component | Door 1E24A | 128 | n/a | n/a | n/a | n/a | Clinic_79-91_Door Schedules | n/a
JambNumber | bill.east@us.army.mil | 2012-10-26T09:46:00 | Requirement | Component | Door 1E24A | J1 | n/a | n/a | n/a | n/a | Clinic_79-91_Door Schedules | n/a
HeadNumber | bill.east@us.army.mil | 2012-10-26T09:46:00 | Requirement | Component | Door 1E24A | H1 | n/a | n/a | n/a | n/a | Clinic_79-91_Door Schedules | n/a
Threshold | bill.east@us.army.mil | 2012-10-26T09:46:00 | Requirement | Component | Door 1E24A | IT | n/a | n/a | n/a | n/a | Clinic_79-91_Door Schedules | n/a
PaintColor | bill.east@us.army.mil | 2012-10-26T09:46:00 | Requirement | Component | Door 1E24A | DP3 | n/a | n/a | n/a | n/a | Clinic_79-91_Door Schedules | n/a
Width | bill.east@us.army.mil | 2012-10-26T09:46:00 | Requirement | Component | Door 1E25 | 915 | mm | n/a | n/a | n/a | Clinic_79-91_Door Schedules | n/a
Height | bill.east@us.army.mil | 2012-10-26T09:46:00 | Requirement | Component | Door 1E25 | 2135 | mm | n/a | n/a | n/a | Clinic_79-91_Door Schedules | n/a
Thickness | bill.east@us.army.mil | 2012-10-26T09:46:00 | Requirement | Component | Door 1E25 | 45 | mm | n/a | n/a | n/a | Clinic_79-91_Door Schedules | n/a
DoorFrame | bill.east@us.army.mil | 2012-10-26T09:46:00 | Requirement | Component | Door 1E25 | STEEL | n/a | n/a | n/a | n/a | Clinic_79-91_Door Schedules | n/a
WeatherStrpping | bill.east@us.army.mil | 2012-10-26T09:46:00 | Requirement | Component | Door 1E25 | n/a | n/a | n/a | n/a | n/a | Clinic_79-91_Door Schedules | n/a
SoundProof | bill.east@us.army.mil | 2012-10-26T09:46:00 | Requirement | Component | Door 1E25 | n/a | n/a | n/a | n/a | n/a | Clinic_79-91_Door Schedules | n/a
Shielded | bill.east@us.army.mil | 2012-10-26T09:46:00 | Requirement | Component | Door 1E25 | n/a | n/a | n/a | n/a | n/a | Clinic_79-91_Door Schedules | n/a
HardwareSet | bill.east@us.army.mil | 2012-10-26T09:46:00 | Requirement | Component | Door 1E25 | 106 | n/a | n/a | n/a | n/a | Clinic_79-91_Door Schedules | n/a
JambNumber | bill.east@us.army.mil | 2012-10-26T09:46:00 | Requirement | Component | Door 1E25 | J1 | n/a | n/a | n/a | n/a | Clinic_79-91_Door Schedules | n/a
HeadNumber | bill.east@us.army.mil | 2012-10-26T09:46:00 | Requirement | Component | Door 1E25 | H1 | n/a | n/a | n/a | n/a | Clinic_79-91_Door Schedules | n/a
Threshold | bill.east@us.army.mil | 2012-10-26T09:46:00 | Requirement | Component | Door 1E25 | IT | n/a | n/a | n/a | n/a | Clinic_79-91_Door Schedules | n/a
PaintColor | bill.east@us.army.mil | 2012-10-26T09:46:00 | Requirement | Component | Door 1E25 | DP3 | n/a | n/a | n/a | n/a | Clinic_79-91_Door Schedules | n/a
Width | bill.east@us.army.mil | 2012-10-26T09:46:00 | Requirement | Component | Door 1E26 | 915 | mm | n/a | n/a | n/a | Clinic_79-91_Door Schedules | n/a
Height | bill.east@us.army.mil | 2012-10-26T09:46:00 | Requirement | Component | Door 1E26 | 2135 | mm | n/a | n/a | n/a | Clinic_79-91_Door Schedules | n/a
Thickness | bill.east@us.army.mil | 2012-10-26T09:46:00 | Requirement | Component | Door 1E26 | 45 | mm | n/a | n/a | n/a | Clinic_79-91_Door Schedules | n/a
DoorFrame | bill.east@us.army.mil | 2012-10-26T09:46:00 | Requirement | Component | Door 1E26 | STEEL | n/a | n/a | n/a | n/a | Clinic_79-91_Door Schedules | n/a
WeatherStrpping | bill.east@us.army.mil | 2012-10-26T09:46:00 | Requirement | Component | Door 1E26 | n/a | n/a | n/a | n/a | n/a | Clinic_79-91_Door Schedules | n/a
SoundProof | bill.east@us.army.mil | 2012-10-26T09:46:00 | Requirement | Component | Door 1E26 | n/a | n/a | n/a | n/a | n/a | Clinic_79-91_Door Schedules | n/a
Shielded | bill.east@us.army.mil | 2012-10-26T09:46:00 | Requirement | Component | Door 1E26 | n/a | n/a | n/a | n/a | n/a | Clinic_79-91_Door Schedules | n/a
HardwareSet | bill.east@us.army.mil | 2012-10-26T09:46:00 | Requirement | Component | Door 1E26 | 123 | n/a | n/a | n/a | n/a | Clinic_79-91_Door Schedules | n/a
JambNumber | bill.east@us.army.mil | 2012-10-26T09:46:00 | Requirement | Component | Door 1E26 | J1 | n/a | n/a | n/a | n/a | Clinic_79-91_Door Schedules | n/a
HeadNumber | bill.east@us.army.mil | 2012-10-26T09:46:00 | Requirement | Component | Door 1E26 | H1 | n/a | n/a | n/a | n/a | Clinic_79-91_Door Schedules | n/a
Threshold | bill.east@us.army.mil | 2012-10-26T09:46:00 | Requirement | Component | Door 1E26 | IT | n/a | n/a | n/a | n/a | Clinic_79-91_Door Schedules | n/a
PaintColor | bill.east@us.army.mil | 2012-10-26T09:46:00 | Requirement | Component | Door 1E26 | DP3 | n/a | n/a | n/a | n/a | Clinic_79-91_Door Schedules | n/a
Width | bill.east@us.army.mil | 2012-10-26T09:46:00 | Requirement | Component | Door 1E27 | 915 | mm | n/a | n/a | n/a | Clinic_79-91_Door Schedules | n/a
Height | bill.east@us.army.mil | 2012-10-26T09:46:00 | Requirement | Component | Door 1E27 | 2135 | mm | n/a | n/a | n/a | Clinic_79-91_Door Schedules | n/a
Thickness | bill.east@us.army.mil | 2012-10-26T09:46:00 | Requirement | Component | Door 1E27 | 45 | mm | n/a | n/a | n/a | Clinic_79-91_Door Schedules | n/a
DoorFrame | bill.east@us.army.mil | 2012-10-26T09:46:00 | Requirement | Component | Door 1E27 | STEEL | n/a | n/a | n/a | n/a | Clinic_79-91_Door Schedules | n/a
WeatherStrpping | bill.east@us.army.mil | 2012-10-26T09:46:00 | Requirement | Component | Door 1E27 | n/a | n/a | n/a | n/a | n/a | Clinic_79-91_Door Schedules | n/a
SoundProof | bill.east@us.army.mil | 2012-10-26T09:46:00 | Requirement | Component | Door 1E27 | n/a | n/a | n/a | n/a | n/a | Clinic_79-91_Door Schedules | n/a
Shielded | bill.east@us.army.mil | 2012-10-26T09:46:00 | Requirement | Component | Door 1E27 | n/a | n/a | n/a | n/a | n/a | Clinic_79-91_Door Schedules | n/a
HardwareSet | bill.east@us.army.mil | 2012-10-26T09:46:00 | Requirement | Component | Door 1E27 | 112 | n/a | n/a | n/a | n/a | Clinic_79-91_Door Schedules | n/a
JambNumber | bill.east@us.army.mil | 2012-10-26T09:46:00 | Requirement | Component | Door 1E27 | J1 | n/a | n/a | n/a | n/a | Clinic_79-91_Door Schedules | n/a
HeadNumber | bill.east@us.army.mil | 2012-10-26T09:46:00 | Requirement | Component | Door 1E27 | H1 | n/a | n/a | n/a | n/a | Clinic_79-91_Door Schedules | n/a
Threshold | bill.east@us.army.mil | 2012-10-26T09:46:00 | Requirement | Component | Door 1E27 | IT | n/a | n/a | n/a | n/a | Clinic_79-91_Door Schedules | n/a
PaintColor | bill.east@us.army.mil | 2012-10-26T09:46:00 | Requirement | Component | Door 1E27 | DP3 | n/a | n/a | n/a | n/a | Clinic_79-91_Door Schedules | n/a
Width | bill.east@us.army.mil | 2012-10-26T09:46:00 | Requirement | Component | Door 1E28 | 915 | mm | n/a | n/a | n/a | Clinic_79-91_Door Schedules | n/a
Height | bill.east@us.army.mil | 2012-10-26T09:46:00 | Requirement | Component | Door 1E28 | 2135 | mm | n/a | n/a | n/a | Clinic_79-91_Door Schedules | n/a
Thickness | bill.east@us.army.mil | 2012-10-26T09:46:00 | Requirement | Component | Door 1E28 | 45 | mm | n/a | n/a | n/a | Clinic_79-91_Door Schedules | n/a
DoorFrame | bill.east@us.army.mil | 2012-10-26T09:46:00 | Requirement | Component | Door 1E28 | STEEL | n/a | n/a | n/a | n/a | Clinic_79-91_Door Schedules | n/a
WeatherStrpping | bill.east@us.army.mil | 2012-10-26T09:46:00 | Requirement | Component | Door 1E28 | n/a | n/a | n/a | n/a | n/a | Clinic_79-91_Door Schedules | n/a
SoundProof | bill.east@us.army.mil | 2012-10-26T09:46:00 | Requirement | Component | Door 1E28 | n/a | n/a | n/a | n/a | n/a | Clinic_79-91_Door Schedules | n/a
Shielded | bill.east@us.army.mil | 2012-10-26T09:46:00 | Requirement | Component | Door 1E28 | n/a | n/a | n/a | n/a | n/a | Clinic_79-91_Door Schedules | n/a
HardwareSet | bill.east@us.army.mil | 2012-10-26T09:46:00 | Requirement | Component | Door 1E28 | 101 | n/a | n/a | n/a | n/a | Clinic_79-91_Door Schedules | n/a
JambNumber | bill.east@us.army.mil | 2012-10-26T09:46:00 | Requirement | Component | Door 1E28 | J1 | n/a | n/a | n/a | n/a | Clinic_79-91_Door Schedules | n/a
HeadNumber | bill.east@us.army.mil | 2012-10-26T09:46:00 | Requirement | Component | Door 1E28 | H1 | n/a | n/a | n/a | n/a | Clinic_79-91_Door Schedules | n/a
Threshold | bill.east@us.army.mil | 2012-10-26T09:46:00 | Requirement | Component | Door 1E28 | IT | n/a | n/a | n/a | n/a | Clinic_79-91_Door Schedules | n/a
PaintColor | bill.east@us.army.mil | 2012-10-26T09:46:00 | Requirement | Component | Door 1E28 | DP3 | n/a | n/a | n/a | n/a | Clinic_79-91_Door Schedules | n/a
Width | bill.east@us.army.mil | 2012-10-26T09:46:00 | Requirement | Component | Door 1E29 | 915 | mm | n/a | n/a | n/a | Clinic_79-91_Door Schedules | n/a
Height | bill.east@us.army.mil | 2012-10-26T09:46:00 | Requirement | Component | Door 1E29 | 2135 | mm | n/a | n/a | n/a | Clinic_79-91_Door Schedules | n/a
Thickness | bill.east@us.army.mil | 2012-10-26T09:46:00 | Requirement | Component | Door 1E29 | 45 | mm | n/a | n/a | n/a | Clinic_79-91_Door Schedules | n/a
DoorFrame | bill.east@us.army.mil | 2012-10-26T09:46:00 | Requirement | Component | Door 1E29 | STEEL | n/a | n/a | n/a | n/a | Clinic_79-91_Door Schedules | n/a
WeatherStrpping | bill.east@us.army.mil | 2012-10-26T09:46:00 | Requirement | Component | Door 1E29 | n/a | n/a | n/a | n/a | n/a | Clinic_79-91_Door Schedules | n/a
SoundProof | bill.east@us.army.mil | 2012-10-26T09:46:00 | Requirement | Component | Door 1E29 | n/a | n/a | n/a | n/a | n/a | Clinic_79-91_Door Schedules | n/a
Shielded | bill.east@us.army.mil | 2012-10-26T09:46:00 | Requirement | Component | Door 1E29 | n/a | n/a | n/a | n/a | n/a | Clinic_79-91_Door Schedules | n/a
HardwareSet | bill.east@us.army.mil | 2012-10-26T09:46:00 | Requirement | Component | Door 1E29 | 101 | n/a | n/a | n/a | n/a | Clinic_79-91_Door Schedules | n/a
JambNumber | bill.east@us.army.mil | 2012-10-26T09:46:00 | Requirement | Component | Door 1E29 | J1 | n/a | n/a | n/a | n/a | Clinic_79-91_Door Schedules | n/a
HeadNumber | bill.east@us.army.mil | 2012-10-26T09:46:00 | Requirement | Component | Door 1E29 | H1 | n/a | n/a | n/a | n/a | Clinic_79-91_Door Schedules | n/a
Threshold | bill.east@us.army.mil | 2012-10-26T09:46:00 | Requirement | Component | Door 1E29 | IT | n/a | n/a | n/a | n/a | Clinic_79-91_Door Schedules | n/a
PaintColor | bill.east@us.army.mil | 2012-10-26T09:46:00 | Requirement | Component | Door 1E29 | DP3 | n/a | n/a | n/a | n/a | Clinic_79-91_Door Schedules | n/a
Width | bill.east@us.army.mil | 2012-10-26T09:46:00 | Requirement | Component | Door 1E30 | 915 | mm | n/a | n/a | n/a | Clinic_79-91_Door Schedules | n/a
Height | bill.east@us.army.mil | 2012-10-26T09:46:00 | Requirement | Component | Door 1E30 | 2135 | mm | n/a | n/a | n/a | Clinic_79-91_Door Schedules | n/a
Thickness | bill.east@us.army.mil | 2012-10-26T09:46:00 | Requirement | Component | Door 1E30 | 45 | mm | n/a | n/a | n/a | Clinic_79-91_Door Schedules | n/a
DoorFrame | bill.east@us.army.mil | 2012-10-26T09:46:00 | Requirement | Component | Door 1E30 | STEEL | n/a | n/a | n/a | n/a | Clinic_79-91_Door Schedules | n/a
WeatherStrpping | bill.east@us.army.mil | 2012-10-26T09:46:00 | Requirement | Component | Door 1E30 | n/a | n/a | n/a | n/a | n/a | Clinic_79-91_Door Schedules | n/a
SoundProof | bill.east@us.army.mil | 2012-10-26T09:46:00 | Requirement | Component | Door 1E30 | n/a | n/a | n/a | n/a | n/a | Clinic_79-91_Door Schedules | n/a
Shielded | bill.east@us.army.mil | 2012-10-26T09:46:00 | Requirement | Component | Door 1E30 | n/a | n/a | n/a | n/a | n/a | Clinic_79-91_Door Schedules | n/a
HardwareSet | bill.east@us.army.mil | 2012-10-26T09:46:00 | Requirement | Component | Door 1E30 | 111 | n/a | n/a | n/a | n/a | Clinic_79-91_Door Schedules | n/a
JambNumber | bill.east@us.army.mil | 2012-10-26T09:46:00 | Requirement | Component | Door 1E30 | J1 | n/a | n/a | n/a | n/a | Clinic_79-91_Door Schedules | n/a
HeadNumber | bill.east@us.army.mil | 2012-10-26T09:46:00 | Requirement | Component | Door 1E30 | H1 | n/a | n/a | n/a | n/a | Clinic_79-91_Door Schedules | n/a
Threshold | bill.east@us.army.mil | 2012-10-26T09:46:00 | Requirement | Component | Door 1E30 | IT | n/a | n/a | n/a | n/a | Clinic_79-91_Door Schedules | n/a
PaintColor | bill.east@us.army.mil | 2012-10-26T09:46:00 | Requirement | Component | Door 1E30 | DP3 | n/a | n/a | n/a | n/a | Clinic_79-91_Door Schedules | n/a
Width | bill.east@us.army.mil | 2012-10-26T09:46:00 | Requirement | Component | Door 1E33 | 915 | mm | n/a | n/a | n/a | Clinic_79-91_Door Schedules | n/a
Height | bill.east@us.army.mil | 2012-10-26T09:46:00 | Requirement | Component | Door 1E33 | 2135 | mm | n/a | n/a | n/a | Clinic_79-91_Door Schedules | n/a
Thickness | bill.east@us.army.mil | 2012-10-26T09:46:00 | Requirement | Component | Door 1E33 | 45 | mm | n/a | n/a | n/a | Clinic_79-91_Door Schedules | n/a
DoorFrame | bill.east@us.army.mil | 2012-10-26T09:46:00 | Requirement | Component | Door 1E33 | STEEL | n/a | n/a | n/a | n/a | Clinic_79-91_Door Schedules | n/a
WeatherStrpping | bill.east@us.army.mil | 2012-10-26T09:46:00 | Requirement | Component | Door 1E33 | n/a | n/a | n/a | n/a | n/a | Clinic_79-91_Door Schedules | n/a
SoundProof | bill.east@us.army.mil | 2012-10-26T09:46:00 | Requirement | Component | Door 1E33 | n/a | n/a | n/a | n/a | n/a | Clinic_79-91_Door Schedules | n/a
Shielded | bill.east@us.army.mil | 2012-10-26T09:46:00 | Requirement | Component | Door 1E33 | n/a | n/a | n/a | n/a | n/a | Clinic_79-91_Door Schedules | n/a
HardwareSet | bill.east@us.army.mil | 2012-10-26T09:46:00 | Requirement | Component | Door 1E33 | 114 | n/a | n/a | n/a | n/a | Clinic_79-91_Door Schedules | n/a
JambNumber | bill.east@us.army.mil | 2012-10-26T09:46:00 | Requirement | Component | Door 1E33 | J1 | n/a | n/a | n/a | n/a | Clinic_79-91_Door Schedules | n/a
HeadNumber | bill.east@us.army.mil | 2012-10-26T09:46:00 | Requirement | Component | Door 1E33 | H1 | n/a | n/a | n/a | n/a | Clinic_79-91_Door Schedules | n/a
Threshold | bill.east@us.army.mil | 2012-10-26T09:46:00 | Requirement | Component | Door 1E33 | IT | n/a | n/a | n/a | n/a | Clinic_79-91_Door Schedules | n/a
PaintColor | bill.east@us.army.mil | 2012-10-26T09:46:00 | Requirement | Component | Door 1E33 | DP3 | n/a | n/a | n/a | n/a | Clinic_79-91_Door Schedules | n/a
Width | bill.east@us.army.mil | 2012-10-26T09:46:00 | Requirement | Component | Door 1EC1 | 915 | mm | n/a | n/a | n/a | Clinic_79-91_Door Schedules | n/a
Height | bill.east@us.army.mil | 2012-10-26T09:46:00 | Requirement | Component | Door 1EC1 | 2135 | mm | n/a | n/a | n/a | Clinic_79-91_Door Schedules | n/a
Thickness | bill.east@us.army.mil | 2012-10-26T09:46:00 | Requirement | Component | Door 1EC1 | 45 | mm | n/a | n/a | n/a | Clinic_79-91_Door Schedules | n/a
DoorFrame | bill.east@us.army.mil | 2012-10-26T09:46:00 | Requirement | Component | Door 1EC1 | STEEL | n/a | n/a | n/a | n/a | Clinic_79-91_Door Schedules | n/a
WeatherStrpping | bill.east@us.army.mil | 2012-10-26T09:46:00 | Requirement | Component | Door 1EC1 | Yes | n/a | n/a | n/a | n/a | Clinic_79-91_Door Schedules | n/a
SoundProof | bill.east@us.army.mil | 2012-10-26T09:46:00 | Requirement | Component | Door 1EC1 | n/a | n/a | n/a | n/a | n/a | Clinic_79-91_Door Schedules | n/a
Shielded | bill.east@us.army.mil | 2012-10-26T09:46:00 | Requirement | Component | Door 1EC1 | n/a | n/a | n/a | n/a | n/a | Clinic_79-91_Door Schedules | n/a
HardwareSet | bill.east@us.army.mil | 2012-10-26T09:46:00 | Requirement | Component | Door 1EC1 | 109 | n/a | n/a | n/a | n/a | Clinic_79-91_Door Schedules | n/a
JambNumber | bill.east@us.army.mil | 2012-10-26T09:46:00 | Requirement | Component | Door 1EC1 | J1 | n/a | n/a | n/a | n/a | Clinic_79-91_Door Schedules | n/a
HeadNumber | bill.east@us.army.mil | 2012-10-26T09:46:00 | Requirement | Component | Door 1EC1 | H1 | n/a | n/a | n/a | n/a | Clinic_79-91_Door Schedules | n/a
Threshold | bill.east@us.army.mil | 2012-10-26T09:46:00 | Requirement | Component | Door 1EC1 | IT | n/a | n/a | n/a | n/a | Clinic_79-91_Door Schedules | n/a
PaintColor | bill.east@us.army.mil | 2012-10-26T09:46:00 | Requirement | Component | Door 1EC1 | DP3 | n/a | n/a | n/a | n/a | Clinic_79-91_Door Schedules | n/a
Width | bill.east@us.army.mil | 2012-10-26T09:46:00 | Requirement | Component | Door 1EC1A | 915 | mm | n/a | n/a | n/a | Clinic_79-91_Door Schedules | n/a
Height | bill.east@us.army.mil | 2012-10-26T09:46:00 | Requirement | Component | Door 1EC1A | 2135 | mm | n/a | n/a | n/a | Clinic_79-91_Door Schedules | n/a
Thickness | bill.east@us.army.mil | 2012-10-26T09:46:00 | Requirement | Component | Door 1EC1A | 45 | mm | n/a | n/a | n/a | Clinic_79-91_Door Schedules | n/a
DoorFrame | bill.east@us.army.mil | 2012-10-26T09:46:00 | Requirement | Component | Door 1EC1A | STEEL | n/a | n/a | n/a | n/a | Clinic_79-91_Door Schedules | n/a
WeatherStrpping | bill.east@us.army.mil | 2012-10-26T09:46:00 | Requirement | Component | Door 1EC1A | n/a | n/a | n/a | n/a | n/a | Clinic_79-91_Door Schedules | n/a
SoundProof | bill.east@us.army.mil | 2012-10-26T09:46:00 | Requirement | Component | Door 1EC1A | n/a | n/a | n/a | n/a | n/a | Clinic_79-91_Door Schedules | n/a
Shielded | bill.east@us.army.mil | 2012-10-26T09:46:00 | Requirement | Component | Door 1EC1A | n/a | n/a | n/a | n/a | n/a | Clinic_79-91_Door Schedules | n/a
HardwareSet | bill.east@us.army.mil | 2012-10-26T09:46:00 | Requirement | Component | Door 1EC1A | 108 | n/a | n/a | n/a | n/a | Clinic_79-91_Door Schedules | n/a
JambNumber | bill.east@us.army.mil | 2012-10-26T09:46:00 | Requirement | Component | Door 1EC1A | J4 | n/a | n/a | n/a | n/a | Clinic_79-91_Door Schedules | n/a
HeadNumber | bill.east@us.army.mil | 2012-10-26T09:46:00 | Requirement | Component | Door 1EC1A | H4 | n/a | n/a | n/a | n/a | Clinic_79-91_Door Schedules | n/a
Threshold | bill.east@us.army.mil | 2012-10-26T09:46:00 | Requirement | Component | Door 1EC1A | EXT | n/a | n/a | n/a | n/a | Clinic_79-91_Door Schedules | n/a
PaintColor | bill.east@us.army.mil | 2012-10-26T09:46:00 | Requirement | Component | Door 1EC1A | To Match | n/a | n/a | n/a | n/a | Clinic_79-91_Door Schedules | n/a
Width | bill.east@us.army.mil | 2012-10-26T09:46:00 | Requirement | Component | Door 1EC3 | 915 | mm | n/a | n/a | n/a | Clinic_79-91_Door Schedules | n/a
Height | bill.east@us.army.mil | 2012-10-26T09:46:00 | Requirement | Component | Door 1EC3 | 2135 | mm | n/a | n/a | n/a | Clinic_79-91_Door Schedules | n/a
Thickness | bill.east@us.army.mil | 2012-10-26T09:46:00 | Requirement | Component | Door 1EC3 | 45 | mm | n/a | n/a | n/a | Clinic_79-91_Door Schedules | n/a
DoorFrame | bill.east@us.army.mil | 2012-10-26T09:46:00 | Requirement | Component | Door 1EC3 | STEEL | n/a | n/a | n/a | n/a | Clinic_79-91_Door Schedules | n/a
WeatherStrpping | bill.east@us.army.mil | 2012-10-26T09:46:00 | Requirement | Component | Door 1EC3 | n/a | n/a | n/a | n/a | n/a | Clinic_79-91_Door Schedules | n/a
SoundProof | bill.east@us.army.mil | 2012-10-26T09:46:00 | Requirement | Component | Door 1EC3 | n/a | n/a | n/a | n/a | n/a | Clinic_79-91_Door Schedules | n/a
Shielded | bill.east@us.army.mil | 2012-10-26T09:46:00 | Requirement | Component | Door 1EC3 | n/a | n/a | n/a | n/a | n/a | Clinic_79-91_Door Schedules | n/a
HardwareSet | bill.east@us.army.mil | 2012-10-26T09:46:00 | Requirement | Component | Door 1EC3 | 7 | n/a | n/a | n/a | n/a | Clinic_79-91_Door Schedules | n/a
JambNumber | bill.east@us.army.mil | 2012-10-26T09:46:00 | Requirement | Component | Door 1EC3 | J1 | n/a | n/a | n/a | n/a | Clinic_79-91_Door Schedules | n/a
HeadNumber | bill.east@us.army.mil | 2012-10-26T09:46:00 | Requirement | Component | Door 1EC3 | H1 | n/a | n/a | n/a | n/a | Clinic_79-91_Door Schedules | n/a
Threshold | bill.east@us.army.mil | 2012-10-26T09:46:00 | Requirement | Component | Door 1EC3 | IT | n/a | n/a | n/a | n/a | Clinic_79-91_Door Schedules | n/a
PaintColor | bill.east@us.army.mil | 2012-10-26T09:46:00 | Requirement | Component | Door 1EC3 | DP3 | n/a | n/a | n/a | n/a | Clinic_79-91_Door Schedules | n/a
Width | bill.east@us.army.mil | 2012-10-26T09:46:00 | Requirement | Component | Door 1EC4 | 915 | mm | n/a | n/a | n/a | Clinic_79-91_Door Schedules | n/a
Height | bill.east@us.army.mil | 2012-10-26T09:46:00 | Requirement | Component | Door 1EC4 | 2135 | mm | n/a | n/a | n/a | Clinic_79-91_Door Schedules | n/a
Thickness | bill.east@us.army.mil | 2012-10-26T09:46:00 | Requirement | Component | Door 1EC4 | 45 | mm | n/a | n/a | n/a | Clinic_79-91_Door Schedules | n/a
DoorFrame | bill.east@us.army.mil | 2012-10-26T09:46:00 | Requirement | Component | Door 1EC4 | STEEL | n/a | n/a | n/a | n/a | Clinic_79-91_Door Schedules | n/a
WeatherStrpping | bill.east@us.army.mil | 2012-10-26T09:46:00 | Requirement | Component | Door 1EC4 | n/a | n/a | n/a | n/a | n/a | Clinic_79-91_Door Schedules | n/a
SoundProof | bill.east@us.army.mil | 2012-10-26T09:46:00 | Requirement | Component | Door 1EC4 | n/a | n/a | n/a | n/a | n/a | Clinic_79-91_Door Schedules | n/a
Shielded | bill.east@us.army.mil | 2012-10-26T09:46:00 | Requirement | Component | Door 1EC4 | n/a | n/a | n/a | n/a | n/a | Clinic_79-91_Door Schedules | n/a
HardwareSet | bill.east@us.army.mil | 2012-10-26T09:46:00 | Requirement | Component | Door 1EC4 | 118 | n/a | n/a | n/a | n/a | Clinic_79-91_Door Schedules | n/a
JambNumber | bill.east@us.army.mil | 2012-10-26T09:46:00 | Requirement | Component | Door 1EC4 | J4 | n/a | n/a | n/a | n/a | Clinic_79-91_Door Schedules | n/a
HeadNumber | bill.east@us.army.mil | 2012-10-26T09:46:00 | Requirement | Component | Door 1EC4 | H4 | n/a | n/a | n/a | n/a | Clinic_79-91_Door Schedules | n/a
Threshold | bill.east@us.army.mil | 2012-10-26T09:46:00 | Requirement | Component | Door 1EC4 | EXT | n/a | n/a | n/a | n/a | Clinic_79-91_Door Schedules | n/a
PaintColor | bill.east@us.army.mil | 2012-10-26T09:46:00 | Requirement | Component | Door 1EC4 | To Match | n/a | n/a | n/a | n/a | Clinic_79-91_Door Schedules | n/a
Width | bill.east@us.army.mil | 2012-10-26T09:46:00 | Requirement | Component | Door 2A02 | 915 | mm | n/a | n/a | n/a | Clinic_79-91_Door Schedules | n/a
Height | bill.east@us.army.mil | 2012-10-26T09:46:00 | Requirement | Component | Door 2A02 | 2135 | mm | n/a | n/a | n/a | Clinic_79-91_Door Schedules | n/a
Thickness | bill.east@us.army.mil | 2012-10-26T09:46:00 | Requirement | Component | Door 2A02 | 45 | mm | n/a | n/a | n/a | Clinic_79-91_Door Schedules | n/a
DoorFrame | bill.east@us.army.mil | 2012-10-26T09:46:00 | Requirement | Component | Door 2A02 | STEEL | n/a | n/a | n/a | n/a | Clinic_79-91_Door Schedules | n/a
WeatherStrpping | bill.east@us.army.mil | 2012-10-26T09:46:00 | Requirement | Component | Door 2A02 | n/a | n/a | n/a | n/a | n/a | Clinic_79-91_Door Schedules | n/a
SoundProof | bill.east@us.army.mil | 2012-10-26T09:46:00 | Requirement | Component | Door 2A02 | n/a | n/a | n/a | n/a | n/a | Clinic_79-91_Door Schedules | n/a
Shielded | bill.east@us.army.mil | 2012-10-26T09:46:00 | Requirement | Component | Door 2A02 | n/a | n/a | n/a | n/a | n/a | Clinic_79-91_Door Schedules | n/a
HardwareSet | bill.east@us.army.mil | 2012-10-26T09:46:00 | Requirement | Component | Door 2A02 | 101 | n/a | n/a | n/a | n/a | Clinic_79-91_Door Schedules | n/a
JambNumber | bill.east@us.army.mil | 2012-10-26T09:46:00 | Requirement | Component | Door 2A02 | J1 | n/a | n/a | n/a | n/a | Clinic_79-91_Door Schedules | n/a
HeadNumber | bill.east@us.army.mil | 2012-10-26T09:46:00 | Requirement | Component | Door 2A02 | H1 | n/a | n/a | n/a | n/a | Clinic_79-91_Door Schedules | n/a
Threshold | bill.east@us.army.mil | 2012-10-26T09:46:00 | Requirement | Component | Door 2A02 | T | n/a | n/a | n/a | n/a | Clinic_79-91_Door Schedules | n/a
PaintColor | bill.east@us.army.mil | 2012-10-26T09:46:00 | Requirement | Component | Door 2A02 | DP3 | n/a | n/a | n/a | n/a | Clinic_79-91_Door Schedules | n/a
Width | bill.east@us.army.mil | 2012-10-26T09:46:00 | Requirement | Component | Door 2A03 | 915 | mm | n/a | n/a | n/a | Clinic_79-91_Door Schedules | n/a
Height | bill.east@us.army.mil | 2012-10-26T09:46:00 | Requirement | Component | Door 2A03 | 2135 | mm | n/a | n/a | n/a | Clinic_79-91_Door Schedules | n/a
Thickness | bill.east@us.army.mil | 2012-10-26T09:46:00 | Requirement | Component | Door 2A03 | 45 | mm | n/a | n/a | n/a | Clinic_79-91_Door Schedules | n/a
DoorFrame | bill.east@us.army.mil | 2012-10-26T09:46:00 | Requirement | Component | Door 2A03 | STEEL | n/a | n/a | n/a | n/a | Clinic_79-91_Door Schedules | n/a
WeatherStrpping | bill.east@us.army.mil | 2012-10-26T09:46:00 | Requirement | Component | Door 2A03 | n/a | n/a | n/a | n/a | n/a | Clinic_79-91_Door Schedules | n/a
SoundProof | bill.east@us.army.mil | 2012-10-26T09:46:00 | Requirement | Component | Door 2A03 | n/a | n/a | n/a | n/a | n/a | Clinic_79-91_Door Schedules | n/a
Shielded | bill.east@us.army.mil | 2012-10-26T09:46:00 | Requirement | Component | Door 2A03 | n/a | n/a | n/a | n/a | n/a | Clinic_79-91_Door Schedules | n/a
HardwareSet | bill.east@us.army.mil | 2012-10-26T09:46:00 | Requirement | Component | Door 2A03 | 101 | n/a | n/a | n/a | n/a | Clinic_79-91_Door Schedules | n/a
JambNumber | bill.east@us.army.mil | 2012-10-26T09:46:00 | Requirement | Component | Door 2A03 | J1 | n/a | n/a | n/a | n/a | Clinic_79-91_Door Schedules | n/a
HeadNumber | bill.east@us.army.mil | 2012-10-26T09:46:00 | Requirement | Component | Door 2A03 | H1 | n/a | n/a | n/a | n/a | Clinic_79-91_Door Schedules | n/a
Threshold | bill.east@us.army.mil | 2012-10-26T09:46:00 | Requirement | Component | Door 2A03 | T | n/a | n/a | n/a | n/a | Clinic_79-91_Door Schedules | n/a
PaintColor | bill.east@us.army.mil | 2012-10-26T09:46:00 | Requirement | Component | Door 2A03 | DP3 | n/a | n/a | n/a | n/a | Clinic_79-91_Door Schedules | n/a
Width | bill.east@us.army.mil | 2012-10-26T09:46:00 | Requirement | Component | Door 2A04 | 915 | mm | n/a | n/a | n/a | Clinic_79-91_Door Schedules | n/a
Height | bill.east@us.army.mil | 2012-10-26T09:46:00 | Requirement | Component | Door 2A04 | 2135 | mm | n/a | n/a | n/a | Clinic_79-91_Door Schedules | n/a
Thickness | bill.east@us.army.mil | 2012-10-26T09:46:00 | Requirement | Component | Door 2A04 | 45 | mm | n/a | n/a | n/a | Clinic_79-91_Door Schedules | n/a
DoorFrame | bill.east@us.army.mil | 2012-10-26T09:46:00 | Requirement | Component | Door 2A04 | STEEL | n/a | n/a | n/a | n/a | Clinic_79-91_Door Schedules | n/a
WeatherStrpping | bill.east@us.army.mil | 2012-10-26T09:46:00 | Requirement | Component | Door 2A04 | n/a | n/a | n/a | n/a | n/a | Clinic_79-91_Door Schedules | n/a
SoundProof | bill.east@us.army.mil | 2012-10-26T09:46:00 | Requirement | Component | Door 2A04 | n/a | n/a | n/a | n/a | n/a | Clinic_79-91_Door Schedules | n/a
Shielded | bill.east@us.army.mil | 2012-10-26T09:46:00 | Requirement | Component | Door 2A04 | n/a | n/a | n/a | n/a | n/a | Clinic_79-91_Door Schedules | n/a
HardwareSet | bill.east@us.army.mil | 2012-10-26T09:46:00 | Requirement | Component | Door 2A04 | 101 | n/a | n/a | n/a | n/a | Clinic_79-91_Door Schedules | n/a
JambNumber | bill.east@us.army.mil | 2012-10-26T09:46:00 | Requirement | Component | Door 2A04 | J1 | n/a | n/a | n/a | n/a | Clinic_79-91_Door Schedules | n/a
HeadNumber | bill.east@us.army.mil | 2012-10-26T09:46:00 | Requirement | Component | Door 2A04 | H1 | n/a | n/a | n/a | n/a | Clinic_79-91_Door Schedules | n/a
Threshold | bill.east@us.army.mil | 2012-10-26T09:46:00 | Requirement | Component | Door 2A04 | T | n/a | n/a | n/a | n/a | Clinic_79-91_Door Schedules | n/a
PaintColor | bill.east@us.army.mil | 2012-10-26T09:46:00 | Requirement | Component | Door 2A04 | DP3 | n/a | n/a | n/a | n/a | Clinic_79-91_Door Schedules | n/a
Width | bill.east@us.army.mil | 2012-10-26T09:46:00 | Requirement | Component | Door 2A11 | 915 | mm | n/a | n/a | n/a | Clinic_79-91_Door Schedules | n/a
Height | bill.east@us.army.mil | 2012-10-26T09:46:00 | Requirement | Component | Door 2A11 | 2375 | mm | n/a | n/a | n/a | Clinic_79-91_Door Schedules | n/a
Thickness | bill.east@us.army.mil | 2012-10-26T09:46:00 | Requirement | Component | Door 2A11 | 45 | mm | n/a | n/a | n/a | Clinic_79-91_Door Schedules | n/a
DoorFrame | bill.east@us.army.mil | 2012-10-26T09:46:00 | Requirement | Component | Door 2A11 | ALUMINIUM | n/a | n/a | n/a | n/a | Clinic_79-91_Door Schedules | n/a
WeatherStrpping | bill.east@us.army.mil | 2012-10-26T09:46:00 | Requirement | Component | Door 2A11 | n/a | n/a | n/a | n/a | n/a | Clinic_79-91_Door Schedules | n/a
SoundProof | bill.east@us.army.mil | 2012-10-26T09:46:00 | Requirement | Component | Door 2A11 | n/a | n/a | n/a | n/a | n/a | Clinic_79-91_Door Schedules | n/a
Shielded | bill.east@us.army.mil | 2012-10-26T09:46:00 | Requirement | Component | Door 2A11 | n/a | n/a | n/a | n/a | n/a | Clinic_79-91_Door Schedules | n/a
HardwareSet | bill.east@us.army.mil | 2012-10-26T09:46:00 | Requirement | Component | Door 2A11 | 109 | n/a | n/a | n/a | n/a | Clinic_79-91_Door Schedules | n/a
JambNumber | bill.east@us.army.mil | 2012-10-26T09:46:00 | Requirement | Component | Door 2A11 | J11, J10 | n/a | n/a | n/a | n/a | Clinic_79-91_Door Schedules | n/a
HeadNumber | bill.east@us.army.mil | 2012-10-26T09:46:00 | Requirement | Component | Door 2A11 | H8 | n/a | n/a | n/a | n/a | Clinic_79-91_Door Schedules | n/a
Threshold | bill.east@us.army.mil | 2012-10-26T09:46:00 | Requirement | Component | Door 2A11 | T | n/a | n/a | n/a | n/a | Clinic_79-91_Door Schedules | n/a
PaintColor | bill.east@us.army.mil | 2012-10-26T09:46:00 | Requirement | Component | Door 2A11 | To Match | n/a | n/a | n/a | n/a | Clinic_79-91_Door Schedules | n/a
Width | bill.east@us.army.mil | 2012-10-26T09:46:00 | Requirement | Component | Door 2A11A | 915 | mm | n/a | n/a | n/a | Clinic_79-91_Door Schedules | n/a
Height | bill.east@us.army.mil | 2012-10-26T09:46:00 | Requirement | Component | Door 2A11A | 2135 | mm | n/a | n/a | n/a | Clinic_79-91_Door Schedules | n/a
Thickness | bill.east@us.army.mil | 2012-10-26T09:46:00 | Requirement | Component | Door 2A11A | 45 | mm | n/a | n/a | n/a | Clinic_79-91_Door Schedules | n/a
DoorFrame | bill.east@us.army.mil | 2012-10-26T09:46:00 | Requirement | Component | Door 2A11A | STEEL | n/a | n/a | n/a | n/a | Clinic_79-91_Door Schedules | n/a
WeatherStrpping | bill.east@us.army.mil | 2012-10-26T09:46:00 | Requirement | Component | Door 2A11A | n/a | n/a | n/a | n/a | n/a | Clinic_79-91_Door Schedules | n/a
SoundProof | bill.east@us.army.mil | 2012-10-26T09:46:00 | Requirement | Component | Door 2A11A | n/a | n/a | n/a | n/a | n/a | Clinic_79-91_Door Schedules | n/a
Shielded | bill.east@us.army.mil | 2012-10-26T09:46:00 | Requirement | Component | Door 2A11A | n/a | n/a | n/a | n/a | n/a | Clinic_79-91_Door Schedules | n/a
HardwareSet | bill.east@us.army.mil | 2012-10-26T09:46:00 | Requirement | Component | Door 2A11A | 108 | n/a | n/a | n/a | n/a | Clinic_79-91_Door Schedules | n/a
JambNumber | bill.east@us.army.mil | 2012-10-26T09:46:00 | Requirement | Component | Door 2A11A | J1 | n/a | n/a | n/a | n/a | Clinic_79-91_Door Schedules | n/a
HeadNumber | bill.east@us.army.mil | 2012-10-26T09:46:00 | Requirement | Component | Door 2A11A | H1 | n/a | n/a | n/a | n/a | Clinic_79-91_Door Schedules | n/a
Threshold | bill.east@us.army.mil | 2012-10-26T09:46:00 | Requirement | Component | Door 2A11A | T | n/a | n/a | n/a | n/a | Clinic_79-91_Door Schedules | n/a
PaintColor | bill.east@us.army.mil | 2012-10-26T09:46:00 | Requirement | Component | Door 2A11A | DP3 | n/a | n/a | n/a | n/a | Clinic_79-91_Door Schedules | n/a
Width | bill.east@us.army.mil | 2012-10-26T09:46:00 | Requirement | Component | Door 2A12 | 915 | mm | n/a | n/a | n/a | Clinic_79-91_Door Schedules | n/a
Height | bill.east@us.army.mil | 2012-10-26T09:46:00 | Requirement | Component | Door 2A12 | 2135 | mm | n/a | n/a | n/a | Clinic_79-91_Door Schedules | n/a
Thickness | bill.east@us.army.mil | 2012-10-26T09:46:00 | Requirement | Component | Door 2A12 | 45 | mm | n/a | n/a | n/a | Clinic_79-91_Door Schedules | n/a
DoorFrame | bill.east@us.army.mil | 2012-10-26T09:46:00 | Requirement | Component | Door 2A12 | STEEL | n/a | n/a | n/a | n/a | Clinic_79-91_Door Schedules | n/a
WeatherStrpping | bill.east@us.army.mil | 2012-10-26T09:46:00 | Requirement | Component | Door 2A12 | n/a | n/a | n/a | n/a | n/a | Clinic_79-91_Door Schedules | n/a
SoundProof | bill.east@us.army.mil | 2012-10-26T09:46:00 | Requirement | Component | Door 2A12 | n/a | n/a | n/a | n/a | n/a | Clinic_79-91_Door Schedules | n/a
Shielded | bill.east@us.army.mil | 2012-10-26T09:46:00 | Requirement | Component | Door 2A12 | Lead Lined | n/a | n/a | n/a | n/a | Clinic_79-91_Door Schedules | n/a
HardwareSet | bill.east@us.army.mil | 2012-10-26T09:46:00 | Requirement | Component | Door 2A12 | 115 | n/a | n/a | n/a | n/a | Clinic_79-91_Door Schedules | n/a
JambNumber | bill.east@us.army.mil | 2012-10-26T09:46:00 | Requirement | Component | Door 2A12 | J3 | n/a | n/a | n/a | n/a | Clinic_79-91_Door Schedules | n/a
HeadNumber | bill.east@us.army.mil | 2012-10-26T09:46:00 | Requirement | Component | Door 2A12 | H3 | n/a | n/a | n/a | n/a | Clinic_79-91_Door Schedules | n/a
Threshold | bill.east@us.army.mil | 2012-10-26T09:46:00 | Requirement | Component | Door 2A12 | T | n/a | n/a | n/a | n/a | Clinic_79-91_Door Schedules | n/a
PaintColor | bill.east@us.army.mil | 2012-10-26T09:46:00 | Requirement | Component | Door 2A12 | DP3 | n/a | n/a | n/a | n/a | Clinic_79-91_Door Schedules | n/a
Width | bill.east@us.army.mil | 2012-10-26T09:46:00 | Requirement | Component | Door 2A13 | 915 | mm | n/a | n/a | n/a | Clinic_79-91_Door Schedules | n/a
Height | bill.east@us.army.mil | 2012-10-26T09:46:00 | Requirement | Component | Door 2A13 | 2135 | mm | n/a | n/a | n/a | Clinic_79-91_Door Schedules | n/a
Thickness | bill.east@us.army.mil | 2012-10-26T09:46:00 | Requirement | Component | Door 2A13 | 45 | mm | n/a | n/a | n/a | Clinic_79-91_Door Schedules | n/a
DoorFrame | bill.east@us.army.mil | 2012-10-26T09:46:00 | Requirement | Component | Door 2A13 | STEEL | n/a | n/a | n/a | n/a | Clinic_79-91_Door Schedules | n/a
WeatherStrpping | bill.east@us.army.mil | 2012-10-26T09:46:00 | Requirement | Component | Door 2A13 | n/a | n/a | n/a | n/a | n/a | Clinic_79-91_Door Schedules | n/a
SoundProof | bill.east@us.army.mil | 2012-10-26T09:46:00 | Requirement | Component | Door 2A13 | n/a | n/a | n/a | n/a | n/a | Clinic_79-91_Door Schedules | n/a
Shielded | bill.east@us.army.mil | 2012-10-26T09:46:00 | Requirement | Component | Door 2A13 | Lead Lined | n/a | n/a | n/a | n/a | Clinic_79-91_Door Schedules | n/a
HardwareSet | bill.east@us.army.mil | 2012-10-26T09:46:00 | Requirement | Component | Door 2A13 | 115 | n/a | n/a | n/a | n/a | Clinic_79-91_Door Schedules | n/a
JambNumber | bill.east@us.army.mil | 2012-10-26T09:46:00 | Requirement | Component | Door 2A13 | J3 | n/a | n/a | n/a | n/a | Clinic_79-91_Door Schedules | n/a
HeadNumber | bill.east@us.army.mil | 2012-10-26T09:46:00 | Requirement | Component | Door 2A13 | H3 | n/a | n/a | n/a | n/a | Clinic_79-91_Door Schedules | n/a
Threshold | bill.east@us.army.mil | 2012-10-26T09:46:00 | Requirement | Component | Door 2A13 | T | n/a | n/a | n/a | n/a | Clinic_79-91_Door Schedules | n/a
PaintColor | bill.east@us.army.mil | 2012-10-26T09:46:00 | Requirement | Component | Door 2A13 | DP3 | n/a | n/a | n/a | n/a | Clinic_79-91_Door Schedules | n/a
Width | bill.east@us.army.mil | 2012-10-26T09:46:00 | Requirement | Component | Door 2A14 | 915 | mm | n/a | n/a | n/a | Clinic_79-91_Door Schedules | n/a
Height | bill.east@us.army.mil | 2012-10-26T09:46:00 | Requirement | Component | Door 2A14 | 2135 | mm | n/a | n/a | n/a | Clinic_79-91_Door Schedules | n/a
Thickness | bill.east@us.army.mil | 2012-10-26T09:46:00 | Requirement | Component | Door 2A14 | 45 | mm | n/a | n/a | n/a | Clinic_79-91_Door Schedules | n/a
DoorFrame | bill.east@us.army.mil | 2012-10-26T09:46:00 | Requirement | Component | Door 2A14 | STEEL | n/a | n/a | n/a | n/a | Clinic_79-91_Door Schedules | n/a
WeatherStrpping | bill.east@us.army.mil | 2012-10-26T09:46:00 | Requirement | Component | Door 2A14 | n/a | n/a | n/a | n/a | n/a | Clinic_79-91_Door Schedules | n/a
SoundProof | bill.east@us.army.mil | 2012-10-26T09:46:00 | Requirement | Component | Door 2A14 | n/a | n/a | n/a | n/a | n/a | Clinic_79-91_Door Schedules | n/a
Shielded | bill.east@us.army.mil | 2012-10-26T09:46:00 | Requirement | Component | Door 2A14 | n/a | n/a | n/a | n/a | n/a | Clinic_79-91_Door Schedules | n/a
HardwareSet | bill.east@us.army.mil | 2012-10-26T09:46:00 | Requirement | Component | Door 2A14 | 101 | n/a | n/a | n/a | n/a | Clinic_79-91_Door Schedules | n/a
JambNumber | bill.east@us.army.mil | 2012-10-26T09:46:00 | Requirement | Component | Door 2A14 | J1 | n/a | n/a | n/a | n/a | Clinic_79-91_Door Schedules | n/a
HeadNumber | bill.east@us.army.mil | 2012-10-26T09:46:00 | Requirement | Component | Door 2A14 | H1 | n/a | n/a | n/a | n/a | Clinic_79-91_Door Schedules | n/a
Threshold | bill.east@us.army.mil | 2012-10-26T09:46:00 | Requirement | Component | Door 2A14 | T | n/a | n/a | n/a | n/a | Clinic_79-91_Door Schedules | n/a
PaintColor | bill.east@us.army.mil | 2012-10-26T09:46:00 | Requirement | Component | Door 2A14 | DP3 | n/a | n/a | n/a | n/a | Clinic_79-91_Door Schedules | n/a
Width | bill.east@us.army.mil | 2012-10-26T09:46:00 | Requirement | Component | Door 2AC2 | 915 | mm | n/a | n/a | n/a | Clinic_79-91_Door Schedules | n/a
Height | bill.east@us.army.mil | 2012-10-26T09:46:00 | Requirement | Component | Door 2AC2 | 2135 | mm | n/a | n/a | n/a | Clinic_79-91_Door Schedules | n/a
Thickness | bill.east@us.army.mil | 2012-10-26T09:46:00 | Requirement | Component | Door 2AC2 | 45 | mm | n/a | n/a | n/a | Clinic_79-91_Door Schedules | n/a
DoorFrame | bill.east@us.army.mil | 2012-10-26T09:46:00 | Requirement | Component | Door 2AC2 | STEEL | n/a | n/a | n/a | n/a | Clinic_79-91_Door Schedules | n/a
WeatherStrpping | bill.east@us.army.mil | 2012-10-26T09:46:00 | Requirement | Component | Door 2AC2 | n/a | n/a | n/a | n/a | n/a | Clinic_79-91_Door Schedules | n/a
SoundProof | bill.east@us.army.mil | 2012-10-26T09:46:00 | Requirement | Component | Door 2AC2 | n/a | n/a | n/a | n/a | n/a | Clinic_79-91_Door Schedules | n/a
Shielded | bill.east@us.army.mil | 2012-10-26T09:46:00 | Requirement | Component | Door 2AC2 | n/a | n/a | n/a | n/a | n/a | Clinic_79-91_Door Schedules | n/a
HardwareSet | bill.east@us.army.mil | 2012-10-26T09:46:00 | Requirement | Component | Door 2AC2 | 108 | n/a | n/a | n/a | n/a | Clinic_79-91_Door Schedules | n/a
JambNumber | bill.east@us.army.mil | 2012-10-26T09:46:00 | Requirement | Component | Door 2AC2 | J1 | n/a | n/a | n/a | n/a | Clinic_79-91_Door Schedules | n/a
HeadNumber | bill.east@us.army.mil | 2012-10-26T09:46:00 | Requirement | Component | Door 2AC2 | H1 | n/a | n/a | n/a | n/a | Clinic_79-91_Door Schedules | n/a
Threshold | bill.east@us.army.mil | 2012-10-26T09:46:00 | Requirement | Component | Door 2AC2 | T | n/a | n/a | n/a | n/a | Clinic_79-91_Door Schedules | n/a
PaintColor | bill.east@us.army.mil | 2012-10-26T09:46:00 | Requirement | Component | Door 2AC2 | DP3 | n/a | n/a | n/a | n/a | Clinic_79-91_Door Schedules | n/a
Width | bill.east@us.army.mil | 2012-10-26T09:46:00 | Requirement | Component | Door 2AC2A | 915 | mm | n/a | n/a | n/a | Clinic_79-91_Door Schedules | n/a
Height | bill.east@us.army.mil | 2012-10-26T09:46:00 | Requirement | Component | Door 2AC2A | 2375 | mm | n/a | n/a | n/a | Clinic_79-91_Door Schedules | n/a
Thickness | bill.east@us.army.mil | 2012-10-26T09:46:00 | Requirement | Component | Door 2AC2A | 45 | mm | n/a | n/a | n/a | Clinic_79-91_Door Schedules | n/a
DoorFrame | bill.east@us.army.mil | 2012-10-26T09:46:00 | Requirement | Component | Door 2AC2A | ALUMINIUM | n/a | n/a | n/a | n/a | Clinic_79-91_Door Schedules | n/a
WeatherStrpping | bill.east@us.army.mil | 2012-10-26T09:46:00 | Requirement | Component | Door 2AC2A | n/a | n/a | n/a | n/a | n/a | Clinic_79-91_Door Schedules | n/a
SoundProof | bill.east@us.army.mil | 2012-10-26T09:46:00 | Requirement | Component | Door 2AC2A | n/a | n/a | n/a | n/a | n/a | Clinic_79-91_Door Schedules | n/a
Shielded | bill.east@us.army.mil | 2012-10-26T09:46:00 | Requirement | Component | Door 2AC2A | n/a | n/a | n/a | n/a | n/a | Clinic_79-91_Door Schedules | n/a
HardwareSet | bill.east@us.army.mil | 2012-10-26T09:46:00 | Requirement | Component | Door 2AC2A | 108 | n/a | n/a | n/a | n/a | Clinic_79-91_Door Schedules | n/a
JambNumber | bill.east@us.army.mil | 2012-10-26T09:46:00 | Requirement | Component | Door 2AC2A | J8, J10 | n/a | n/a | n/a | n/a | Clinic_79-91_Door Schedules | n/a
HeadNumber | bill.east@us.army.mil | 2012-10-26T09:46:00 | Requirement | Component | Door 2AC2A | H8 | n/a | n/a | n/a | n/a | Clinic_79-91_Door Schedules | n/a
Threshold | bill.east@us.army.mil | 2012-10-26T09:46:00 | Requirement | Component | Door 2AC2A | T | n/a | n/a | n/a | n/a | Clinic_79-91_Door Schedules | n/a
PaintColor | bill.east@us.army.mil | 2012-10-26T09:46:00 | Requirement | Component | Door 2AC2A | To Match | n/a | n/a | n/a | n/a | Clinic_79-91_Door Schedules | n/a
Width | bill.east@us.army.mil | 2012-10-26T09:46:00 | Requirement | Component | Door 2AC5 | 915 | mm | n/a | n/a | n/a | Clinic_79-91_Door Schedules | n/a
Height | bill.east@us.army.mil | 2012-10-26T09:46:00 | Requirement | Component | Door 2AC5 | 2135 | mm | n/a | n/a | n/a | Clinic_79-91_Door Schedules | n/a
Thickness | bill.east@us.army.mil | 2012-10-26T09:46:00 | Requirement | Component | Door 2AC5 | 45 | mm | n/a | n/a | n/a | Clinic_79-91_Door Schedules | n/a
DoorFrame | bill.east@us.army.mil | 2012-10-26T09:46:00 | Requirement | Component | Door 2AC5 | STEEL | n/a | n/a | n/a | n/a | Clinic_79-91_Door Schedules | n/a
WeatherStrpping | bill.east@us.army.mil | 2012-10-26T09:46:00 | Requirement | Component | Door 2AC5 | n/a | n/a | n/a | n/a | n/a | Clinic_79-91_Door Schedules | n/a
SoundProof | bill.east@us.army.mil | 2012-10-26T09:46:00 | Requirement | Component | Door 2AC5 | n/a | n/a | n/a | n/a | n/a | Clinic_79-91_Door Schedules | n/a
Shielded | bill.east@us.army.mil | 2012-10-26T09:46:00 | Requirement | Component | Door 2AC5 | n/a | n/a | n/a | n/a | n/a | Clinic_79-91_Door Schedules | n/a
HardwareSet | bill.east@us.army.mil | 2012-10-26T09:46:00 | Requirement | Component | Door 2AC5 | 108 | n/a | n/a | n/a | n/a | Clinic_79-91_Door Schedules | n/a
JambNumber | bill.east@us.army.mil | 2012-10-26T09:46:00 | Requirement | Component | Door 2AC5 | J1 | n/a | n/a | n/a | n/a | Clinic_79-91_Door Schedules | n/a
HeadNumber | bill.east@us.army.mil | 2012-10-26T09:46:00 | Requirement | Component | Door 2AC5 | H1 | n/a | n/a | n/a | n/a | Clinic_79-91_Door Schedules | n/a
Threshold | bill.east@us.army.mil | 2012-10-26T09:46:00 | Requirement | Component | Door 2AC5 | T | n/a | n/a | n/a | n/a | Clinic_79-91_Door Schedules | n/a
PaintColor | bill.east@us.army.mil | 2012-10-26T09:46:00 | Requirement | Component | Door 2AC5 | DP3 | n/a | n/a | n/a | n/a | Clinic_79-91_Door Schedules | n/a
Width | bill.east@us.army.mil | 2012-10-26T09:46:00 | Requirement | Component | Door 2B01 | 915 | mm | n/a | n/a | n/a | Clinic_79-91_Door Schedules | n/a
Height | bill.east@us.army.mil | 2012-10-26T09:46:00 | Requirement | Component | Door 2B01 | 2135 | mm | n/a | n/a | n/a | Clinic_79-91_Door Schedules | n/a
Thickness | bill.east@us.army.mil | 2012-10-26T09:46:00 | Requirement | Component | Door 2B01 | 45 | mm | n/a | n/a | n/a | Clinic_79-91_Door Schedules | n/a
DoorFrame | bill.east@us.army.mil | 2012-10-26T09:46:00 | Requirement | Component | Door 2B01 | STEEL | n/a | n/a | n/a | n/a | Clinic_79-91_Door Schedules | n/a
WeatherStrpping | bill.east@us.army.mil | 2012-10-26T09:46:00 | Requirement | Component | Door 2B01 | n/a | n/a | n/a | n/a | n/a | Clinic_79-91_Door Schedules | n/a
SoundProof | bill.east@us.army.mil | 2012-10-26T09:46:00 | Requirement | Component | Door 2B01 | n/a | n/a | n/a | n/a | n/a | Clinic_79-91_Door Schedules | n/a
Shielded | bill.east@us.army.mil | 2012-10-26T09:46:00 | Requirement | Component | Door 2B01 | n/a | n/a | n/a | n/a | n/a | Clinic_79-91_Door Schedules | n/a
HardwareSet | bill.east@us.army.mil | 2012-10-26T09:46:00 | Requirement | Component | Door 2B01 | 101 | n/a | n/a | n/a | n/a | Clinic_79-91_Door Schedules | n/a
JambNumber | bill.east@us.army.mil | 2012-10-26T09:46:00 | Requirement | Component | Door 2B01 | J1 | n/a | n/a | n/a | n/a | Clinic_79-91_Door Schedules | n/a
HeadNumber | bill.east@us.army.mil | 2012-10-26T09:46:00 | Requirement | Component | Door 2B01 | H1 | n/a | n/a | n/a | n/a | Clinic_79-91_Door Schedules | n/a
Threshold | bill.east@us.army.mil | 2012-10-26T09:46:00 | Requirement | Component | Door 2B01 | IT | n/a | n/a | n/a | n/a | Clinic_79-91_Door Schedules | n/a
PaintColor | bill.east@us.army.mil | 2012-10-26T09:46:00 | Requirement | Component | Door 2B01 | DP3 | n/a | n/a | n/a | n/a | Clinic_79-91_Door Schedules | n/a
Width | bill.east@us.army.mil | 2012-10-26T09:46:00 | Requirement | Component | Door 2B02 | 915 | mm | n/a | n/a | n/a | Clinic_79-91_Door Schedules | n/a
Height | bill.east@us.army.mil | 2012-10-26T09:46:00 | Requirement | Component | Door 2B02 | 2135 | mm | n/a | n/a | n/a | Clinic_79-91_Door Schedules | n/a
Thickness | bill.east@us.army.mil | 2012-10-26T09:46:00 | Requirement | Component | Door 2B02 | 45 | mm | n/a | n/a | n/a | Clinic_79-91_Door Schedules | n/a
DoorFrame | bill.east@us.army.mil | 2012-10-26T09:46:00 | Requirement | Component | Door 2B02 | STEEL | n/a | n/a | n/a | n/a | Clinic_79-91_Door Schedules | n/a
WeatherStrpping | bill.east@us.army.mil | 2012-10-26T09:46:00 | Requirement | Component | Door 2B02 | n/a | n/a | n/a | n/a | n/a | Clinic_79-91_Door Schedules | n/a
SoundProof | bill.east@us.army.mil | 2012-10-26T09:46:00 | Requirement | Component | Door 2B02 | n/a | n/a | n/a | n/a | n/a | Clinic_79-91_Door Schedules | n/a
Shielded | bill.east@us.army.mil | 2012-10-26T09:46:00 | Requirement | Component | Door 2B02 | n/a | n/a | n/a | n/a | n/a | Clinic_79-91_Door Schedules | n/a
HardwareSet | bill.east@us.army.mil | 2012-10-26T09:46:00 | Requirement | Component | Door 2B02 | 112 | n/a | n/a | n/a | n/a | Clinic_79-91_Door Schedules | n/a
JambNumber | bill.east@us.army.mil | 2012-10-26T09:46:00 | Requirement | Component | Door 2B02 | J1 | n/a | n/a | n/a | n/a | Clinic_79-91_Door Schedules | n/a
HeadNumber | bill.east@us.army.mil | 2012-10-26T09:46:00 | Requirement | Component | Door 2B02 | H1 | n/a | n/a | n/a | n/a | Clinic_79-91_Door Schedules | n/a
Threshold | bill.east@us.army.mil | 2012-10-26T09:46:00 | Requirement | Component | Door 2B02 | IT | n/a | n/a | n/a | n/a | Clinic_79-91_Door Schedules | n/a
PaintColor | bill.east@us.army.mil | 2012-10-26T09:46:00 | Requirement | Component | Door 2B02 | DP3 | n/a | n/a | n/a | n/a | Clinic_79-91_Door Schedules | n/a
Width | bill.east@us.army.mil | 2012-10-26T09:46:00 | Requirement | Component | Door 2B03 | 915 | mm | n/a | n/a | n/a | Clinic_79-91_Door Schedules | n/a
Height | bill.east@us.army.mil | 2012-10-26T09:46:00 | Requirement | Component | Door 2B03 | 2135 | mm | n/a | n/a | n/a | Clinic_79-91_Door Schedules | n/a
Thickness | bill.east@us.army.mil | 2012-10-26T09:46:00 | Requirement | Component | Door 2B03 | 45 | mm | n/a | n/a | n/a | Clinic_79-91_Door Schedules | n/a
DoorFrame | bill.east@us.army.mil | 2012-10-26T09:46:00 | Requirement | Component | Door 2B03 | STEEL | n/a | n/a | n/a | n/a | Clinic_79-91_Door Schedules | n/a
WeatherStrpping | bill.east@us.army.mil | 2012-10-26T09:46:00 | Requirement | Component | Door 2B03 | n/a | n/a | n/a | n/a | n/a | Clinic_79-91_Door Schedules | n/a
SoundProof | bill.east@us.army.mil | 2012-10-26T09:46:00 | Requirement | Component | Door 2B03 | n/a | n/a | n/a | n/a | n/a | Clinic_79-91_Door Schedules | n/a
Shielded | bill.east@us.army.mil | 2012-10-26T09:46:00 | Requirement | Component | Door 2B03 | n/a | n/a | n/a | n/a | n/a | Clinic_79-91_Door Schedules | n/a
HardwareSet | bill.east@us.army.mil | 2012-10-26T09:46:00 | Requirement | Component | Door 2B03 | 118 | n/a | n/a | n/a | n/a | Clinic_79-91_Door Schedules | n/a
JambNumber | bill.east@us.army.mil | 2012-10-26T09:46:00 | Requirement | Component | Door 2B03 | J1 | n/a | n/a | n/a | n/a | Clinic_79-91_Door Schedules | n/a
HeadNumber | bill.east@us.army.mil | 2012-10-26T09:46:00 | Requirement | Component | Door 2B03 | H1 | n/a | n/a | n/a | n/a | Clinic_79-91_Door Schedules | n/a
Threshold | bill.east@us.army.mil | 2012-10-26T09:46:00 | Requirement | Component | Door 2B03 | IT | n/a | n/a | n/a | n/a | Clinic_79-91_Door Schedules | n/a
PaintColor | bill.east@us.army.mil | 2012-10-26T09:46:00 | Requirement | Component | Door 2B03 | DP3 | n/a | n/a | n/a | n/a | Clinic_79-91_Door Schedules | n/a
Width | bill.east@us.army.mil | 2012-10-26T09:46:00 | Requirement | Component | Door 2B04 | 915 | mm | n/a | n/a | n/a | Clinic_79-91_Door Schedules | n/a
Height | bill.east@us.army.mil | 2012-10-26T09:46:00 | Requirement | Component | Door 2B04 | 2135 | mm | n/a | n/a | n/a | Clinic_79-91_Door Schedules | n/a
Thickness | bill.east@us.army.mil | 2012-10-26T09:46:00 | Requirement | Component | Door 2B04 | 45 | mm | n/a | n/a | n/a | Clinic_79-91_Door Schedules | n/a
DoorFrame | bill.east@us.army.mil | 2012-10-26T09:46:00 | Requirement | Component | Door 2B04 | STEEL | n/a | n/a | n/a | n/a | Clinic_79-91_Door Schedules | n/a
WeatherStrpping | bill.east@us.army.mil | 2012-10-26T09:46:00 | Requirement | Component | Door 2B04 | n/a | n/a | n/a | n/a | n/a | Clinic_79-91_Door Schedules | n/a
SoundProof | bill.east@us.army.mil | 2012-10-26T09:46:00 | Requirement | Component | Door 2B04 | n/a | n/a | n/a | n/a | n/a | Clinic_79-91_Door Schedules | n/a
Shielded | bill.east@us.army.mil | 2012-10-26T09:46:00 | Requirement | Component | Door 2B04 | n/a | n/a | n/a | n/a | n/a | Clinic_79-91_Door Schedules | n/a
HardwareSet | bill.east@us.army.mil | 2012-10-26T09:46:00 | Requirement | Component | Door 2B04 | 118 | n/a | n/a | n/a | n/a | Clinic_79-91_Door Schedules | n/a
JambNumber | bill.east@us.army.mil | 2012-10-26T09:46:00 | Requirement | Component | Door 2B04 | J1 | n/a | n/a | n/a | n/a | Clinic_79-91_Door Schedules | n/a
HeadNumber | bill.east@us.army.mil | 2012-10-26T09:46:00 | Requirement | Component | Door 2B04 | H1 | n/a | n/a | n/a | n/a | Clinic_79-91_Door Schedules | n/a
Threshold | bill.east@us.army.mil | 2012-10-26T09:46:00 | Requirement | Component | Door 2B04 | IT | n/a | n/a | n/a | n/a | Clinic_79-91_Door Schedules | n/a
PaintColor | bill.east@us.army.mil | 2012-10-26T09:46:00 | Requirement | Component | Door 2B04 | DP3 | n/a | n/a | n/a | n/a | Clinic_79-91_Door Schedules | n/a
Width | bill.east@us.army.mil | 2012-10-26T09:46:00 | Requirement | Component | Door 2B05 | 915 | mm | n/a | n/a | n/a | Clinic_79-91_Door Schedules | n/a
Height | bill.east@us.army.mil | 2012-10-26T09:46:00 | Requirement | Component | Door 2B05 | 2135 | mm | n/a | n/a | n/a | Clinic_79-91_Door Schedules | n/a
Thickness | bill.east@us.army.mil | 2012-10-26T09:46:00 | Requirement | Component | Door 2B05 | 45 | mm | n/a | n/a | n/a | Clinic_79-91_Door Schedules | n/a
DoorFrame | bill.east@us.army.mil | 2012-10-26T09:46:00 | Requirement | Component | Door 2B05 | STEEL | n/a | n/a | n/a | n/a | Clinic_79-91_Door Schedules | n/a
WeatherStrpping | bill.east@us.army.mil | 2012-10-26T09:46:00 | Requirement | Component | Door 2B05 | n/a | n/a | n/a | n/a | n/a | Clinic_79-91_Door Schedules | n/a
SoundProof | bill.east@us.army.mil | 2012-10-26T09:46:00 | Requirement | Component | Door 2B05 | n/a | n/a | n/a | n/a | n/a | Clinic_79-91_Door Schedules | n/a
Shielded | bill.east@us.army.mil | 2012-10-26T09:46:00 | Requirement | Component | Door 2B05 | n/a | n/a | n/a | n/a | n/a | Clinic_79-91_Door Schedules | n/a
HardwareSet | bill.east@us.army.mil | 2012-10-26T09:46:00 | Requirement | Component | Door 2B05 | 102 | n/a | n/a | n/a | n/a | Clinic_79-91_Door Schedules | n/a
JambNumber | bill.east@us.army.mil | 2012-10-26T09:46:00 | Requirement | Component | Door 2B05 | J1 | n/a | n/a | n/a | n/a | Clinic_79-91_Door Schedules | n/a
HeadNumber | bill.east@us.army.mil | 2012-10-26T09:46:00 | Requirement | Component | Door 2B05 | H1 | n/a | n/a | n/a | n/a | Clinic_79-91_Door Schedules | n/a
Threshold | bill.east@us.army.mil | 2012-10-26T09:46:00 | Requirement | Component | Door 2B05 | IT | n/a | n/a | n/a | n/a | Clinic_79-91_Door Schedules | n/a
PaintColor | bill.east@us.army.mil | 2012-10-26T09:46:00 | Requirement | Component | Door 2B05 | DP3 | n/a | n/a | n/a | n/a | Clinic_79-91_Door Schedules | n/a
Width | bill.east@us.army.mil | 2012-10-26T09:46:00 | Requirement | Component | Door 2B06 | 915 | mm | n/a | n/a | n/a | Clinic_79-91_Door Schedules | n/a
Height | bill.east@us.army.mil | 2012-10-26T09:46:00 | Requirement | Component | Door 2B06 | 2135 | mm | n/a | n/a | n/a | Clinic_79-91_Door Schedules | n/a
Thickness | bill.east@us.army.mil | 2012-10-26T09:46:00 | Requirement | Component | Door 2B06 | 45 | mm | n/a | n/a | n/a | Clinic_79-91_Door Schedules | n/a
DoorFrame | bill.east@us.army.mil | 2012-10-26T09:46:00 | Requirement | Component | Door 2B06 | STEEL | n/a | n/a | n/a | n/a | Clinic_79-91_Door Schedules | n/a
WeatherStrpping | bill.east@us.army.mil | 2012-10-26T09:46:00 | Requirement | Component | Door 2B06 | n/a | n/a | n/a | n/a | n/a | Clinic_79-91_Door Schedules | n/a
SoundProof | bill.east@us.army.mil | 2012-10-26T09:46:00 | Requirement | Component | Door 2B06 | n/a | n/a | n/a | n/a | n/a | Clinic_79-91_Door Schedules | n/a
Shielded | bill.east@us.army.mil | 2012-10-26T09:46:00 | Requirement | Component | Door 2B06 | n/a | n/a | n/a | n/a | n/a | Clinic_79-91_Door Schedules | n/a
HardwareSet | bill.east@us.army.mil | 2012-10-26T09:46:00 | Requirement | Component | Door 2B06 | 102 | n/a | n/a | n/a | n/a | Clinic_79-91_Door Schedules | n/a
JambNumber | bill.east@us.army.mil | 2012-10-26T09:46:00 | Requirement | Component | Door 2B06 | J1 | n/a | n/a | n/a | n/a | Clinic_79-91_Door Schedules | n/a
HeadNumber | bill.east@us.army.mil | 2012-10-26T09:46:00 | Requirement | Component | Door 2B06 | H1 | n/a | n/a | n/a | n/a | Clinic_79-91_Door Schedules | n/a
Threshold | bill.east@us.army.mil | 2012-10-26T09:46:00 | Requirement | Component | Door 2B06 | IT | n/a | n/a | n/a | n/a | Clinic_79-91_Door Schedules | n/a
PaintColor | bill.east@us.army.mil | 2012-10-26T09:46:00 | Requirement | Component | Door 2B06 | DP3 | n/a | n/a | n/a | n/a | Clinic_79-91_Door Schedules | n/a
Width | bill.east@us.army.mil | 2012-10-26T09:46:00 | Requirement | Component | Door 2B07 | 915 | mm | n/a | n/a | n/a | Clinic_79-91_Door Schedules | n/a
Height | bill.east@us.army.mil | 2012-10-26T09:46:00 | Requirement | Component | Door 2B07 | 2135 | mm | n/a | n/a | n/a | Clinic_79-91_Door Schedules | n/a
Thickness | bill.east@us.army.mil | 2012-10-26T09:46:00 | Requirement | Component | Door 2B07 | 45 | mm | n/a | n/a | n/a | Clinic_79-91_Door Schedules | n/a
DoorFrame | bill.east@us.army.mil | 2012-10-26T09:46:00 | Requirement | Component | Door 2B07 | STEEL | n/a | n/a | n/a | n/a | Clinic_79-91_Door Schedules | n/a
WeatherStrpping | bill.east@us.army.mil | 2012-10-26T09:46:00 | Requirement | Component | Door 2B07 | n/a | n/a | n/a | n/a | n/a | Clinic_79-91_Door Schedules | n/a
SoundProof | bill.east@us.army.mil | 2012-10-26T09:46:00 | Requirement | Component | Door 2B07 | n/a | n/a | n/a | n/a | n/a | Clinic_79-91_Door Schedules | n/a
Shielded | bill.east@us.army.mil | 2012-10-26T09:46:00 | Requirement | Component | Door 2B07 | n/a | n/a | n/a | n/a | n/a | Clinic_79-91_Door Schedules | n/a
HardwareSet | bill.east@us.army.mil | 2012-10-26T09:46:00 | Requirement | Component | Door 2B07 | 101 | n/a | n/a | n/a | n/a | Clinic_79-91_Door Schedules | n/a
JambNumber | bill.east@us.army.mil | 2012-10-26T09:46:00 | Requirement | Component | Door 2B07 | J1 | n/a | n/a | n/a | n/a | Clinic_79-91_Door Schedules | n/a
HeadNumber | bill.east@us.army.mil | 2012-10-26T09:46:00 | Requirement | Component | Door 2B07 | H1 | n/a | n/a | n/a | n/a | Clinic_79-91_Door Schedules | n/a
Threshold | bill.east@us.army.mil | 2012-10-26T09:46:00 | Requirement | Component | Door 2B07 | IT | n/a | n/a | n/a | n/a | Clinic_79-91_Door Schedules | n/a
PaintColor | bill.east@us.army.mil | 2012-10-26T09:46:00 | Requirement | Component | Door 2B07 | DP3 | n/a | n/a | n/a | n/a | Clinic_79-91_Door Schedules | n/a
Width | bill.east@us.army.mil | 2012-10-26T09:46:00 | Requirement | Component | Door 2B08 | 915 | mm | n/a | n/a | n/a | Clinic_79-91_Door Schedules | n/a
Height | bill.east@us.army.mil | 2012-10-26T09:46:00 | Requirement | Component | Door 2B08 | 2135 | mm | n/a | n/a | n/a | Clinic_79-91_Door Schedules | n/a
Thickness | bill.east@us.army.mil | 2012-10-26T09:46:00 | Requirement | Component | Door 2B08 | 45 | mm | n/a | n/a | n/a | Clinic_79-91_Door Schedules | n/a
DoorFrame | bill.east@us.army.mil | 2012-10-26T09:46:00 | Requirement | Component | Door 2B08 | STEEL | n/a | n/a | n/a | n/a | Clinic_79-91_Door Schedules | n/a
WeatherStrpping | bill.east@us.army.mil | 2012-10-26T09:46:00 | Requirement | Component | Door 2B08 | n/a | n/a | n/a | n/a | n/a | Clinic_79-91_Door Schedules | n/a
SoundProof | bill.east@us.army.mil | 2012-10-26T09:46:00 | Requirement | Component | Door 2B08 | n/a | n/a | n/a | n/a | n/a | Clinic_79-91_Door Schedules | n/a
Shielded | bill.east@us.army.mil | 2012-10-26T09:46:00 | Requirement | Component | Door 2B08 | n/a | n/a | n/a | n/a | n/a | Clinic_79-91_Door Schedules | n/a
HardwareSet | bill.east@us.army.mil | 2012-10-26T09:46:00 | Requirement | Component | Door 2B08 | 101 | n/a | n/a | n/a | n/a | Clinic_79-91_Door Schedules | n/a
JambNumber | bill.east@us.army.mil | 2012-10-26T09:46:00 | Requirement | Component | Door 2B08 | J1 | n/a | n/a | n/a | n/a | Clinic_79-91_Door Schedules | n/a
HeadNumber | bill.east@us.army.mil | 2012-10-26T09:46:00 | Requirement | Component | Door 2B08 | H1 | n/a | n/a | n/a | n/a | Clinic_79-91_Door Schedules | n/a
Threshold | bill.east@us.army.mil | 2012-10-26T09:46:00 | Requirement | Component | Door 2B08 | IT | n/a | n/a | n/a | n/a | Clinic_79-91_Door Schedules | n/a
PaintColor | bill.east@us.army.mil | 2012-10-26T09:46:00 | Requirement | Component | Door 2B08 | DP3 | n/a | n/a | n/a | n/a | Clinic_79-91_Door Schedules | n/a
Width | bill.east@us.army.mil | 2012-10-26T09:46:00 | Requirement | Component | Door 2B09 | 915 | mm | n/a | n/a | n/a | Clinic_79-91_Door Schedules | n/a
Height | bill.east@us.army.mil | 2012-10-26T09:46:00 | Requirement | Component | Door 2B09 | 2135 | mm | n/a | n/a | n/a | Clinic_79-91_Door Schedules | n/a
Thickness | bill.east@us.army.mil | 2012-10-26T09:46:00 | Requirement | Component | Door 2B09 | 45 | mm | n/a | n/a | n/a | Clinic_79-91_Door Schedules | n/a
DoorFrame | bill.east@us.army.mil | 2012-10-26T09:46:00 | Requirement | Component | Door 2B09 | STEEL | n/a | n/a | n/a | n/a | Clinic_79-91_Door Schedules | n/a
WeatherStrpping | bill.east@us.army.mil | 2012-10-26T09:46:00 | Requirement | Component | Door 2B09 | n/a | n/a | n/a | n/a | n/a | Clinic_79-91_Door Schedules | n/a
SoundProof | bill.east@us.army.mil | 2012-10-26T09:46:00 | Requirement | Component | Door 2B09 | n/a | n/a | n/a | n/a | n/a | Clinic_79-91_Door Schedules | n/a
Shielded | bill.east@us.army.mil | 2012-10-26T09:46:00 | Requirement | Component | Door 2B09 | n/a | n/a | n/a | n/a | n/a | Clinic_79-91_Door Schedules | n/a
HardwareSet | bill.east@us.army.mil | 2012-10-26T09:46:00 | Requirement | Component | Door 2B09 | 101 | n/a | n/a | n/a | n/a | Clinic_79-91_Door Schedules | n/a
JambNumber | bill.east@us.army.mil | 2012-10-26T09:46:00 | Requirement | Component | Door 2B09 | J1 | n/a | n/a | n/a | n/a | Clinic_79-91_Door Schedules | n/a
HeadNumber | bill.east@us.army.mil | 2012-10-26T09:46:00 | Requirement | Component | Door 2B09 | H1 | n/a | n/a | n/a | n/a | Clinic_79-91_Door Schedules | n/a
Threshold | bill.east@us.army.mil | 2012-10-26T09:46:00 | Requirement | Component | Door 2B09 | IT | n/a | n/a | n/a | n/a | Clinic_79-91_Door Schedules | n/a
PaintColor | bill.east@us.army.mil | 2012-10-26T09:46:00 | Requirement | Component | Door 2B09 | DP3 | n/a | n/a | n/a | n/a | Clinic_79-91_Door Schedules | n/a
Width | bill.east@us.army.mil | 2012-10-26T09:46:00 | Requirement | Component | Door 2B10 | 915 | mm | n/a | n/a | n/a | Clinic_79-91_Door Schedules | n/a
Height | bill.east@us.army.mil | 2012-10-26T09:46:00 | Requirement | Component | Door 2B10 | 2135 | mm | n/a | n/a | n/a | Clinic_79-91_Door Schedules | n/a
Thickness | bill.east@us.army.mil | 2012-10-26T09:46:00 | Requirement | Component | Door 2B10 | 45 | mm | n/a | n/a | n/a | Clinic_79-91_Door Schedules | n/a
DoorFrame | bill.east@us.army.mil | 2012-10-26T09:46:00 | Requirement | Component | Door 2B10 | STEEL | n/a | n/a | n/a | n/a | Clinic_79-91_Door Schedules | n/a
WeatherStrpping | bill.east@us.army.mil | 2012-10-26T09:46:00 | Requirement | Component | Door 2B10 | n/a | n/a | n/a | n/a | n/a | Clinic_79-91_Door Schedules | n/a
SoundProof | bill.east@us.army.mil | 2012-10-26T09:46:00 | Requirement | Component | Door 2B10 | n/a | n/a | n/a | n/a | n/a | Clinic_79-91_Door Schedules | n/a
Shielded | bill.east@us.army.mil | 2012-10-26T09:46:00 | Requirement | Component | Door 2B10 | n/a | n/a | n/a | n/a | n/a | Clinic_79-91_Door Schedules | n/a
HardwareSet | bill.east@us.army.mil | 2012-10-26T09:46:00 | Requirement | Component | Door 2B10 | 101 | n/a | n/a | n/a | n/a | Clinic_79-91_Door Schedules | n/a
JambNumber | bill.east@us.army.mil | 2012-10-26T09:46:00 | Requirement | Component | Door 2B10 | J1 | n/a | n/a | n/a | n/a | Clinic_79-91_Door Schedules | n/a
HeadNumber | bill.east@us.army.mil | 2012-10-26T09:46:00 | Requirement | Component | Door 2B10 | H1 | n/a | n/a | n/a | n/a | Clinic_79-91_Door Schedules | n/a
Threshold | bill.east@us.army.mil | 2012-10-26T09:46:00 | Requirement | Component | Door 2B10 | IT | n/a | n/a | n/a | n/a | Clinic_79-91_Door Schedules | n/a
PaintColor | bill.east@us.army.mil | 2012-10-26T09:46:00 | Requirement | Component | Door 2B10 | DP3 | n/a | n/a | n/a | n/a | Clinic_79-91_Door Schedules | n/a
Width | bill.east@us.army.mil | 2012-10-26T09:46:00 | Requirement | Component | Door 2B12 | 915 | mm | n/a | n/a | n/a | Clinic_79-91_Door Schedules | n/a
Height | bill.east@us.army.mil | 2012-10-26T09:46:00 | Requirement | Component | Door 2B12 | 2135 | mm | n/a | n/a | n/a | Clinic_79-91_Door Schedules | n/a
Thickness | bill.east@us.army.mil | 2012-10-26T09:46:00 | Requirement | Component | Door 2B12 | 45 | mm | n/a | n/a | n/a | Clinic_79-91_Door Schedules | n/a
DoorFrame | bill.east@us.army.mil | 2012-10-26T09:46:00 | Requirement | Component | Door 2B12 | STEEL | n/a | n/a | n/a | n/a | Clinic_79-91_Door Schedules | n/a
WeatherStrpping | bill.east@us.army.mil | 2012-10-26T09:46:00 | Requirement | Component | Door 2B12 | n/a | n/a | n/a | n/a | n/a | Clinic_79-91_Door Schedules | n/a
SoundProof | bill.east@us.army.mil | 2012-10-26T09:46:00 | Requirement | Component | Door 2B12 | n/a | n/a | n/a | n/a | n/a | Clinic_79-91_Door Schedules | n/a
Shielded | bill.east@us.army.mil | 2012-10-26T09:46:00 | Requirement | Component | Door 2B12 | n/a | n/a | n/a | n/a | n/a | Clinic_79-91_Door Schedules | n/a
HardwareSet | bill.east@us.army.mil | 2012-10-26T09:46:00 | Requirement | Component | Door 2B12 | 110 | n/a | n/a | n/a | n/a | Clinic_79-91_Door Schedules | n/a
JambNumber | bill.east@us.army.mil | 2012-10-26T09:46:00 | Requirement | Component | Door 2B12 | J1 | n/a | n/a | n/a | n/a | Clinic_79-91_Door Schedules | n/a
HeadNumber | bill.east@us.army.mil | 2012-10-26T09:46:00 | Requirement | Component | Door 2B12 | H1 | n/a | n/a | n/a | n/a | Clinic_79-91_Door Schedules | n/a
Threshold | bill.east@us.army.mil | 2012-10-26T09:46:00 | Requirement | Component | Door 2B12 | IT | n/a | n/a | n/a | n/a | Clinic_79-91_Door Schedules | n/a
PaintColor | bill.east@us.army.mil | 2012-10-26T09:46:00 | Requirement | Component | Door 2B12 | DP3 | n/a | n/a | n/a | n/a | Clinic_79-91_Door Schedules | n/a
Width | bill.east@us.army.mil | 2012-10-26T09:46:00 | Requirement | Component | Door 2B13 | 915 | mm | n/a | n/a | n/a | Clinic_79-91_Door Schedules | n/a
Height | bill.east@us.army.mil | 2012-10-26T09:46:00 | Requirement | Component | Door 2B13 | 2135 | mm | n/a | n/a | n/a | Clinic_79-91_Door Schedules | n/a
Thickness | bill.east@us.army.mil | 2012-10-26T09:46:00 | Requirement | Component | Door 2B13 | 45 | mm | n/a | n/a | n/a | Clinic_79-91_Door Schedules | n/a
DoorFrame | bill.east@us.army.mil | 2012-10-26T09:46:00 | Requirement | Component | Door 2B13 | STEEL | n/a | n/a | n/a | n/a | Clinic_79-91_Door Schedules | n/a
WeatherStrpping | bill.east@us.army.mil | 2012-10-26T09:46:00 | Requirement | Component | Door 2B13 | n/a | n/a | n/a | n/a | n/a | Clinic_79-91_Door Schedules | n/a
SoundProof | bill.east@us.army.mil | 2012-10-26T09:46:00 | Requirement | Component | Door 2B13 | n/a | n/a | n/a | n/a | n/a | Clinic_79-91_Door Schedules | n/a
Shielded | bill.east@us.army.mil | 2012-10-26T09:46:00 | Requirement | Component | Door 2B13 | n/a | n/a | n/a | n/a | n/a | Clinic_79-91_Door Schedules | n/a
HardwareSet | bill.east@us.army.mil | 2012-10-26T09:46:00 | Requirement | Component | Door 2B13 | 110 | n/a | n/a | n/a | n/a | Clinic_79-91_Door Schedules | n/a
JambNumber | bill.east@us.army.mil | 2012-10-26T09:46:00 | Requirement | Component | Door 2B13 | J1 | n/a | n/a | n/a | n/a | Clinic_79-91_Door Schedules | n/a
HeadNumber | bill.east@us.army.mil | 2012-10-26T09:46:00 | Requirement | Component | Door 2B13 | H1 | n/a | n/a | n/a | n/a | Clinic_79-91_Door Schedules | n/a
Threshold | bill.east@us.army.mil | 2012-10-26T09:46:00 | Requirement | Component | Door 2B13 | IT | n/a | n/a | n/a | n/a | Clinic_79-91_Door Schedules | n/a
PaintColor | bill.east@us.army.mil | 2012-10-26T09:46:00 | Requirement | Component | Door 2B13 | DP3 | n/a | n/a | n/a | n/a | Clinic_79-91_Door Schedules | n/a
Width | bill.east@us.army.mil | 2012-10-26T09:46:00 | Requirement | Component | Door 2B14 | 915 | mm | n/a | n/a | n/a | Clinic_79-91_Door Schedules | n/a
Height | bill.east@us.army.mil | 2012-10-26T09:46:00 | Requirement | Component | Door 2B14 | 2135 | mm | n/a | n/a | n/a | Clinic_79-91_Door Schedules | n/a
Thickness | bill.east@us.army.mil | 2012-10-26T09:46:00 | Requirement | Component | Door 2B14 | 45 | mm | n/a | n/a | n/a | Clinic_79-91_Door Schedules | n/a
DoorFrame | bill.east@us.army.mil | 2012-10-26T09:46:00 | Requirement | Component | Door 2B14 | STEEL | n/a | n/a | n/a | n/a | Clinic_79-91_Door Schedules | n/a
WeatherStrpping | bill.east@us.army.mil | 2012-10-26T09:46:00 | Requirement | Component | Door 2B14 | n/a | n/a | n/a | n/a | n/a | Clinic_79-91_Door Schedules | n/a
SoundProof | bill.east@us.army.mil | 2012-10-26T09:46:00 | Requirement | Component | Door 2B14 | n/a | n/a | n/a | n/a | n/a | Clinic_79-91_Door Schedules | n/a
Shielded | bill.east@us.army.mil | 2012-10-26T09:46:00 | Requirement | Component | Door 2B14 | n/a | n/a | n/a | n/a | n/a | Clinic_79-91_Door Schedules | n/a
HardwareSet | bill.east@us.army.mil | 2012-10-26T09:46:00 | Requirement | Component | Door 2B14 | 103 | n/a | n/a | n/a | n/a | Clinic_79-91_Door Schedules | n/a
JambNumber | bill.east@us.army.mil | 2012-10-26T09:46:00 | Requirement | Component | Door 2B14 | J1 | n/a | n/a | n/a | n/a | Clinic_79-91_Door Schedules | n/a
HeadNumber | bill.east@us.army.mil | 2012-10-26T09:46:00 | Requirement | Component | Door 2B14 | H1 | n/a | n/a | n/a | n/a | Clinic_79-91_Door Schedules | n/a
Threshold | bill.east@us.army.mil | 2012-10-26T09:46:00 | Requirement | Component | Door 2B14 | IT | n/a | n/a | n/a | n/a | Clinic_79-91_Door Schedules | n/a
PaintColor | bill.east@us.army.mil | 2012-10-26T09:46:00 | Requirement | Component | Door 2B14 | DP3 | n/a | n/a | n/a | n/a | Clinic_79-91_Door Schedules | n/a
Width | bill.east@us.army.mil | 2012-10-26T09:46:00 | Requirement | Component | Door 2B15 | 915 | mm | n/a | n/a | n/a | Clinic_79-91_Door Schedules | n/a
Height | bill.east@us.army.mil | 2012-10-26T09:46:00 | Requirement | Component | Door 2B15 | 2135 | mm | n/a | n/a | n/a | Clinic_79-91_Door Schedules | n/a
Thickness | bill.east@us.army.mil | 2012-10-26T09:46:00 | Requirement | Component | Door 2B15 | 45 | mm | n/a | n/a | n/a | Clinic_79-91_Door Schedules | n/a
DoorFrame | bill.east@us.army.mil | 2012-10-26T09:46:00 | Requirement | Component | Door 2B15 | STEEL | n/a | n/a | n/a | n/a | Clinic_79-91_Door Schedules | n/a
WeatherStrpping | bill.east@us.army.mil | 2012-10-26T09:46:00 | Requirement | Component | Door 2B15 | n/a | n/a | n/a | n/a | n/a | Clinic_79-91_Door Schedules | n/a
SoundProof | bill.east@us.army.mil | 2012-10-26T09:46:00 | Requirement | Component | Door 2B15 | n/a | n/a | n/a | n/a | n/a | Clinic_79-91_Door Schedules | n/a
Shielded | bill.east@us.army.mil | 2012-10-26T09:46:00 | Requirement | Component | Door 2B15 | n/a | n/a | n/a | n/a | n/a | Clinic_79-91_Door Schedules | n/a
HardwareSet | bill.east@us.army.mil | 2012-10-26T09:46:00 | Requirement | Component | Door 2B15 | 111 | n/a | n/a | n/a | n/a | Clinic_79-91_Door Schedules | n/a
JambNumber | bill.east@us.army.mil | 2012-10-26T09:46:00 | Requirement | Component | Door 2B15 | J1 | n/a | n/a | n/a | n/a | Clinic_79-91_Door Schedules | n/a
HeadNumber | bill.east@us.army.mil | 2012-10-26T09:46:00 | Requirement | Component | Door 2B15 | H1 | n/a | n/a | n/a | n/a | Clinic_79-91_Door Schedules | n/a
Threshold | bill.east@us.army.mil | 2012-10-26T09:46:00 | Requirement | Component | Door 2B15 | IT | n/a | n/a | n/a | n/a | Clinic_79-91_Door Schedules | n/a
PaintColor | bill.east@us.army.mil | 2012-10-26T09:46:00 | Requirement | Component | Door 2B15 | DP3 | n/a | n/a | n/a | n/a | Clinic_79-91_Door Schedules | n/a
Width | bill.east@us.army.mil | 2012-10-26T09:46:00 | Requirement | Component | Door 2B16 | 915 | mm | n/a | n/a | n/a | Clinic_79-91_Door Schedules | n/a
Height | bill.east@us.army.mil | 2012-10-26T09:46:00 | Requirement | Component | Door 2B16 | 2135 | mm | n/a | n/a | n/a | Clinic_79-91_Door Schedules | n/a
Thickness | bill.east@us.army.mil | 2012-10-26T09:46:00 | Requirement | Component | Door 2B16 | 45 | mm | n/a | n/a | n/a | Clinic_79-91_Door Schedules | n/a
DoorFrame | bill.east@us.army.mil | 2012-10-26T09:46:00 | Requirement | Component | Door 2B16 | STEEL | n/a | n/a | n/a | n/a | Clinic_79-91_Door Schedules | n/a
WeatherStrpping | bill.east@us.army.mil | 2012-10-26T09:46:00 | Requirement | Component | Door 2B16 | n/a | n/a | n/a | n/a | n/a | Clinic_79-91_Door Schedules | n/a
SoundProof | bill.east@us.army.mil | 2012-10-26T09:46:00 | Requirement | Component | Door 2B16 | n/a | n/a | n/a | n/a | n/a | Clinic_79-91_Door Schedules | n/a
Shielded | bill.east@us.army.mil | 2012-10-26T09:46:00 | Requirement | Component | Door 2B16 | n/a | n/a | n/a | n/a | n/a | Clinic_79-91_Door Schedules | n/a
HardwareSet | bill.east@us.army.mil | 2012-10-26T09:46:00 | Requirement | Component | Door 2B16 | 101 | n/a | n/a | n/a | n/a | Clinic_79-91_Door Schedules | n/a
JambNumber | bill.east@us.army.mil | 2012-10-26T09:46:00 | Requirement | Component | Door 2B16 | J1 | n/a | n/a | n/a | n/a | Clinic_79-91_Door Schedules | n/a
HeadNumber | bill.east@us.army.mil | 2012-10-26T09:46:00 | Requirement | Component | Door 2B16 | H1 | n/a | n/a | n/a | n/a | Clinic_79-91_Door Schedules | n/a
Threshold | bill.east@us.army.mil | 2012-10-26T09:46:00 | Requirement | Component | Door 2B16 | IT | n/a | n/a | n/a | n/a | Clinic_79-91_Door Schedules | n/a
PaintColor | bill.east@us.army.mil | 2012-10-26T09:46:00 | Requirement | Component | Door 2B16 | DP3 | n/a | n/a | n/a | n/a | Clinic_79-91_Door Schedules | n/a
Width | bill.east@us.army.mil | 2012-10-26T09:46:00 | Requirement | Component | Door 2B17 | 915 | mm | n/a | n/a | n/a | Clinic_79-91_Door Schedules | n/a
Height | bill.east@us.army.mil | 2012-10-26T09:46:00 | Requirement | Component | Door 2B17 | 2135 | mm | n/a | n/a | n/a | Clinic_79-91_Door Schedules | n/a
Thickness | bill.east@us.army.mil | 2012-10-26T09:46:00 | Requirement | Component | Door 2B17 | 45 | mm | n/a | n/a | n/a | Clinic_79-91_Door Schedules | n/a
DoorFrame | bill.east@us.army.mil | 2012-10-26T09:46:00 | Requirement | Component | Door 2B17 | STEEL | n/a | n/a | n/a | n/a | Clinic_79-91_Door Schedules | n/a
WeatherStrpping | bill.east@us.army.mil | 2012-10-26T09:46:00 | Requirement | Component | Door 2B17 | n/a | n/a | n/a | n/a | n/a | Clinic_79-91_Door Schedules | n/a
SoundProof | bill.east@us.army.mil | 2012-10-26T09:46:00 | Requirement | Component | Door 2B17 | n/a | n/a | n/a | n/a | n/a | Clinic_79-91_Door Schedules | n/a
Shielded | bill.east@us.army.mil | 2012-10-26T09:46:00 | Requirement | Component | Door 2B17 | n/a | n/a | n/a | n/a | n/a | Clinic_79-91_Door Schedules | n/a
HardwareSet | bill.east@us.army.mil | 2012-10-26T09:46:00 | Requirement | Component | Door 2B17 | 111 | n/a | n/a | n/a | n/a | Clinic_79-91_Door Schedules | n/a
JambNumber | bill.east@us.army.mil | 2012-10-26T09:46:00 | Requirement | Component | Door 2B17 | J1 | n/a | n/a | n/a | n/a | Clinic_79-91_Door Schedules | n/a
HeadNumber | bill.east@us.army.mil | 2012-10-26T09:46:00 | Requirement | Component | Door 2B17 | H1 | n/a | n/a | n/a | n/a | Clinic_79-91_Door Schedules | n/a
Threshold | bill.east@us.army.mil | 2012-10-26T09:46:00 | Requirement | Component | Door 2B17 | IT | n/a | n/a | n/a | n/a | Clinic_79-91_Door Schedules | n/a
PaintColor | bill.east@us.army.mil | 2012-10-26T09:46:00 | Requirement | Component | Door 2B17 | DP3 | n/a | n/a | n/a | n/a | Clinic_79-91_Door Schedules | n/a
Width | bill.east@us.army.mil | 2012-10-26T09:46:00 | Requirement | Component | Door 2B19 | 915 | mm | n/a | n/a | n/a | Clinic_79-91_Door Schedules | n/a
Height | bill.east@us.army.mil | 2012-10-26T09:46:00 | Requirement | Component | Door 2B19 | 2135 | mm | n/a | n/a | n/a | Clinic_79-91_Door Schedules | n/a
Thickness | bill.east@us.army.mil | 2012-10-26T09:46:00 | Requirement | Component | Door 2B19 | 45 | mm | n/a | n/a | n/a | Clinic_79-91_Door Schedules | n/a
DoorFrame | bill.east@us.army.mil | 2012-10-26T09:46:00 | Requirement | Component | Door 2B19 | STEEL | n/a | n/a | n/a | n/a | Clinic_79-91_Door Schedules | n/a
WeatherStrpping | bill.east@us.army.mil | 2012-10-26T09:46:00 | Requirement | Component | Door 2B19 | n/a | n/a | n/a | n/a | n/a | Clinic_79-91_Door Schedules | n/a
SoundProof | bill.east@us.army.mil | 2012-10-26T09:46:00 | Requirement | Component | Door 2B19 | n/a | n/a | n/a | n/a | n/a | Clinic_79-91_Door Schedules | n/a
Shielded | bill.east@us.army.mil | 2012-10-26T09:46:00 | Requirement | Component | Door 2B19 | n/a | n/a | n/a | n/a | n/a | Clinic_79-91_Door Schedules | n/a
HardwareSet | bill.east@us.army.mil | 2012-10-26T09:46:00 | Requirement | Component | Door 2B19 | 114 | n/a | n/a | n/a | n/a | Clinic_79-91_Door Schedules | n/a
JambNumber | bill.east@us.army.mil | 2012-10-26T09:46:00 | Requirement | Component | Door 2B19 | J1 | n/a | n/a | n/a | n/a | Clinic_79-91_Door Schedules | n/a
HeadNumber | bill.east@us.army.mil | 2012-10-26T09:46:00 | Requirement | Component | Door 2B19 | H1 | n/a | n/a | n/a | n/a | Clinic_79-91_Door Schedules | n/a
Threshold | bill.east@us.army.mil | 2012-10-26T09:46:00 | Requirement | Component | Door 2B19 | IT | n/a | n/a | n/a | n/a | Clinic_79-91_Door Schedules | n/a
PaintColor | bill.east@us.army.mil | 2012-10-26T09:46:00 | Requirement | Component | Door 2B19 | DP3 | n/a | n/a | n/a | n/a | Clinic_79-91_Door Schedules | n/a
Width | bill.east@us.army.mil | 2012-10-26T09:46:00 | Requirement | Component | Door 2B20 | 915 | mm | n/a | n/a | n/a | Clinic_79-91_Door Schedules | n/a
Height | bill.east@us.army.mil | 2012-10-26T09:46:00 | Requirement | Component | Door 2B20 | 2135 | mm | n/a | n/a | n/a | Clinic_79-91_Door Schedules | n/a
Thickness | bill.east@us.army.mil | 2012-10-26T09:46:00 | Requirement | Component | Door 2B20 | 45 | mm | n/a | n/a | n/a | Clinic_79-91_Door Schedules | n/a
DoorFrame | bill.east@us.army.mil | 2012-10-26T09:46:00 | Requirement | Component | Door 2B20 | STEEL | n/a | n/a | n/a | n/a | Clinic_79-91_Door Schedules | n/a
WeatherStrpping | bill.east@us.army.mil | 2012-10-26T09:46:00 | Requirement | Component | Door 2B20 | n/a | n/a | n/a | n/a | n/a | Clinic_79-91_Door Schedules | n/a
SoundProof | bill.east@us.army.mil | 2012-10-26T09:46:00 | Requirement | Component | Door 2B20 | n/a | n/a | n/a | n/a | n/a | Clinic_79-91_Door Schedules | n/a
Shielded | bill.east@us.army.mil | 2012-10-26T09:46:00 | Requirement | Component | Door 2B20 | n/a | n/a | n/a | n/a | n/a | Clinic_79-91_Door Schedules | n/a
HardwareSet | bill.east@us.army.mil | 2012-10-26T09:46:00 | Requirement | Component | Door 2B20 | 112 | n/a | n/a | n/a | n/a | Clinic_79-91_Door Schedules | n/a
JambNumber | bill.east@us.army.mil | 2012-10-26T09:46:00 | Requirement | Component | Door 2B20 | J1 | n/a | n/a | n/a | n/a | Clinic_79-91_Door Schedules | n/a
HeadNumber | bill.east@us.army.mil | 2012-10-26T09:46:00 | Requirement | Component | Door 2B20 | H1 | n/a | n/a | n/a | n/a | Clinic_79-91_Door Schedules | n/a
Threshold | bill.east@us.army.mil | 2012-10-26T09:46:00 | Requirement | Component | Door 2B20 | IT | n/a | n/a | n/a | n/a | Clinic_79-91_Door Schedules | n/a
PaintColor | bill.east@us.army.mil | 2012-10-26T09:46:00 | Requirement | Component | Door 2B20 | DP3 | n/a | n/a | n/a | n/a | Clinic_79-91_Door Schedules | n/a
Width | bill.east@us.army.mil | 2012-10-26T09:46:00 | Requirement | Component | Door 2B21 | 915 | mm | n/a | n/a | n/a | Clinic_79-91_Door Schedules | n/a
Height | bill.east@us.army.mil | 2012-10-26T09:46:00 | Requirement | Component | Door 2B21 | 2135 | mm | n/a | n/a | n/a | Clinic_79-91_Door Schedules | n/a
Thickness | bill.east@us.army.mil | 2012-10-26T09:46:00 | Requirement | Component | Door 2B21 | 45 | mm | n/a | n/a | n/a | Clinic_79-91_Door Schedules | n/a
DoorFrame | bill.east@us.army.mil | 2012-10-26T09:46:00 | Requirement | Component | Door 2B21 | STEEL | n/a | n/a | n/a | n/a | Clinic_79-91_Door Schedules | n/a
WeatherStrpping | bill.east@us.army.mil | 2012-10-26T09:46:00 | Requirement | Component | Door 2B21 | n/a | n/a | n/a | n/a | n/a | Clinic_79-91_Door Schedules | n/a
SoundProof | bill.east@us.army.mil | 2012-10-26T09:46:00 | Requirement | Component | Door 2B21 | n/a | n/a | n/a | n/a | n/a | Clinic_79-91_Door Schedules | n/a
Shielded | bill.east@us.army.mil | 2012-10-26T09:46:00 | Requirement | Component | Door 2B21 | n/a | n/a | n/a | n/a | n/a | Clinic_79-91_Door Schedules | n/a
HardwareSet | bill.east@us.army.mil | 2012-10-26T09:46:00 | Requirement | Component | Door 2B21 | 101 | n/a | n/a | n/a | n/a | Clinic_79-91_Door Schedules | n/a
JambNumber | bill.east@us.army.mil | 2012-10-26T09:46:00 | Requirement | Component | Door 2B21 | J1 | n/a | n/a | n/a | n/a | Clinic_79-91_Door Schedules | n/a
HeadNumber | bill.east@us.army.mil | 2012-10-26T09:46:00 | Requirement | Component | Door 2B21 | H1 | n/a | n/a | n/a | n/a | Clinic_79-91_Door Schedules | n/a
Threshold | bill.east@us.army.mil | 2012-10-26T09:46:00 | Requirement | Component | Door 2B21 | IT | n/a | n/a | n/a | n/a | Clinic_79-91_Door Schedules | n/a
PaintColor | bill.east@us.army.mil | 2012-10-26T09:46:00 | Requirement | Component | Door 2B21 | DP3 | n/a | n/a | n/a | n/a | Clinic_79-91_Door Schedules | n/a
Width | bill.east@us.army.mil | 2012-10-26T09:46:00 | Requirement | Component | Door 2B22 | 915 | mm | n/a | n/a | n/a | Clinic_79-91_Door Schedules | n/a
Height | bill.east@us.army.mil | 2012-10-26T09:46:00 | Requirement | Component | Door 2B22 | 2135 | mm | n/a | n/a | n/a | Clinic_79-91_Door Schedules | n/a
Thickness | bill.east@us.army.mil | 2012-10-26T09:46:00 | Requirement | Component | Door 2B22 | 45 | mm | n/a | n/a | n/a | Clinic_79-91_Door Schedules | n/a
DoorFrame | bill.east@us.army.mil | 2012-10-26T09:46:00 | Requirement | Component | Door 2B22 | STEEL | n/a | n/a | n/a | n/a | Clinic_79-91_Door Schedules | n/a
WeatherStrpping | bill.east@us.army.mil | 2012-10-26T09:46:00 | Requirement | Component | Door 2B22 | n/a | n/a | n/a | n/a | n/a | Clinic_79-91_Door Schedules | n/a
SoundProof | bill.east@us.army.mil | 2012-10-26T09:46:00 | Requirement | Component | Door 2B22 | n/a | n/a | n/a | n/a | n/a | Clinic_79-91_Door Schedules | n/a
Shielded | bill.east@us.army.mil | 2012-10-26T09:46:00 | Requirement | Component | Door 2B22 | n/a | n/a | n/a | n/a | n/a | Clinic_79-91_Door Schedules | n/a
HardwareSet | bill.east@us.army.mil | 2012-10-26T09:46:00 | Requirement | Component | Door 2B22 | 102 | n/a | n/a | n/a | n/a | Clinic_79-91_Door Schedules | n/a
JambNumber | bill.east@us.army.mil | 2012-10-26T09:46:00 | Requirement | Component | Door 2B22 | J1 | n/a | n/a | n/a | n/a | Clinic_79-91_Door Schedules | n/a
HeadNumber | bill.east@us.army.mil | 2012-10-26T09:46:00 | Requirement | Component | Door 2B22 | H1 | n/a | n/a | n/a | n/a | Clinic_79-91_Door Schedules | n/a
Threshold | bill.east@us.army.mil | 2012-10-26T09:46:00 | Requirement | Component | Door 2B22 | IT | n/a | n/a | n/a | n/a | Clinic_79-91_Door Schedules | n/a
PaintColor | bill.east@us.army.mil | 2012-10-26T09:46:00 | Requirement | Component | Door 2B22 | DP3 | n/a | n/a | n/a | n/a | Clinic_79-91_Door Schedules | n/a
Width | bill.east@us.army.mil | 2012-10-26T09:46:00 | Requirement | Component | Door 2B23 | 915 | mm | n/a | n/a | n/a | Clinic_79-91_Door Schedules | n/a
Height | bill.east@us.army.mil | 2012-10-26T09:46:00 | Requirement | Component | Door 2B23 | 2135 | mm | n/a | n/a | n/a | Clinic_79-91_Door Schedules | n/a
Thickness | bill.east@us.army.mil | 2012-10-26T09:46:00 | Requirement | Component | Door 2B23 | 45 | mm | n/a | n/a | n/a | Clinic_79-91_Door Schedules | n/a
DoorFrame | bill.east@us.army.mil | 2012-10-26T09:46:00 | Requirement | Component | Door 2B23 | STEEL | n/a | n/a | n/a | n/a | Clinic_79-91_Door Schedules | n/a
WeatherStrpping | bill.east@us.army.mil | 2012-10-26T09:46:00 | Requirement | Component | Door 2B23 | n/a | n/a | n/a | n/a | n/a | Clinic_79-91_Door Schedules | n/a
SoundProof | bill.east@us.army.mil | 2012-10-26T09:46:00 | Requirement | Component | Door 2B23 | n/a | n/a | n/a | n/a | n/a | Clinic_79-91_Door Schedules | n/a
Shielded | bill.east@us.army.mil | 2012-10-26T09:46:00 | Requirement | Component | Door 2B23 | n/a | n/a | n/a | n/a | n/a | Clinic_79-91_Door Schedules | n/a
HardwareSet | bill.east@us.army.mil | 2012-10-26T09:46:00 | Requirement | Component | Door 2B23 | 101 | n/a | n/a | n/a | n/a | Clinic_79-91_Door Schedules | n/a
JambNumber | bill.east@us.army.mil | 2012-10-26T09:46:00 | Requirement | Component | Door 2B23 | J1 | n/a | n/a | n/a | n/a | Clinic_79-91_Door Schedules | n/a
HeadNumber | bill.east@us.army.mil | 2012-10-26T09:46:00 | Requirement | Component | Door 2B23 | H1 | n/a | n/a | n/a | n/a | Clinic_79-91_Door Schedules | n/a
Threshold | bill.east@us.army.mil | 2012-10-26T09:46:00 | Requirement | Component | Door 2B23 | IT | n/a | n/a | n/a | n/a | Clinic_79-91_Door Schedules | n/a
PaintColor | bill.east@us.army.mil | 2012-10-26T09:46:00 | Requirement | Component | Door 2B23 | DP3 | n/a | n/a | n/a | n/a | Clinic_79-91_Door Schedules | n/a
Width | bill.east@us.army.mil | 2012-10-26T09:46:00 | Requirement | Component | Door 2B24 | 915 | mm | n/a | n/a | n/a | Clinic_79-91_Door Schedules | n/a
Height | bill.east@us.army.mil | 2012-10-26T09:46:00 | Requirement | Component | Door 2B24 | 2135 | mm | n/a | n/a | n/a | Clinic_79-91_Door Schedules | n/a
Thickness | bill.east@us.army.mil | 2012-10-26T09:46:00 | Requirement | Component | Door 2B24 | 45 | mm | n/a | n/a | n/a | Clinic_79-91_Door Schedules | n/a
DoorFrame | bill.east@us.army.mil | 2012-10-26T09:46:00 | Requirement | Component | Door 2B24 | STEEL | n/a | n/a | n/a | n/a | Clinic_79-91_Door Schedules | n/a
WeatherStrpping | bill.east@us.army.mil | 2012-10-26T09:46:00 | Requirement | Component | Door 2B24 | n/a | n/a | n/a | n/a | n/a | Clinic_79-91_Door Schedules | n/a
SoundProof | bill.east@us.army.mil | 2012-10-26T09:46:00 | Requirement | Component | Door 2B24 | n/a | n/a | n/a | n/a | n/a | Clinic_79-91_Door Schedules | n/a
Shielded | bill.east@us.army.mil | 2012-10-26T09:46:00 | Requirement | Component | Door 2B24 | n/a | n/a | n/a | n/a | n/a | Clinic_79-91_Door Schedules | n/a
HardwareSet | bill.east@us.army.mil | 2012-10-26T09:46:00 | Requirement | Component | Door 2B24 | 101 | n/a | n/a | n/a | n/a | Clinic_79-91_Door Schedules | n/a
JambNumber | bill.east@us.army.mil | 2012-10-26T09:46:00 | Requirement | Component | Door 2B24 | J1 | n/a | n/a | n/a | n/a | Clinic_79-91_Door Schedules | n/a
HeadNumber | bill.east@us.army.mil | 2012-10-26T09:46:00 | Requirement | Component | Door 2B24 | H1 | n/a | n/a | n/a | n/a | Clinic_79-91_Door Schedules | n/a
Threshold | bill.east@us.army.mil | 2012-10-26T09:46:00 | Requirement | Component | Door 2B24 | IT | n/a | n/a | n/a | n/a | Clinic_79-91_Door Schedules | n/a
PaintColor | bill.east@us.army.mil | 2012-10-26T09:46:00 | Requirement | Component | Door 2B24 | DP3 | n/a | n/a | n/a | n/a | Clinic_79-91_Door Schedules | n/a
Width | bill.east@us.army.mil | 2012-10-26T09:46:00 | Requirement | Component | Door 2B25 | 915 | mm | n/a | n/a | n/a | Clinic_79-91_Door Schedules | n/a
Height | bill.east@us.army.mil | 2012-10-26T09:46:00 | Requirement | Component | Door 2B25 | 2135 | mm | n/a | n/a | n/a | Clinic_79-91_Door Schedules | n/a
Thickness | bill.east@us.army.mil | 2012-10-26T09:46:00 | Requirement | Component | Door 2B25 | 45 | mm | n/a | n/a | n/a | Clinic_79-91_Door Schedules | n/a
DoorFrame | bill.east@us.army.mil | 2012-10-26T09:46:00 | Requirement | Component | Door 2B25 | STEEL | n/a | n/a | n/a | n/a | Clinic_79-91_Door Schedules | n/a
WeatherStrpping | bill.east@us.army.mil | 2012-10-26T09:46:00 | Requirement | Component | Door 2B25 | n/a | n/a | n/a | n/a | n/a | Clinic_79-91_Door Schedules | n/a
SoundProof | bill.east@us.army.mil | 2012-10-26T09:46:00 | Requirement | Component | Door 2B25 | n/a | n/a | n/a | n/a | n/a | Clinic_79-91_Door Schedules | n/a
Shielded | bill.east@us.army.mil | 2012-10-26T09:46:00 | Requirement | Component | Door 2B25 | n/a | n/a | n/a | n/a | n/a | Clinic_79-91_Door Schedules | n/a
HardwareSet | bill.east@us.army.mil | 2012-10-26T09:46:00 | Requirement | Component | Door 2B25 | 111 | n/a | n/a | n/a | n/a | Clinic_79-91_Door Schedules | n/a
JambNumber | bill.east@us.army.mil | 2012-10-26T09:46:00 | Requirement | Component | Door 2B25 | J1 | n/a | n/a | n/a | n/a | Clinic_79-91_Door Schedules | n/a
HeadNumber | bill.east@us.army.mil | 2012-10-26T09:46:00 | Requirement | Component | Door 2B25 | H1 | n/a | n/a | n/a | n/a | Clinic_79-91_Door Schedules | n/a
Threshold | bill.east@us.army.mil | 2012-10-26T09:46:00 | Requirement | Component | Door 2B25 | IT | n/a | n/a | n/a | n/a | Clinic_79-91_Door Schedules | n/a
PaintColor | bill.east@us.army.mil | 2012-10-26T09:46:00 | Requirement | Component | Door 2B25 | DP3 | n/a | n/a | n/a | n/a | Clinic_79-91_Door Schedules | n/a
Width | bill.east@us.army.mil | 2012-10-26T09:46:00 | Requirement | Component | Door 2BC1 | 915 | mm | n/a | n/a | n/a | Clinic_79-91_Door Schedules | n/a
Height | bill.east@us.army.mil | 2012-10-26T09:46:00 | Requirement | Component | Door 2BC1 | 2135 | mm | n/a | n/a | n/a | Clinic_79-91_Door Schedules | n/a
Thickness | bill.east@us.army.mil | 2012-10-26T09:46:00 | Requirement | Component | Door 2BC1 | 45 | mm | n/a | n/a | n/a | Clinic_79-91_Door Schedules | n/a
DoorFrame | bill.east@us.army.mil | 2012-10-26T09:46:00 | Requirement | Component | Door 2BC1 | STEEL | n/a | n/a | n/a | n/a | Clinic_79-91_Door Schedules | n/a
WeatherStrpping | bill.east@us.army.mil | 2012-10-26T09:46:00 | Requirement | Component | Door 2BC1 | n/a | n/a | n/a | n/a | n/a | Clinic_79-91_Door Schedules | n/a
SoundProof | bill.east@us.army.mil | 2012-10-26T09:46:00 | Requirement | Component | Door 2BC1 | n/a | n/a | n/a | n/a | n/a | Clinic_79-91_Door Schedules | n/a
Shielded | bill.east@us.army.mil | 2012-10-26T09:46:00 | Requirement | Component | Door 2BC1 | n/a | n/a | n/a | n/a | n/a | Clinic_79-91_Door Schedules | n/a
HardwareSet | bill.east@us.army.mil | 2012-10-26T09:46:00 | Requirement | Component | Door 2BC1 | 109 | n/a | n/a | n/a | n/a | Clinic_79-91_Door Schedules | n/a
JambNumber | bill.east@us.army.mil | 2012-10-26T09:46:00 | Requirement | Component | Door 2BC1 | J1 | n/a | n/a | n/a | n/a | Clinic_79-91_Door Schedules | n/a
HeadNumber | bill.east@us.army.mil | 2012-10-26T09:46:00 | Requirement | Component | Door 2BC1 | H1 | n/a | n/a | n/a | n/a | Clinic_79-91_Door Schedules | n/a
Threshold | bill.east@us.army.mil | 2012-10-26T09:46:00 | Requirement | Component | Door 2BC1 | IT | n/a | n/a | n/a | n/a | Clinic_79-91_Door Schedules | n/a
PaintColor | bill.east@us.army.mil | 2012-10-26T09:46:00 | Requirement | Component | Door 2BC1 | DP3 | n/a | n/a | n/a | n/a | Clinic_79-91_Door Schedules | n/a
Width | bill.east@us.army.mil | 2012-10-26T09:46:00 | Requirement | Component | Door 2BC2 | 915 | mm | n/a | n/a | n/a | Clinic_79-91_Door Schedules | n/a
Height | bill.east@us.army.mil | 2012-10-26T09:46:00 | Requirement | Component | Door 2BC2 | 2135 | mm | n/a | n/a | n/a | Clinic_79-91_Door Schedules | n/a
Thickness | bill.east@us.army.mil | 2012-10-26T09:46:00 | Requirement | Component | Door 2BC2 | 45 | mm | n/a | n/a | n/a | Clinic_79-91_Door Schedules | n/a
DoorFrame | bill.east@us.army.mil | 2012-10-26T09:46:00 | Requirement | Component | Door 2BC2 | STEEL | n/a | n/a | n/a | n/a | Clinic_79-91_Door Schedules | n/a
WeatherStrpping | bill.east@us.army.mil | 2012-10-26T09:46:00 | Requirement | Component | Door 2BC2 | n/a | n/a | n/a | n/a | n/a | Clinic_79-91_Door Schedules | n/a
SoundProof | bill.east@us.army.mil | 2012-10-26T09:46:00 | Requirement | Component | Door 2BC2 | n/a | n/a | n/a | n/a | n/a | Clinic_79-91_Door Schedules | n/a
Shielded | bill.east@us.army.mil | 2012-10-26T09:46:00 | Requirement | Component | Door 2BC2 | n/a | n/a | n/a | n/a | n/a | Clinic_79-91_Door Schedules | n/a
HardwareSet | bill.east@us.army.mil | 2012-10-26T09:46:00 | Requirement | Component | Door 2BC2 | 108 | n/a | n/a | n/a | n/a | Clinic_79-91_Door Schedules | n/a
JambNumber | bill.east@us.army.mil | 2012-10-26T09:46:00 | Requirement | Component | Door 2BC2 | J1 | n/a | n/a | n/a | n/a | Clinic_79-91_Door Schedules | n/a
HeadNumber | bill.east@us.army.mil | 2012-10-26T09:46:00 | Requirement | Component | Door 2BC2 | H1 | n/a | n/a | n/a | n/a | Clinic_79-91_Door Schedules | n/a
Threshold | bill.east@us.army.mil | 2012-10-26T09:46:00 | Requirement | Component | Door 2BC2 | IT | n/a | n/a | n/a | n/a | Clinic_79-91_Door Schedules | n/a
PaintColor | bill.east@us.army.mil | 2012-10-26T09:46:00 | Requirement | Component | Door 2BC2 | DP3 | n/a | n/a | n/a | n/a | Clinic_79-91_Door Schedules | n/a
Width | bill.east@us.army.mil | 2012-10-26T09:46:00 | Requirement | Component | Door 2BC3 | 915 | mm | n/a | n/a | n/a | Clinic_79-91_Door Schedules | n/a
Height | bill.east@us.army.mil | 2012-10-26T09:46:00 | Requirement | Component | Door 2BC3 | 2135 | mm | n/a | n/a | n/a | Clinic_79-91_Door Schedules | n/a
Thickness | bill.east@us.army.mil | 2012-10-26T09:46:00 | Requirement | Component | Door 2BC3 | 45 | mm | n/a | n/a | n/a | Clinic_79-91_Door Schedules | n/a
DoorFrame | bill.east@us.army.mil | 2012-10-26T09:46:00 | Requirement | Component | Door 2BC3 | STEEL | n/a | n/a | n/a | n/a | Clinic_79-91_Door Schedules | n/a
WeatherStrpping | bill.east@us.army.mil | 2012-10-26T09:46:00 | Requirement | Component | Door 2BC3 | n/a | n/a | n/a | n/a | n/a | Clinic_79-91_Door Schedules | n/a
SoundProof | bill.east@us.army.mil | 2012-10-26T09:46:00 | Requirement | Component | Door 2BC3 | n/a | n/a | n/a | n/a | n/a | Clinic_79-91_Door Schedules | n/a
Shielded | bill.east@us.army.mil | 2012-10-26T09:46:00 | Requirement | Component | Door 2BC3 | n/a | n/a | n/a | n/a | n/a | Clinic_79-91_Door Schedules | n/a
HardwareSet | bill.east@us.army.mil | 2012-10-26T09:46:00 | Requirement | Component | Door 2BC3 | 109 | n/a | n/a | n/a | n/a | Clinic_79-91_Door Schedules | n/a
JambNumber | bill.east@us.army.mil | 2012-10-26T09:46:00 | Requirement | Component | Door 2BC3 | J1 | n/a | n/a | n/a | n/a | Clinic_79-91_Door Schedules | n/a
HeadNumber | bill.east@us.army.mil | 2012-10-26T09:46:00 | Requirement | Component | Door 2BC3 | H1 | n/a | n/a | n/a | n/a | Clinic_79-91_Door Schedules | n/a
Threshold | bill.east@us.army.mil | 2012-10-26T09:46:00 | Requirement | Component | Door 2BC3 | IT | n/a | n/a | n/a | n/a | Clinic_79-91_Door Schedules | n/a
PaintColor | bill.east@us.army.mil | 2012-10-26T09:46:00 | Requirement | Component | Door 2BC3 | DP3 | n/a | n/a | n/a | n/a | Clinic_79-91_Door Schedules | n/a
Width | bill.east@us.army.mil | 2012-10-26T09:46:00 | Requirement | Component | Door 2BC4 | 915 | mm | n/a | n/a | n/a | Clinic_79-91_Door Schedules | n/a
Height | bill.east@us.army.mil | 2012-10-26T09:46:00 | Requirement | Component | Door 2BC4 | 2135 | mm | n/a | n/a | n/a | Clinic_79-91_Door Schedules | n/a
Thickness | bill.east@us.army.mil | 2012-10-26T09:46:00 | Requirement | Component | Door 2BC4 | 45 | mm | n/a | n/a | n/a | Clinic_79-91_Door Schedules | n/a
DoorFrame | bill.east@us.army.mil | 2012-10-26T09:46:00 | Requirement | Component | Door 2BC4 | STEEL | n/a | n/a | n/a | n/a | Clinic_79-91_Door Schedules | n/a
WeatherStrpping | bill.east@us.army.mil | 2012-10-26T09:46:00 | Requirement | Component | Door 2BC4 | n/a | n/a | n/a | n/a | n/a | Clinic_79-91_Door Schedules | n/a
SoundProof | bill.east@us.army.mil | 2012-10-26T09:46:00 | Requirement | Component | Door 2BC4 | n/a | n/a | n/a | n/a | n/a | Clinic_79-91_Door Schedules | n/a
Shielded | bill.east@us.army.mil | 2012-10-26T09:46:00 | Requirement | Component | Door 2BC4 | n/a | n/a | n/a | n/a | n/a | Clinic_79-91_Door Schedules | n/a
HardwareSet | bill.east@us.army.mil | 2012-10-26T09:46:00 | Requirement | Component | Door 2BC4 | 108 | n/a | n/a | n/a | n/a | Clinic_79-91_Door Schedules | n/a
JambNumber | bill.east@us.army.mil | 2012-10-26T09:46:00 | Requirement | Component | Door 2BC4 | J3 | n/a | n/a | n/a | n/a | Clinic_79-91_Door Schedules | n/a
HeadNumber | bill.east@us.army.mil | 2012-10-26T09:46:00 | Requirement | Component | Door 2BC4 | J4 | n/a | n/a | n/a | n/a | Clinic_79-91_Door Schedules | n/a
Threshold | bill.east@us.army.mil | 2012-10-26T09:46:00 | Requirement | Component | Door 2BC4 | IT | n/a | n/a | n/a | n/a | Clinic_79-91_Door Schedules | n/a
PaintColor | bill.east@us.army.mil | 2012-10-26T09:46:00 | Requirement | Component | Door 2BC4 | DP3 | n/a | n/a | n/a | n/a | Clinic_79-91_Door Schedules | n/a
Width | bill.east@us.army.mil | 2012-10-26T09:46:00 | Requirement | Component | Door 2BC6 | 915 | mm | n/a | n/a | n/a | Clinic_79-91_Door Schedules | n/a
Height | bill.east@us.army.mil | 2012-10-26T09:46:00 | Requirement | Component | Door 2BC6 | 2135 | mm | n/a | n/a | n/a | Clinic_79-91_Door Schedules | n/a
Thickness | bill.east@us.army.mil | 2012-10-26T09:46:00 | Requirement | Component | Door 2BC6 | 45 | mm | n/a | n/a | n/a | Clinic_79-91_Door Schedules | n/a
DoorFrame | bill.east@us.army.mil | 2012-10-26T09:46:00 | Requirement | Component | Door 2BC6 | STEEL | n/a | n/a | n/a | n/a | Clinic_79-91_Door Schedules | n/a
WeatherStrpping | bill.east@us.army.mil | 2012-10-26T09:46:00 | Requirement | Component | Door 2BC6 | n/a | n/a | n/a | n/a | n/a | Clinic_79-91_Door Schedules | n/a
SoundProof | bill.east@us.army.mil | 2012-10-26T09:46:00 | Requirement | Component | Door 2BC6 | n/a | n/a | n/a | n/a | n/a | Clinic_79-91_Door Schedules | n/a
Shielded | bill.east@us.army.mil | 2012-10-26T09:46:00 | Requirement | Component | Door 2BC6 | n/a | n/a | n/a | n/a | n/a | Clinic_79-91_Door Schedules | n/a
HardwareSet | bill.east@us.army.mil | 2012-10-26T09:46:00 | Requirement | Component | Door 2BC6 | 108 | n/a | n/a | n/a | n/a | Clinic_79-91_Door Schedules | n/a
JambNumber | bill.east@us.army.mil | 2012-10-26T09:46:00 | Requirement | Component | Door 2BC6 | J1 | n/a | n/a | n/a | n/a | Clinic_79-91_Door Schedules | n/a
HeadNumber | bill.east@us.army.mil | 2012-10-26T09:46:00 | Requirement | Component | Door 2BC6 | H1 | n/a | n/a | n/a | n/a | Clinic_79-91_Door Schedules | n/a
Threshold | bill.east@us.army.mil | 2012-10-26T09:46:00 | Requirement | Component | Door 2BC6 | IT | n/a | n/a | n/a | n/a | Clinic_79-91_Door Schedules | n/a
PaintColor | bill.east@us.army.mil | 2012-10-26T09:46:00 | Requirement | Component | Door 2BC6 | DP3 | n/a | n/a | n/a | n/a | Clinic_79-91_Door Schedules | n/a
Width | bill.east@us.army.mil | 2012-10-26T09:46:00 | Requirement | Component | Door 2BS2 | 915 | mm | n/a | n/a | n/a | Clinic_79-91_Door Schedules | n/a
Height | bill.east@us.army.mil | 2012-10-26T09:46:00 | Requirement | Component | Door 2BS2 | 2135 | mm | n/a | n/a | n/a | Clinic_79-91_Door Schedules | n/a
Thickness | bill.east@us.army.mil | 2012-10-26T09:46:00 | Requirement | Component | Door 2BS2 | 45 | mm | n/a | n/a | n/a | Clinic_79-91_Door Schedules | n/a
DoorFrame | bill.east@us.army.mil | 2012-10-26T09:46:00 | Requirement | Component | Door 2BS2 | STEEL | n/a | n/a | n/a | n/a | Clinic_79-91_Door Schedules | n/a
WeatherStrpping | bill.east@us.army.mil | 2012-10-26T09:46:00 | Requirement | Component | Door 2BS2 | n/a | n/a | n/a | n/a | n/a | Clinic_79-91_Door Schedules | n/a
SoundProof | bill.east@us.army.mil | 2012-10-26T09:46:00 | Requirement | Component | Door 2BS2 | n/a | n/a | n/a | n/a | n/a | Clinic_79-91_Door Schedules | n/a
Shielded | bill.east@us.army.mil | 2012-10-26T09:46:00 | Requirement | Component | Door 2BS2 | n/a | n/a | n/a | n/a | n/a | Clinic_79-91_Door Schedules | n/a
HardwareSet | bill.east@us.army.mil | 2012-10-26T09:46:00 | Requirement | Component | Door 2BS2 | 105 | n/a | n/a | n/a | n/a | Clinic_79-91_Door Schedules | n/a
JambNumber | bill.east@us.army.mil | 2012-10-26T09:46:00 | Requirement | Component | Door 2BS2 | J1 | n/a | n/a | n/a | n/a | Clinic_79-91_Door Schedules | n/a
HeadNumber | bill.east@us.army.mil | 2012-10-26T09:46:00 | Requirement | Component | Door 2BS2 | H1 | n/a | n/a | n/a | n/a | Clinic_79-91_Door Schedules | n/a
Threshold | bill.east@us.army.mil | 2012-10-26T09:46:00 | Requirement | Component | Door 2BS2 | IT | n/a | n/a | n/a | n/a | Clinic_79-91_Door Schedules | n/a
PaintColor | bill.east@us.army.mil | 2012-10-26T09:46:00 | Requirement | Component | Door 2BS2 | DP3 | n/a | n/a | n/a | n/a | Clinic_79-91_Door Schedules | n/a
Width | bill.east@us.army.mil | 2012-10-26T09:46:00 | Requirement | Component | Door 2C01 | 915 | mm | n/a | n/a | n/a | Clinic_79-91_Door Schedules | n/a
Height | bill.east@us.army.mil | 2012-10-26T09:46:00 | Requirement | Component | Door 2C01 | 2135 | mm | n/a | n/a | n/a | Clinic_79-91_Door Schedules | n/a
Thickness | bill.east@us.army.mil | 2012-10-26T09:46:00 | Requirement | Component | Door 2C01 | 45 | mm | n/a | n/a | n/a | Clinic_79-91_Door Schedules | n/a
DoorFrame | bill.east@us.army.mil | 2012-10-26T09:46:00 | Requirement | Component | Door 2C01 | STEEL | n/a | n/a | n/a | n/a | Clinic_79-91_Door Schedules | n/a
WeatherStrpping | bill.east@us.army.mil | 2012-10-26T09:46:00 | Requirement | Component | Door 2C01 | n/a | n/a | n/a | n/a | n/a | Clinic_79-91_Door Schedules | n/a
SoundProof | bill.east@us.army.mil | 2012-10-26T09:46:00 | Requirement | Component | Door 2C01 | n/a | n/a | n/a | n/a | n/a | Clinic_79-91_Door Schedules | n/a
Shielded | bill.east@us.army.mil | 2012-10-26T09:46:00 | Requirement | Component | Door 2C01 | n/a | n/a | n/a | n/a | n/a | Clinic_79-91_Door Schedules | n/a
HardwareSet | bill.east@us.army.mil | 2012-10-26T09:46:00 | Requirement | Component | Door 2C01 | 101 | n/a | n/a | n/a | n/a | Clinic_79-91_Door Schedules | n/a
JambNumber | bill.east@us.army.mil | 2012-10-26T09:46:00 | Requirement | Component | Door 2C01 | J1 | n/a | n/a | n/a | n/a | Clinic_79-91_Door Schedules | n/a
HeadNumber | bill.east@us.army.mil | 2012-10-26T09:46:00 | Requirement | Component | Door 2C01 | H1 | n/a | n/a | n/a | n/a | Clinic_79-91_Door Schedules | n/a
Threshold | bill.east@us.army.mil | 2012-10-26T09:46:00 | Requirement | Component | Door 2C01 | IT | n/a | n/a | n/a | n/a | Clinic_79-91_Door Schedules | n/a
PaintColor | bill.east@us.army.mil | 2012-10-26T09:46:00 | Requirement | Component | Door 2C01 | DP3 | n/a | n/a | n/a | n/a | Clinic_79-91_Door Schedules | n/a
Width | bill.east@us.army.mil | 2012-10-26T09:46:00 | Requirement | Component | Door 2C03 | 915 | mm | n/a | n/a | n/a | Clinic_79-91_Door Schedules | n/a
Height | bill.east@us.army.mil | 2012-10-26T09:46:00 | Requirement | Component | Door 2C03 | 2135 | mm | n/a | n/a | n/a | Clinic_79-91_Door Schedules | n/a
Thickness | bill.east@us.army.mil | 2012-10-26T09:46:00 | Requirement | Component | Door 2C03 | 45 | mm | n/a | n/a | n/a | Clinic_79-91_Door Schedules | n/a
DoorFrame | bill.east@us.army.mil | 2012-10-26T09:46:00 | Requirement | Component | Door 2C03 | STEEL | n/a | n/a | n/a | n/a | Clinic_79-91_Door Schedules | n/a
WeatherStrpping | bill.east@us.army.mil | 2012-10-26T09:46:00 | Requirement | Component | Door 2C03 | n/a | n/a | n/a | n/a | n/a | Clinic_79-91_Door Schedules | n/a
SoundProof | bill.east@us.army.mil | 2012-10-26T09:46:00 | Requirement | Component | Door 2C03 | n/a | n/a | n/a | n/a | n/a | Clinic_79-91_Door Schedules | n/a
Shielded | bill.east@us.army.mil | 2012-10-26T09:46:00 | Requirement | Component | Door 2C03 | n/a | n/a | n/a | n/a | n/a | Clinic_79-91_Door Schedules | n/a
HardwareSet | bill.east@us.army.mil | 2012-10-26T09:46:00 | Requirement | Component | Door 2C03 | 101 | n/a | n/a | n/a | n/a | Clinic_79-91_Door Schedules | n/a
JambNumber | bill.east@us.army.mil | 2012-10-26T09:46:00 | Requirement | Component | Door 2C03 | J1 | n/a | n/a | n/a | n/a | Clinic_79-91_Door Schedules | n/a
HeadNumber | bill.east@us.army.mil | 2012-10-26T09:46:00 | Requirement | Component | Door 2C03 | H1 | n/a | n/a | n/a | n/a | Clinic_79-91_Door Schedules | n/a
Threshold | bill.east@us.army.mil | 2012-10-26T09:46:00 | Requirement | Component | Door 2C03 | IT | n/a | n/a | n/a | n/a | Clinic_79-91_Door Schedules | n/a
PaintColor | bill.east@us.army.mil | 2012-10-26T09:46:00 | Requirement | Component | Door 2C03 | DP3 | n/a | n/a | n/a | n/a | Clinic_79-91_Door Schedules | n/a
Width | bill.east@us.army.mil | 2012-10-26T09:46:00 | Requirement | Component | Door 2C04 | 915 | mm | n/a | n/a | n/a | Clinic_79-91_Door Schedules | n/a
Height | bill.east@us.army.mil | 2012-10-26T09:46:00 | Requirement | Component | Door 2C04 | 2135 | mm | n/a | n/a | n/a | Clinic_79-91_Door Schedules | n/a
Thickness | bill.east@us.army.mil | 2012-10-26T09:46:00 | Requirement | Component | Door 2C04 | 45 | mm | n/a | n/a | n/a | Clinic_79-91_Door Schedules | n/a
DoorFrame | bill.east@us.army.mil | 2012-10-26T09:46:00 | Requirement | Component | Door 2C04 | STEEL | n/a | n/a | n/a | n/a | Clinic_79-91_Door Schedules | n/a
WeatherStrpping | bill.east@us.army.mil | 2012-10-26T09:46:00 | Requirement | Component | Door 2C04 | n/a | n/a | n/a | n/a | n/a | Clinic_79-91_Door Schedules | n/a
SoundProof | bill.east@us.army.mil | 2012-10-26T09:46:00 | Requirement | Component | Door 2C04 | n/a | n/a | n/a | n/a | n/a | Clinic_79-91_Door Schedules | n/a
Shielded | bill.east@us.army.mil | 2012-10-26T09:46:00 | Requirement | Component | Door 2C04 | Lead Lined | n/a | n/a | n/a | n/a | Clinic_79-91_Door Schedules | n/a
HardwareSet | bill.east@us.army.mil | 2012-10-26T09:46:00 | Requirement | Component | Door 2C04 | 115 | n/a | n/a | n/a | n/a | Clinic_79-91_Door Schedules | n/a
JambNumber | bill.east@us.army.mil | 2012-10-26T09:46:00 | Requirement | Component | Door 2C04 | J3 | n/a | n/a | n/a | n/a | Clinic_79-91_Door Schedules | n/a
HeadNumber | bill.east@us.army.mil | 2012-10-26T09:46:00 | Requirement | Component | Door 2C04 | H3 | n/a | n/a | n/a | n/a | Clinic_79-91_Door Schedules | n/a
Threshold | bill.east@us.army.mil | 2012-10-26T09:46:00 | Requirement | Component | Door 2C04 | IT | n/a | n/a | n/a | n/a | Clinic_79-91_Door Schedules | n/a
PaintColor | bill.east@us.army.mil | 2012-10-26T09:46:00 | Requirement | Component | Door 2C04 | DP3 | n/a | n/a | n/a | n/a | Clinic_79-91_Door Schedules | n/a
Width | bill.east@us.army.mil | 2012-10-26T09:46:00 | Requirement | Component | Door 2C05 | 915 | mm | n/a | n/a | n/a | Clinic_79-91_Door Schedules | n/a
Height | bill.east@us.army.mil | 2012-10-26T09:46:00 | Requirement | Component | Door 2C05 | 2135 | mm | n/a | n/a | n/a | Clinic_79-91_Door Schedules | n/a
Thickness | bill.east@us.army.mil | 2012-10-26T09:46:00 | Requirement | Component | Door 2C05 | 45 | mm | n/a | n/a | n/a | Clinic_79-91_Door Schedules | n/a
DoorFrame | bill.east@us.army.mil | 2012-10-26T09:46:00 | Requirement | Component | Door 2C05 | STEEL | n/a | n/a | n/a | n/a | Clinic_79-91_Door Schedules | n/a
WeatherStrpping | bill.east@us.army.mil | 2012-10-26T09:46:00 | Requirement | Component | Door 2C05 | n/a | n/a | n/a | n/a | n/a | Clinic_79-91_Door Schedules | n/a
SoundProof | bill.east@us.army.mil | 2012-10-26T09:46:00 | Requirement | Component | Door 2C05 | n/a | n/a | n/a | n/a | n/a | Clinic_79-91_Door Schedules | n/a
Shielded | bill.east@us.army.mil | 2012-10-26T09:46:00 | Requirement | Component | Door 2C05 | n/a | n/a | n/a | n/a | n/a | Clinic_79-91_Door Schedules | n/a
HardwareSet | bill.east@us.army.mil | 2012-10-26T09:46:00 | Requirement | Component | Door 2C05 | 112 | n/a | n/a | n/a | n/a | Clinic_79-91_Door Schedules | n/a
JambNumber | bill.east@us.army.mil | 2012-10-26T09:46:00 | Requirement | Component | Door 2C05 | J1 | n/a | n/a | n/a | n/a | Clinic_79-91_Door Schedules | n/a
HeadNumber | bill.east@us.army.mil | 2012-10-26T09:46:00 | Requirement | Component | Door 2C05 | H1 | n/a | n/a | n/a | n/a | Clinic_79-91_Door Schedules | n/a
Threshold | bill.east@us.army.mil | 2012-10-26T09:46:00 | Requirement | Component | Door 2C05 | IT | n/a | n/a | n/a | n/a | Clinic_79-91_Door Schedules | n/a
PaintColor | bill.east@us.army.mil | 2012-10-26T09:46:00 | Requirement | Component | Door 2C05 | DP3 | n/a | n/a | n/a | n/a | Clinic_79-91_Door Schedules | n/a
Width | bill.east@us.army.mil | 2012-10-26T09:46:00 | Requirement | Component | Door 2C06 | 915 | mm | n/a | n/a | n/a | Clinic_79-91_Door Schedules | n/a
Height | bill.east@us.army.mil | 2012-10-26T09:46:00 | Requirement | Component | Door 2C06 | 2135 | mm | n/a | n/a | n/a | Clinic_79-91_Door Schedules | n/a
Thickness | bill.east@us.army.mil | 2012-10-26T09:46:00 | Requirement | Component | Door 2C06 | 45 | mm | n/a | n/a | n/a | Clinic_79-91_Door Schedules | n/a
DoorFrame | bill.east@us.army.mil | 2012-10-26T09:46:00 | Requirement | Component | Door 2C06 | STEEL | n/a | n/a | n/a | n/a | Clinic_79-91_Door Schedules | n/a
WeatherStrpping | bill.east@us.army.mil | 2012-10-26T09:46:00 | Requirement | Component | Door 2C06 | n/a | n/a | n/a | n/a | n/a | Clinic_79-91_Door Schedules | n/a
SoundProof | bill.east@us.army.mil | 2012-10-26T09:46:00 | Requirement | Component | Door 2C06 | n/a | n/a | n/a | n/a | n/a | Clinic_79-91_Door Schedules | n/a
Shielded | bill.east@us.army.mil | 2012-10-26T09:46:00 | Requirement | Component | Door 2C06 | n/a | n/a | n/a | n/a | n/a | Clinic_79-91_Door Schedules | n/a
HardwareSet | bill.east@us.army.mil | 2012-10-26T09:46:00 | Requirement | Component | Door 2C06 | 101 | n/a | n/a | n/a | n/a | Clinic_79-91_Door Schedules | n/a
JambNumber | bill.east@us.army.mil | 2012-10-26T09:46:00 | Requirement | Component | Door 2C06 | J1 | n/a | n/a | n/a | n/a | Clinic_79-91_Door Schedules | n/a
HeadNumber | bill.east@us.army.mil | 2012-10-26T09:46:00 | Requirement | Component | Door 2C06 | H1 | n/a | n/a | n/a | n/a | Clinic_79-91_Door Schedules | n/a
Threshold | bill.east@us.army.mil | 2012-10-26T09:46:00 | Requirement | Component | Door 2C06 | IT | n/a | n/a | n/a | n/a | Clinic_79-91_Door Schedules | n/a
PaintColor | bill.east@us.army.mil | 2012-10-26T09:46:00 | Requirement | Component | Door 2C06 | DP3 | n/a | n/a | n/a | n/a | Clinic_79-91_Door Schedules | n/a
Width | bill.east@us.army.mil | 2012-10-26T09:46:00 | Requirement | Component | Door 2C07 | 915 | mm | n/a | n/a | n/a | Clinic_79-91_Door Schedules | n/a
Height | bill.east@us.army.mil | 2012-10-26T09:46:00 | Requirement | Component | Door 2C07 | 2135 | mm | n/a | n/a | n/a | Clinic_79-91_Door Schedules | n/a
Thickness | bill.east@us.army.mil | 2012-10-26T09:46:00 | Requirement | Component | Door 2C07 | 45 | mm | n/a | n/a | n/a | Clinic_79-91_Door Schedules | n/a
DoorFrame | bill.east@us.army.mil | 2012-10-26T09:46:00 | Requirement | Component | Door 2C07 | STEEL | n/a | n/a | n/a | n/a | Clinic_79-91_Door Schedules | n/a
WeatherStrpping | bill.east@us.army.mil | 2012-10-26T09:46:00 | Requirement | Component | Door 2C07 | n/a | n/a | n/a | n/a | n/a | Clinic_79-91_Door Schedules | n/a
SoundProof | bill.east@us.army.mil | 2012-10-26T09:46:00 | Requirement | Component | Door 2C07 | n/a | n/a | n/a | n/a | n/a | Clinic_79-91_Door Schedules | n/a
Shielded | bill.east@us.army.mil | 2012-10-26T09:46:00 | Requirement | Component | Door 2C07 | n/a | n/a | n/a | n/a | n/a | Clinic_79-91_Door Schedules | n/a
HardwareSet | bill.east@us.army.mil | 2012-10-26T09:46:00 | Requirement | Component | Door 2C07 | 113 | n/a | n/a | n/a | n/a | Clinic_79-91_Door Schedules | n/a
JambNumber | bill.east@us.army.mil | 2012-10-26T09:46:00 | Requirement | Component | Door 2C07 | J1 | n/a | n/a | n/a | n/a | Clinic_79-91_Door Schedules | n/a
HeadNumber | bill.east@us.army.mil | 2012-10-26T09:46:00 | Requirement | Component | Door 2C07 | H1 | n/a | n/a | n/a | n/a | Clinic_79-91_Door Schedules | n/a
Threshold | bill.east@us.army.mil | 2012-10-26T09:46:00 | Requirement | Component | Door 2C07 | IT | n/a | n/a | n/a | n/a | Clinic_79-91_Door Schedules | n/a
PaintColor | bill.east@us.army.mil | 2012-10-26T09:46:00 | Requirement | Component | Door 2C07 | DP3 | n/a | n/a | n/a | n/a | Clinic_79-91_Door Schedules | n/a
Width | bill.east@us.army.mil | 2012-10-26T09:46:00 | Requirement | Component | Door 2C08 | 915 | mm | n/a | n/a | n/a | Clinic_79-91_Door Schedules | n/a
Height | bill.east@us.army.mil | 2012-10-26T09:46:00 | Requirement | Component | Door 2C08 | 2135 | mm | n/a | n/a | n/a | Clinic_79-91_Door Schedules | n/a
Thickness | bill.east@us.army.mil | 2012-10-26T09:46:00 | Requirement | Component | Door 2C08 | 45 | mm | n/a | n/a | n/a | Clinic_79-91_Door Schedules | n/a
DoorFrame | bill.east@us.army.mil | 2012-10-26T09:46:00 | Requirement | Component | Door 2C08 | STEEL | n/a | n/a | n/a | n/a | Clinic_79-91_Door Schedules | n/a
WeatherStrpping | bill.east@us.army.mil | 2012-10-26T09:46:00 | Requirement | Component | Door 2C08 | n/a | n/a | n/a | n/a | n/a | Clinic_79-91_Door Schedules | n/a
SoundProof | bill.east@us.army.mil | 2012-10-26T09:46:00 | Requirement | Component | Door 2C08 | n/a | n/a | n/a | n/a | n/a | Clinic_79-91_Door Schedules | n/a
Shielded | bill.east@us.army.mil | 2012-10-26T09:46:00 | Requirement | Component | Door 2C08 | n/a | n/a | n/a | n/a | n/a | Clinic_79-91_Door Schedules | n/a
HardwareSet | bill.east@us.army.mil | 2012-10-26T09:46:00 | Requirement | Component | Door 2C08 | 107 | n/a | n/a | n/a | n/a | Clinic_79-91_Door Schedules | n/a
JambNumber | bill.east@us.army.mil | 2012-10-26T09:46:00 | Requirement | Component | Door 2C08 | J1 | n/a | n/a | n/a | n/a | Clinic_79-91_Door Schedules | n/a
HeadNumber | bill.east@us.army.mil | 2012-10-26T09:46:00 | Requirement | Component | Door 2C08 | H1 | n/a | n/a | n/a | n/a | Clinic_79-91_Door Schedules | n/a
Threshold | bill.east@us.army.mil | 2012-10-26T09:46:00 | Requirement | Component | Door 2C08 | IT | n/a | n/a | n/a | n/a | Clinic_79-91_Door Schedules | n/a
PaintColor | bill.east@us.army.mil | 2012-10-26T09:46:00 | Requirement | Component | Door 2C08 | DP3 | n/a | n/a | n/a | n/a | Clinic_79-91_Door Schedules | n/a
Width | bill.east@us.army.mil | 2012-10-26T09:46:00 | Requirement | Component | Door 2C09 | 915 | mm | n/a | n/a | n/a | Clinic_79-91_Door Schedules | n/a
Height | bill.east@us.army.mil | 2012-10-26T09:46:00 | Requirement | Component | Door 2C09 | 2135 | mm | n/a | n/a | n/a | Clinic_79-91_Door Schedules | n/a
Thickness | bill.east@us.army.mil | 2012-10-26T09:46:00 | Requirement | Component | Door 2C09 | 45 | mm | n/a | n/a | n/a | Clinic_79-91_Door Schedules | n/a
DoorFrame | bill.east@us.army.mil | 2012-10-26T09:46:00 | Requirement | Component | Door 2C09 | STEEL | n/a | n/a | n/a | n/a | Clinic_79-91_Door Schedules | n/a
WeatherStrpping | bill.east@us.army.mil | 2012-10-26T09:46:00 | Requirement | Component | Door 2C09 | n/a | n/a | n/a | n/a | n/a | Clinic_79-91_Door Schedules | n/a
SoundProof | bill.east@us.army.mil | 2012-10-26T09:46:00 | Requirement | Component | Door 2C09 | n/a | n/a | n/a | n/a | n/a | Clinic_79-91_Door Schedules | n/a
Shielded | bill.east@us.army.mil | 2012-10-26T09:46:00 | Requirement | Component | Door 2C09 | n/a | n/a | n/a | n/a | n/a | Clinic_79-91_Door Schedules | n/a
HardwareSet | bill.east@us.army.mil | 2012-10-26T09:46:00 | Requirement | Component | Door 2C09 | 101 | n/a | n/a | n/a | n/a | Clinic_79-91_Door Schedules | n/a
JambNumber | bill.east@us.army.mil | 2012-10-26T09:46:00 | Requirement | Component | Door 2C09 | J1 | n/a | n/a | n/a | n/a | Clinic_79-91_Door Schedules | n/a
HeadNumber | bill.east@us.army.mil | 2012-10-26T09:46:00 | Requirement | Component | Door 2C09 | H1 | n/a | n/a | n/a | n/a | Clinic_79-91_Door Schedules | n/a
Threshold | bill.east@us.army.mil | 2012-10-26T09:46:00 | Requirement | Component | Door 2C09 | IT | n/a | n/a | n/a | n/a | Clinic_79-91_Door Schedules | n/a
PaintColor | bill.east@us.army.mil | 2012-10-26T09:46:00 | Requirement | Component | Door 2C09 | DP3 | n/a | n/a | n/a | n/a | Clinic_79-91_Door Schedules | n/a
Width | bill.east@us.army.mil | 2012-10-26T09:46:00 | Requirement | Component | Door 2C10 | 915 | mm | n/a | n/a | n/a | Clinic_79-91_Door Schedules | n/a
Height | bill.east@us.army.mil | 2012-10-26T09:46:00 | Requirement | Component | Door 2C10 | 2135 | mm | n/a | n/a | n/a | Clinic_79-91_Door Schedules | n/a
Thickness | bill.east@us.army.mil | 2012-10-26T09:46:00 | Requirement | Component | Door 2C10 | 45 | mm | n/a | n/a | n/a | Clinic_79-91_Door Schedules | n/a
DoorFrame | bill.east@us.army.mil | 2012-10-26T09:46:00 | Requirement | Component | Door 2C10 | STEEL | n/a | n/a | n/a | n/a | Clinic_79-91_Door Schedules | n/a
WeatherStrpping | bill.east@us.army.mil | 2012-10-26T09:46:00 | Requirement | Component | Door 2C10 | n/a | n/a | n/a | n/a | n/a | Clinic_79-91_Door Schedules | n/a
SoundProof | bill.east@us.army.mil | 2012-10-26T09:46:00 | Requirement | Component | Door 2C10 | n/a | n/a | n/a | n/a | n/a | Clinic_79-91_Door Schedules | n/a
Shielded | bill.east@us.army.mil | 2012-10-26T09:46:00 | Requirement | Component | Door 2C10 | n/a | n/a | n/a | n/a | n/a | Clinic_79-91_Door Schedules | n/a
HardwareSet | bill.east@us.army.mil | 2012-10-26T09:46:00 | Requirement | Component | Door 2C10 | 114 | n/a | n/a | n/a | n/a | Clinic_79-91_Door Schedules | n/a
JambNumber | bill.east@us.army.mil | 2012-10-26T09:46:00 | Requirement | Component | Door 2C10 | J1 | n/a | n/a | n/a | n/a | Clinic_79-91_Door Schedules | n/a
HeadNumber | bill.east@us.army.mil | 2012-10-26T09:46:00 | Requirement | Component | Door 2C10 | H1 | n/a | n/a | n/a | n/a | Clinic_79-91_Door Schedules | n/a
Threshold | bill.east@us.army.mil | 2012-10-26T09:46:00 | Requirement | Component | Door 2C10 | IT | n/a | n/a | n/a | n/a | Clinic_79-91_Door Schedules | n/a
PaintColor | bill.east@us.army.mil | 2012-10-26T09:46:00 | Requirement | Component | Door 2C10 | DP3 | n/a | n/a | n/a | n/a | Clinic_79-91_Door Schedules | n/a
Width | bill.east@us.army.mil | 2012-10-26T09:46:00 | Requirement | Component | Door 2C11 | 915 | mm | n/a | n/a | n/a | Clinic_79-91_Door Schedules | n/a
Height | bill.east@us.army.mil | 2012-10-26T09:46:00 | Requirement | Component | Door 2C11 | 2135 | mm | n/a | n/a | n/a | Clinic_79-91_Door Schedules | n/a
Thickness | bill.east@us.army.mil | 2012-10-26T09:46:00 | Requirement | Component | Door 2C11 | 45 | mm | n/a | n/a | n/a | Clinic_79-91_Door Schedules | n/a
DoorFrame | bill.east@us.army.mil | 2012-10-26T09:46:00 | Requirement | Component | Door 2C11 | STEEL | n/a | n/a | n/a | n/a | Clinic_79-91_Door Schedules | n/a
WeatherStrpping | bill.east@us.army.mil | 2012-10-26T09:46:00 | Requirement | Component | Door 2C11 | n/a | n/a | n/a | n/a | n/a | Clinic_79-91_Door Schedules | n/a
SoundProof | bill.east@us.army.mil | 2012-10-26T09:46:00 | Requirement | Component | Door 2C11 | n/a | n/a | n/a | n/a | n/a | Clinic_79-91_Door Schedules | n/a
Shielded | bill.east@us.army.mil | 2012-10-26T09:46:00 | Requirement | Component | Door 2C11 | n/a | n/a | n/a | n/a | n/a | Clinic_79-91_Door Schedules | n/a
HardwareSet | bill.east@us.army.mil | 2012-10-26T09:46:00 | Requirement | Component | Door 2C11 | 112 | n/a | n/a | n/a | n/a | Clinic_79-91_Door Schedules | n/a
JambNumber | bill.east@us.army.mil | 2012-10-26T09:46:00 | Requirement | Component | Door 2C11 | J1 | n/a | n/a | n/a | n/a | Clinic_79-91_Door Schedules | n/a
HeadNumber | bill.east@us.army.mil | 2012-10-26T09:46:00 | Requirement | Component | Door 2C11 | H1 | n/a | n/a | n/a | n/a | Clinic_79-91_Door Schedules | n/a
Threshold | bill.east@us.army.mil | 2012-10-26T09:46:00 | Requirement | Component | Door 2C11 | IT | n/a | n/a | n/a | n/a | Clinic_79-91_Door Schedules | n/a
PaintColor | bill.east@us.army.mil | 2012-10-26T09:46:00 | Requirement | Component | Door 2C11 | DP3 | n/a | n/a | n/a | n/a | Clinic_79-91_Door Schedules | n/a
Width | bill.east@us.army.mil | 2012-10-26T09:46:00 | Requirement | Component | Door 2C12 | 915 | mm | n/a | n/a | n/a | Clinic_79-91_Door Schedules | n/a
Height | bill.east@us.army.mil | 2012-10-26T09:46:00 | Requirement | Component | Door 2C12 | 2135 | mm | n/a | n/a | n/a | Clinic_79-91_Door Schedules | n/a
Thickness | bill.east@us.army.mil | 2012-10-26T09:46:00 | Requirement | Component | Door 2C12 | 45 | mm | n/a | n/a | n/a | Clinic_79-91_Door Schedules | n/a
DoorFrame | bill.east@us.army.mil | 2012-10-26T09:46:00 | Requirement | Component | Door 2C12 | STEEL | n/a | n/a | n/a | n/a | Clinic_79-91_Door Schedules | n/a
WeatherStrpping | bill.east@us.army.mil | 2012-10-26T09:46:00 | Requirement | Component | Door 2C12 | n/a | n/a | n/a | n/a | n/a | Clinic_79-91_Door Schedules | n/a
SoundProof | bill.east@us.army.mil | 2012-10-26T09:46:00 | Requirement | Component | Door 2C12 | n/a | n/a | n/a | n/a | n/a | Clinic_79-91_Door Schedules | n/a
Shielded | bill.east@us.army.mil | 2012-10-26T09:46:00 | Requirement | Component | Door 2C12 | n/a | n/a | n/a | n/a | n/a | Clinic_79-91_Door Schedules | n/a
HardwareSet | bill.east@us.army.mil | 2012-10-26T09:46:00 | Requirement | Component | Door 2C12 | 101 | n/a | n/a | n/a | n/a | Clinic_79-91_Door Schedules | n/a
JambNumber | bill.east@us.army.mil | 2012-10-26T09:46:00 | Requirement | Component | Door 2C12 | J1 | n/a | n/a | n/a | n/a | Clinic_79-91_Door Schedules | n/a
HeadNumber | bill.east@us.army.mil | 2012-10-26T09:46:00 | Requirement | Component | Door 2C12 | H1 | n/a | n/a | n/a | n/a | Clinic_79-91_Door Schedules | n/a
Threshold | bill.east@us.army.mil | 2012-10-26T09:46:00 | Requirement | Component | Door 2C12 | IT | n/a | n/a | n/a | n/a | Clinic_79-91_Door Schedules | n/a
PaintColor | bill.east@us.army.mil | 2012-10-26T09:46:00 | Requirement | Component | Door 2C12 | DP3 | n/a | n/a | n/a | n/a | Clinic_79-91_Door Schedules | n/a
Width | bill.east@us.army.mil | 2012-10-26T09:46:00 | Requirement | Component | Door 2C12A | 610 | mm | n/a | n/a | n/a | Clinic_79-91_Door Schedules | n/a
Height | bill.east@us.army.mil | 2012-10-26T09:46:00 | Requirement | Component | Door 2C12A | 2135 | mm | n/a | n/a | n/a | Clinic_79-91_Door Schedules | n/a
Thickness | bill.east@us.army.mil | 2012-10-26T09:46:00 | Requirement | Component | Door 2C12A | 45 | mm | n/a | n/a | n/a | Clinic_79-91_Door Schedules | n/a
DoorFrame | bill.east@us.army.mil | 2012-10-26T09:46:00 | Requirement | Component | Door 2C12A | STEEL | n/a | n/a | n/a | n/a | Clinic_79-91_Door Schedules | n/a
WeatherStrpping | bill.east@us.army.mil | 2012-10-26T09:46:00 | Requirement | Component | Door 2C12A | n/a | n/a | n/a | n/a | n/a | Clinic_79-91_Door Schedules | n/a
SoundProof | bill.east@us.army.mil | 2012-10-26T09:46:00 | Requirement | Component | Door 2C12A | n/a | n/a | n/a | n/a | n/a | Clinic_79-91_Door Schedules | n/a
Shielded | bill.east@us.army.mil | 2012-10-26T09:46:00 | Requirement | Component | Door 2C12A | n/a | n/a | n/a | n/a | n/a | Clinic_79-91_Door Schedules | n/a
HardwareSet | bill.east@us.army.mil | 2012-10-26T09:46:00 | Requirement | Component | Door 2C12A | 129 | n/a | n/a | n/a | n/a | Clinic_79-91_Door Schedules | n/a
JambNumber | bill.east@us.army.mil | 2012-10-26T09:46:00 | Requirement | Component | Door 2C12A | J1 | n/a | n/a | n/a | n/a | Clinic_79-91_Door Schedules | n/a
HeadNumber | bill.east@us.army.mil | 2012-10-26T09:46:00 | Requirement | Component | Door 2C12A | H1 | n/a | n/a | n/a | n/a | Clinic_79-91_Door Schedules | n/a
Threshold | bill.east@us.army.mil | 2012-10-26T09:46:00 | Requirement | Component | Door 2C12A | IT | n/a | n/a | n/a | n/a | Clinic_79-91_Door Schedules | n/a
PaintColor | bill.east@us.army.mil | 2012-10-26T09:46:00 | Requirement | Component | Door 2C12A | DP3 | n/a | n/a | n/a | n/a | Clinic_79-91_Door Schedules | n/a
Width | bill.east@us.army.mil | 2012-10-26T09:46:00 | Requirement | Component | Door 2C13 | 915 | mm | n/a | n/a | n/a | Clinic_79-91_Door Schedules | n/a
Height | bill.east@us.army.mil | 2012-10-26T09:46:00 | Requirement | Component | Door 2C13 | 2135 | mm | n/a | n/a | n/a | Clinic_79-91_Door Schedules | n/a
Thickness | bill.east@us.army.mil | 2012-10-26T09:46:00 | Requirement | Component | Door 2C13 | 45 | mm | n/a | n/a | n/a | Clinic_79-91_Door Schedules | n/a
DoorFrame | bill.east@us.army.mil | 2012-10-26T09:46:00 | Requirement | Component | Door 2C13 | STEEL | n/a | n/a | n/a | n/a | Clinic_79-91_Door Schedules | n/a
WeatherStrpping | bill.east@us.army.mil | 2012-10-26T09:46:00 | Requirement | Component | Door 2C13 | n/a | n/a | n/a | n/a | n/a | Clinic_79-91_Door Schedules | n/a
SoundProof | bill.east@us.army.mil | 2012-10-26T09:46:00 | Requirement | Component | Door 2C13 | n/a | n/a | n/a | n/a | n/a | Clinic_79-91_Door Schedules | n/a
Shielded | bill.east@us.army.mil | 2012-10-26T09:46:00 | Requirement | Component | Door 2C13 | n/a | n/a | n/a | n/a | n/a | Clinic_79-91_Door Schedules | n/a
HardwareSet | bill.east@us.army.mil | 2012-10-26T09:46:00 | Requirement | Component | Door 2C13 | 111 | n/a | n/a | n/a | n/a | Clinic_79-91_Door Schedules | n/a
JambNumber | bill.east@us.army.mil | 2012-10-26T09:46:00 | Requirement | Component | Door 2C13 | J1 | n/a | n/a | n/a | n/a | Clinic_79-91_Door Schedules | n/a
HeadNumber | bill.east@us.army.mil | 2012-10-26T09:46:00 | Requirement | Component | Door 2C13 | H1 | n/a | n/a | n/a | n/a | Clinic_79-91_Door Schedules | n/a
Threshold | bill.east@us.army.mil | 2012-10-26T09:46:00 | Requirement | Component | Door 2C13 | IT | n/a | n/a | n/a | n/a | Clinic_79-91_Door Schedules | n/a
PaintColor | bill.east@us.army.mil | 2012-10-26T09:46:00 | Requirement | Component | Door 2C13 | DP3 | n/a | n/a | n/a | n/a | Clinic_79-91_Door Schedules | n/a
Width | bill.east@us.army.mil | 2012-10-26T09:46:00 | Requirement | Component | Door 2C15 | 915 | mm | n/a | n/a | n/a | Clinic_79-91_Door Schedules | n/a
Height | bill.east@us.army.mil | 2012-10-26T09:46:00 | Requirement | Component | Door 2C15 | 2135 | mm | n/a | n/a | n/a | Clinic_79-91_Door Schedules | n/a
Thickness | bill.east@us.army.mil | 2012-10-26T09:46:00 | Requirement | Component | Door 2C15 | 45 | mm | n/a | n/a | n/a | Clinic_79-91_Door Schedules | n/a
DoorFrame | bill.east@us.army.mil | 2012-10-26T09:46:00 | Requirement | Component | Door 2C15 | STEEL | n/a | n/a | n/a | n/a | Clinic_79-91_Door Schedules | n/a
WeatherStrpping | bill.east@us.army.mil | 2012-10-26T09:46:00 | Requirement | Component | Door 2C15 | n/a | n/a | n/a | n/a | n/a | Clinic_79-91_Door Schedules | n/a
SoundProof | bill.east@us.army.mil | 2012-10-26T09:46:00 | Requirement | Component | Door 2C15 | n/a | n/a | n/a | n/a | n/a | Clinic_79-91_Door Schedules | n/a
Shielded | bill.east@us.army.mil | 2012-10-26T09:46:00 | Requirement | Component | Door 2C15 | n/a | n/a | n/a | n/a | n/a | Clinic_79-91_Door Schedules | n/a
HardwareSet | bill.east@us.army.mil | 2012-10-26T09:46:00 | Requirement | Component | Door 2C15 | 125 | n/a | n/a | n/a | n/a | Clinic_79-91_Door Schedules | n/a
JambNumber | bill.east@us.army.mil | 2012-10-26T09:46:00 | Requirement | Component | Door 2C15 | J1 | n/a | n/a | n/a | n/a | Clinic_79-91_Door Schedules | n/a
HeadNumber | bill.east@us.army.mil | 2012-10-26T09:46:00 | Requirement | Component | Door 2C15 | H1 | n/a | n/a | n/a | n/a | Clinic_79-91_Door Schedules | n/a
Threshold | bill.east@us.army.mil | 2012-10-26T09:46:00 | Requirement | Component | Door 2C15 | IT | n/a | n/a | n/a | n/a | Clinic_79-91_Door Schedules | n/a
PaintColor | bill.east@us.army.mil | 2012-10-26T09:46:00 | Requirement | Component | Door 2C15 | DP3 | n/a | n/a | n/a | n/a | Clinic_79-91_Door Schedules | n/a
Width | bill.east@us.army.mil | 2012-10-26T09:46:00 | Requirement | Component | Door 2C16 | 915 | mm | n/a | n/a | n/a | Clinic_79-91_Door Schedules | n/a
Height | bill.east@us.army.mil | 2012-10-26T09:46:00 | Requirement | Component | Door 2C16 | 2135 | mm | n/a | n/a | n/a | Clinic_79-91_Door Schedules | n/a
Thickness | bill.east@us.army.mil | 2012-10-26T09:46:00 | Requirement | Component | Door 2C16 | 45 | mm | n/a | n/a | n/a | Clinic_79-91_Door Schedules | n/a
DoorFrame | bill.east@us.army.mil | 2012-10-26T09:46:00 | Requirement | Component | Door 2C16 | STEEL | n/a | n/a | n/a | n/a | Clinic_79-91_Door Schedules | n/a
WeatherStrpping | bill.east@us.army.mil | 2012-10-26T09:46:00 | Requirement | Component | Door 2C16 | n/a | n/a | n/a | n/a | n/a | Clinic_79-91_Door Schedules | n/a
SoundProof | bill.east@us.army.mil | 2012-10-26T09:46:00 | Requirement | Component | Door 2C16 | n/a | n/a | n/a | n/a | n/a | Clinic_79-91_Door Schedules | n/a
Shielded | bill.east@us.army.mil | 2012-10-26T09:46:00 | Requirement | Component | Door 2C16 | n/a | n/a | n/a | n/a | n/a | Clinic_79-91_Door Schedules | n/a
HardwareSet | bill.east@us.army.mil | 2012-10-26T09:46:00 | Requirement | Component | Door 2C16 | 114 | n/a | n/a | n/a | n/a | Clinic_79-91_Door Schedules | n/a
JambNumber | bill.east@us.army.mil | 2012-10-26T09:46:00 | Requirement | Component | Door 2C16 | J1 | n/a | n/a | n/a | n/a | Clinic_79-91_Door Schedules | n/a
HeadNumber | bill.east@us.army.mil | 2012-10-26T09:46:00 | Requirement | Component | Door 2C16 | H1 | n/a | n/a | n/a | n/a | Clinic_79-91_Door Schedules | n/a
Threshold | bill.east@us.army.mil | 2012-10-26T09:46:00 | Requirement | Component | Door 2C16 | IT | n/a | n/a | n/a | n/a | Clinic_79-91_Door Schedules | n/a
PaintColor | bill.east@us.army.mil | 2012-10-26T09:46:00 | Requirement | Component | Door 2C16 | DP3 | n/a | n/a | n/a | n/a | Clinic_79-91_Door Schedules | n/a
Width | bill.east@us.army.mil | 2012-10-26T09:46:00 | Requirement | Component | Door 2C17 | 915 | mm | n/a | n/a | n/a | Clinic_79-91_Door Schedules | n/a
Height | bill.east@us.army.mil | 2012-10-26T09:46:00 | Requirement | Component | Door 2C17 | 2135 | mm | n/a | n/a | n/a | Clinic_79-91_Door Schedules | n/a
Thickness | bill.east@us.army.mil | 2012-10-26T09:46:00 | Requirement | Component | Door 2C17 | 45 | mm | n/a | n/a | n/a | Clinic_79-91_Door Schedules | n/a
DoorFrame | bill.east@us.army.mil | 2012-10-26T09:46:00 | Requirement | Component | Door 2C17 | STEEL | n/a | n/a | n/a | n/a | Clinic_79-91_Door Schedules | n/a
WeatherStrpping | bill.east@us.army.mil | 2012-10-26T09:46:00 | Requirement | Component | Door 2C17 | n/a | n/a | n/a | n/a | n/a | Clinic_79-91_Door Schedules | n/a
SoundProof | bill.east@us.army.mil | 2012-10-26T09:46:00 | Requirement | Component | Door 2C17 | n/a | n/a | n/a | n/a | n/a | Clinic_79-91_Door Schedules | n/a
Shielded | bill.east@us.army.mil | 2012-10-26T09:46:00 | Requirement | Component | Door 2C17 | n/a | n/a | n/a | n/a | n/a | Clinic_79-91_Door Schedules | n/a
HardwareSet | bill.east@us.army.mil | 2012-10-26T09:46:00 | Requirement | Component | Door 2C17 | 114 | n/a | n/a | n/a | n/a | Clinic_79-91_Door Schedules | n/a
JambNumber | bill.east@us.army.mil | 2012-10-26T09:46:00 | Requirement | Component | Door 2C17 | J1 | n/a | n/a | n/a | n/a | Clinic_79-91_Door Schedules | n/a
HeadNumber | bill.east@us.army.mil | 2012-10-26T09:46:00 | Requirement | Component | Door 2C17 | H1 | n/a | n/a | n/a | n/a | Clinic_79-91_Door Schedules | n/a
Threshold | bill.east@us.army.mil | 2012-10-26T09:46:00 | Requirement | Component | Door 2C17 | IT | n/a | n/a | n/a | n/a | Clinic_79-91_Door Schedules | n/a
PaintColor | bill.east@us.army.mil | 2012-10-26T09:46:00 | Requirement | Component | Door 2C17 | DP3 | n/a | n/a | n/a | n/a | Clinic_79-91_Door Schedules | n/a
Width | bill.east@us.army.mil | 2012-10-26T09:46:00 | Requirement | Component | Door 2C18 | 915 | mm | n/a | n/a | n/a | Clinic_79-91_Door Schedules | n/a
Height | bill.east@us.army.mil | 2012-10-26T09:46:00 | Requirement | Component | Door 2C18 | 2135 | mm | n/a | n/a | n/a | Clinic_79-91_Door Schedules | n/a
Thickness | bill.east@us.army.mil | 2012-10-26T09:46:00 | Requirement | Component | Door 2C18 | 45 | mm | n/a | n/a | n/a | Clinic_79-91_Door Schedules | n/a
DoorFrame | bill.east@us.army.mil | 2012-10-26T09:46:00 | Requirement | Component | Door 2C18 | STEEL | n/a | n/a | n/a | n/a | Clinic_79-91_Door Schedules | n/a
WeatherStrpping | bill.east@us.army.mil | 2012-10-26T09:46:00 | Requirement | Component | Door 2C18 | n/a | n/a | n/a | n/a | n/a | Clinic_79-91_Door Schedules | n/a
SoundProof | bill.east@us.army.mil | 2012-10-26T09:46:00 | Requirement | Component | Door 2C18 | n/a | n/a | n/a | n/a | n/a | Clinic_79-91_Door Schedules | n/a
Shielded | bill.east@us.army.mil | 2012-10-26T09:46:00 | Requirement | Component | Door 2C18 | n/a | n/a | n/a | n/a | n/a | Clinic_79-91_Door Schedules | n/a
HardwareSet | bill.east@us.army.mil | 2012-10-26T09:46:00 | Requirement | Component | Door 2C18 | 110 | n/a | n/a | n/a | n/a | Clinic_79-91_Door Schedules | n/a
JambNumber | bill.east@us.army.mil | 2012-10-26T09:46:00 | Requirement | Component | Door 2C18 | J1 | n/a | n/a | n/a | n/a | Clinic_79-91_Door Schedules | n/a
HeadNumber | bill.east@us.army.mil | 2012-10-26T09:46:00 | Requirement | Component | Door 2C18 | H1 | n/a | n/a | n/a | n/a | Clinic_79-91_Door Schedules | n/a
Threshold | bill.east@us.army.mil | 2012-10-26T09:46:00 | Requirement | Component | Door 2C18 | IT | n/a | n/a | n/a | n/a | Clinic_79-91_Door Schedules | n/a
PaintColor | bill.east@us.army.mil | 2012-10-26T09:46:00 | Requirement | Component | Door 2C18 | DP3 | n/a | n/a | n/a | n/a | Clinic_79-91_Door Schedules | n/a
Width | bill.east@us.army.mil | 2012-10-26T09:46:00 | Requirement | Component | Door 2C19 | 915 | mm | n/a | n/a | n/a | Clinic_79-91_Door Schedules | n/a
Height | bill.east@us.army.mil | 2012-10-26T09:46:00 | Requirement | Component | Door 2C19 | 2135 | mm | n/a | n/a | n/a | Clinic_79-91_Door Schedules | n/a
Thickness | bill.east@us.army.mil | 2012-10-26T09:46:00 | Requirement | Component | Door 2C19 | 45 | mm | n/a | n/a | n/a | Clinic_79-91_Door Schedules | n/a
DoorFrame | bill.east@us.army.mil | 2012-10-26T09:46:00 | Requirement | Component | Door 2C19 | STEEL | n/a | n/a | n/a | n/a | Clinic_79-91_Door Schedules | n/a
WeatherStrpping | bill.east@us.army.mil | 2012-10-26T09:46:00 | Requirement | Component | Door 2C19 | n/a | n/a | n/a | n/a | n/a | Clinic_79-91_Door Schedules | n/a
SoundProof | bill.east@us.army.mil | 2012-10-26T09:46:00 | Requirement | Component | Door 2C19 | n/a | n/a | n/a | n/a | n/a | Clinic_79-91_Door Schedules | n/a
Shielded | bill.east@us.army.mil | 2012-10-26T09:46:00 | Requirement | Component | Door 2C19 | n/a | n/a | n/a | n/a | n/a | Clinic_79-91_Door Schedules | n/a
HardwareSet | bill.east@us.army.mil | 2012-10-26T09:46:00 | Requirement | Component | Door 2C19 | 114 | n/a | n/a | n/a | n/a | Clinic_79-91_Door Schedules | n/a
JambNumber | bill.east@us.army.mil | 2012-10-26T09:46:00 | Requirement | Component | Door 2C19 | J1 | n/a | n/a | n/a | n/a | Clinic_79-91_Door Schedules | n/a
HeadNumber | bill.east@us.army.mil | 2012-10-26T09:46:00 | Requirement | Component | Door 2C19 | H1 | n/a | n/a | n/a | n/a | Clinic_79-91_Door Schedules | n/a
Threshold | bill.east@us.army.mil | 2012-10-26T09:46:00 | Requirement | Component | Door 2C19 | IT | n/a | n/a | n/a | n/a | Clinic_79-91_Door Schedules | n/a
PaintColor | bill.east@us.army.mil | 2012-10-26T09:46:00 | Requirement | Component | Door 2C19 | DP3 | n/a | n/a | n/a | n/a | Clinic_79-91_Door Schedules | n/a
Width | bill.east@us.army.mil | 2012-10-26T09:46:00 | Requirement | Component | Door 2C22 | 915 | mm | n/a | n/a | n/a | Clinic_79-91_Door Schedules | n/a
Height | bill.east@us.army.mil | 2012-10-26T09:46:00 | Requirement | Component | Door 2C22 | 2135 | mm | n/a | n/a | n/a | Clinic_79-91_Door Schedules | n/a
Thickness | bill.east@us.army.mil | 2012-10-26T09:46:00 | Requirement | Component | Door 2C22 | 45 | mm | n/a | n/a | n/a | Clinic_79-91_Door Schedules | n/a
DoorFrame | bill.east@us.army.mil | 2012-10-26T09:46:00 | Requirement | Component | Door 2C22 | STEEL | n/a | n/a | n/a | n/a | Clinic_79-91_Door Schedules | n/a
WeatherStrpping | bill.east@us.army.mil | 2012-10-26T09:46:00 | Requirement | Component | Door 2C22 | n/a | n/a | n/a | n/a | n/a | Clinic_79-91_Door Schedules | n/a
SoundProof | bill.east@us.army.mil | 2012-10-26T09:46:00 | Requirement | Component | Door 2C22 | n/a | n/a | n/a | n/a | n/a | Clinic_79-91_Door Schedules | n/a
Shielded | bill.east@us.army.mil | 2012-10-26T09:46:00 | Requirement | Component | Door 2C22 | n/a | n/a | n/a | n/a | n/a | Clinic_79-91_Door Schedules | n/a
HardwareSet | bill.east@us.army.mil | 2012-10-26T09:46:00 | Requirement | Component | Door 2C22 | 112 | n/a | n/a | n/a | n/a | Clinic_79-91_Door Schedules | n/a
JambNumber | bill.east@us.army.mil | 2012-10-26T09:46:00 | Requirement | Component | Door 2C22 | J1 | n/a | n/a | n/a | n/a | Clinic_79-91_Door Schedules | n/a
HeadNumber | bill.east@us.army.mil | 2012-10-26T09:46:00 | Requirement | Component | Door 2C22 | H1 | n/a | n/a | n/a | n/a | Clinic_79-91_Door Schedules | n/a
Threshold | bill.east@us.army.mil | 2012-10-26T09:46:00 | Requirement | Component | Door 2C22 | IT | n/a | n/a | n/a | n/a | Clinic_79-91_Door Schedules | n/a
PaintColor | bill.east@us.army.mil | 2012-10-26T09:46:00 | Requirement | Component | Door 2C22 | DP3 | n/a | n/a | n/a | n/a | Clinic_79-91_Door Schedules | n/a
Width | bill.east@us.army.mil | 2012-10-26T09:46:00 | Requirement | Component | Door 2C23 | 915 | mm | n/a | n/a | n/a | Clinic_79-91_Door Schedules | n/a
Height | bill.east@us.army.mil | 2012-10-26T09:46:00 | Requirement | Component | Door 2C23 | 2135 | mm | n/a | n/a | n/a | Clinic_79-91_Door Schedules | n/a
Thickness | bill.east@us.army.mil | 2012-10-26T09:46:00 | Requirement | Component | Door 2C23 | 45 | mm | n/a | n/a | n/a | Clinic_79-91_Door Schedules | n/a
DoorFrame | bill.east@us.army.mil | 2012-10-26T09:46:00 | Requirement | Component | Door 2C23 | STEEL | n/a | n/a | n/a | n/a | Clinic_79-91_Door Schedules | n/a
WeatherStrpping | bill.east@us.army.mil | 2012-10-26T09:46:00 | Requirement | Component | Door 2C23 | n/a | n/a | n/a | n/a | n/a | Clinic_79-91_Door Schedules | n/a
SoundProof | bill.east@us.army.mil | 2012-10-26T09:46:00 | Requirement | Component | Door 2C23 | n/a | n/a | n/a | n/a | n/a | Clinic_79-91_Door Schedules | n/a
Shielded | bill.east@us.army.mil | 2012-10-26T09:46:00 | Requirement | Component | Door 2C23 | n/a | n/a | n/a | n/a | n/a | Clinic_79-91_Door Schedules | n/a
HardwareSet | bill.east@us.army.mil | 2012-10-26T09:46:00 | Requirement | Component | Door 2C23 | 104 | n/a | n/a | n/a | n/a | Clinic_79-91_Door Schedules | n/a
JambNumber | bill.east@us.army.mil | 2012-10-26T09:46:00 | Requirement | Component | Door 2C23 | J1 | n/a | n/a | n/a | n/a | Clinic_79-91_Door Schedules | n/a
HeadNumber | bill.east@us.army.mil | 2012-10-26T09:46:00 | Requirement | Component | Door 2C23 | H1 | n/a | n/a | n/a | n/a | Clinic_79-91_Door Schedules | n/a
Threshold | bill.east@us.army.mil | 2012-10-26T09:46:00 | Requirement | Component | Door 2C23 | IT | n/a | n/a | n/a | n/a | Clinic_79-91_Door Schedules | n/a
PaintColor | bill.east@us.army.mil | 2012-10-26T09:46:00 | Requirement | Component | Door 2C23 | DP3 | n/a | n/a | n/a | n/a | Clinic_79-91_Door Schedules | n/a
Width | bill.east@us.army.mil | 2012-10-26T09:46:00 | Requirement | Component | Door 2C24 | 915 | mm | n/a | n/a | n/a | Clinic_79-91_Door Schedules | n/a
Height | bill.east@us.army.mil | 2012-10-26T09:46:00 | Requirement | Component | Door 2C24 | 2135 | mm | n/a | n/a | n/a | Clinic_79-91_Door Schedules | n/a
Thickness | bill.east@us.army.mil | 2012-10-26T09:46:00 | Requirement | Component | Door 2C24 | 45 | mm | n/a | n/a | n/a | Clinic_79-91_Door Schedules | n/a
DoorFrame | bill.east@us.army.mil | 2012-10-26T09:46:00 | Requirement | Component | Door 2C24 | STEEL | n/a | n/a | n/a | n/a | Clinic_79-91_Door Schedules | n/a
WeatherStrpping | bill.east@us.army.mil | 2012-10-26T09:46:00 | Requirement | Component | Door 2C24 | n/a | n/a | n/a | n/a | n/a | Clinic_79-91_Door Schedules | n/a
SoundProof | bill.east@us.army.mil | 2012-10-26T09:46:00 | Requirement | Component | Door 2C24 | n/a | n/a | n/a | n/a | n/a | Clinic_79-91_Door Schedules | n/a
Shielded | bill.east@us.army.mil | 2012-10-26T09:46:00 | Requirement | Component | Door 2C24 | n/a | n/a | n/a | n/a | n/a | Clinic_79-91_Door Schedules | n/a
HardwareSet | bill.east@us.army.mil | 2012-10-26T09:46:00 | Requirement | Component | Door 2C24 | 104 | n/a | n/a | n/a | n/a | Clinic_79-91_Door Schedules | n/a
JambNumber | bill.east@us.army.mil | 2012-10-26T09:46:00 | Requirement | Component | Door 2C24 | J1 | n/a | n/a | n/a | n/a | Clinic_79-91_Door Schedules | n/a
HeadNumber | bill.east@us.army.mil | 2012-10-26T09:46:00 | Requirement | Component | Door 2C24 | H1 | n/a | n/a | n/a | n/a | Clinic_79-91_Door Schedules | n/a
Threshold | bill.east@us.army.mil | 2012-10-26T09:46:00 | Requirement | Component | Door 2C24 | IT | n/a | n/a | n/a | n/a | Clinic_79-91_Door Schedules | n/a
PaintColor | bill.east@us.army.mil | 2012-10-26T09:46:00 | Requirement | Component | Door 2C24 | DP3 | n/a | n/a | n/a | n/a | Clinic_79-91_Door Schedules | n/a
Width | bill.east@us.army.mil | 2012-10-26T09:46:00 | Requirement | Component | Door 2CC1 | 915 | mm | n/a | n/a | n/a | Clinic_79-91_Door Schedules | n/a
Height | bill.east@us.army.mil | 2012-10-26T09:46:00 | Requirement | Component | Door 2CC1 | 2135 | mm | n/a | n/a | n/a | Clinic_79-91_Door Schedules | n/a
Thickness | bill.east@us.army.mil | 2012-10-26T09:46:00 | Requirement | Component | Door 2CC1 | 45 | mm | n/a | n/a | n/a | Clinic_79-91_Door Schedules | n/a
DoorFrame | bill.east@us.army.mil | 2012-10-26T09:46:00 | Requirement | Component | Door 2CC1 | STEEL | n/a | n/a | n/a | n/a | Clinic_79-91_Door Schedules | n/a
WeatherStrpping | bill.east@us.army.mil | 2012-10-26T09:46:00 | Requirement | Component | Door 2CC1 | n/a | n/a | n/a | n/a | n/a | Clinic_79-91_Door Schedules | n/a
SoundProof | bill.east@us.army.mil | 2012-10-26T09:46:00 | Requirement | Component | Door 2CC1 | n/a | n/a | n/a | n/a | n/a | Clinic_79-91_Door Schedules | n/a
Shielded | bill.east@us.army.mil | 2012-10-26T09:46:00 | Requirement | Component | Door 2CC1 | n/a | n/a | n/a | n/a | n/a | Clinic_79-91_Door Schedules | n/a
HardwareSet | bill.east@us.army.mil | 2012-10-26T09:46:00 | Requirement | Component | Door 2CC1 | 108 | n/a | n/a | n/a | n/a | Clinic_79-91_Door Schedules | n/a
JambNumber | bill.east@us.army.mil | 2012-10-26T09:46:00 | Requirement | Component | Door 2CC1 | J1 | n/a | n/a | n/a | n/a | Clinic_79-91_Door Schedules | n/a
HeadNumber | bill.east@us.army.mil | 2012-10-26T09:46:00 | Requirement | Component | Door 2CC1 | H1 | n/a | n/a | n/a | n/a | Clinic_79-91_Door Schedules | n/a
Threshold | bill.east@us.army.mil | 2012-10-26T09:46:00 | Requirement | Component | Door 2CC1 | IT | n/a | n/a | n/a | n/a | Clinic_79-91_Door Schedules | n/a
PaintColor | bill.east@us.army.mil | 2012-10-26T09:46:00 | Requirement | Component | Door 2CC1 | DP3 | n/a | n/a | n/a | n/a | Clinic_79-91_Door Schedules | n/a
Width | bill.east@us.army.mil | 2012-10-26T09:46:00 | Requirement | Component | Door 2CC3 | 915 | mm | n/a | n/a | n/a | Clinic_79-91_Door Schedules | n/a
Height | bill.east@us.army.mil | 2012-10-26T09:46:00 | Requirement | Component | Door 2CC3 | 2135 | mm | n/a | n/a | n/a | Clinic_79-91_Door Schedules | n/a
Thickness | bill.east@us.army.mil | 2012-10-26T09:46:00 | Requirement | Component | Door 2CC3 | 45 | mm | n/a | n/a | n/a | Clinic_79-91_Door Schedules | n/a
DoorFrame | bill.east@us.army.mil | 2012-10-26T09:46:00 | Requirement | Component | Door 2CC3 | STEEL | n/a | n/a | n/a | n/a | Clinic_79-91_Door Schedules | n/a
WeatherStrpping | bill.east@us.army.mil | 2012-10-26T09:46:00 | Requirement | Component | Door 2CC3 | n/a | n/a | n/a | n/a | n/a | Clinic_79-91_Door Schedules | n/a
SoundProof | bill.east@us.army.mil | 2012-10-26T09:46:00 | Requirement | Component | Door 2CC3 | n/a | n/a | n/a | n/a | n/a | Clinic_79-91_Door Schedules | n/a
Shielded | bill.east@us.army.mil | 2012-10-26T09:46:00 | Requirement | Component | Door 2CC3 | n/a | n/a | n/a | n/a | n/a | Clinic_79-91_Door Schedules | n/a
HardwareSet | bill.east@us.army.mil | 2012-10-26T09:46:00 | Requirement | Component | Door 2CC3 | 108 | n/a | n/a | n/a | n/a | Clinic_79-91_Door Schedules | n/a
JambNumber | bill.east@us.army.mil | 2012-10-26T09:46:00 | Requirement | Component | Door 2CC3 | J1 | n/a | n/a | n/a | n/a | Clinic_79-91_Door Schedules | n/a
HeadNumber | bill.east@us.army.mil | 2012-10-26T09:46:00 | Requirement | Component | Door 2CC3 | H1 | n/a | n/a | n/a | n/a | Clinic_79-91_Door Schedules | n/a
Threshold | bill.east@us.army.mil | 2012-10-26T09:46:00 | Requirement | Component | Door 2CC3 | IT | n/a | n/a | n/a | n/a | Clinic_79-91_Door Schedules | n/a
PaintColor | bill.east@us.army.mil | 2012-10-26T09:46:00 | Requirement | Component | Door 2CC3 | DP3 | n/a | n/a | n/a | n/a | Clinic_79-91_Door Schedules | n/a
Width | bill.east@us.army.mil | 2012-10-26T09:46:00 | Requirement | Component | Door 2CC3A | 915 | mm | n/a | n/a | n/a | Clinic_79-91_Door Schedules | n/a
Height | bill.east@us.army.mil | 2012-10-26T09:46:00 | Requirement | Component | Door 2CC3A | 2135 | mm | n/a | n/a | n/a | Clinic_79-91_Door Schedules | n/a
Thickness | bill.east@us.army.mil | 2012-10-26T09:46:00 | Requirement | Component | Door 2CC3A | 45 | mm | n/a | n/a | n/a | Clinic_79-91_Door Schedules | n/a
DoorFrame | bill.east@us.army.mil | 2012-10-26T09:46:00 | Requirement | Component | Door 2CC3A | STEEL | n/a | n/a | n/a | n/a | Clinic_79-91_Door Schedules | n/a
WeatherStrpping | bill.east@us.army.mil | 2012-10-26T09:46:00 | Requirement | Component | Door 2CC3A | n/a | n/a | n/a | n/a | n/a | Clinic_79-91_Door Schedules | n/a
SoundProof | bill.east@us.army.mil | 2012-10-26T09:46:00 | Requirement | Component | Door 2CC3A | n/a | n/a | n/a | n/a | n/a | Clinic_79-91_Door Schedules | n/a
Shielded | bill.east@us.army.mil | 2012-10-26T09:46:00 | Requirement | Component | Door 2CC3A | n/a | n/a | n/a | n/a | n/a | Clinic_79-91_Door Schedules | n/a
HardwareSet | bill.east@us.army.mil | 2012-10-26T09:46:00 | Requirement | Component | Door 2CC3A | 109 | n/a | n/a | n/a | n/a | Clinic_79-91_Door Schedules | n/a
JambNumber | bill.east@us.army.mil | 2012-10-26T09:46:00 | Requirement | Component | Door 2CC3A | J1 | n/a | n/a | n/a | n/a | Clinic_79-91_Door Schedules | n/a
HeadNumber | bill.east@us.army.mil | 2012-10-26T09:46:00 | Requirement | Component | Door 2CC3A | H1 | n/a | n/a | n/a | n/a | Clinic_79-91_Door Schedules | n/a
Threshold | bill.east@us.army.mil | 2012-10-26T09:46:00 | Requirement | Component | Door 2CC3A | IT | n/a | n/a | n/a | n/a | Clinic_79-91_Door Schedules | n/a
PaintColor | bill.east@us.army.mil | 2012-10-26T09:46:00 | Requirement | Component | Door 2CC3A | DP3 | n/a | n/a | n/a | n/a | Clinic_79-91_Door Schedules | n/a
Width | bill.east@us.army.mil | 2012-10-26T09:46:00 | Requirement | Component | Door 2CS3 | 915 | mm | n/a | n/a | n/a | Clinic_79-91_Door Schedules | n/a
Height | bill.east@us.army.mil | 2012-10-26T09:46:00 | Requirement | Component | Door 2CS3 | 2135 | mm | n/a | n/a | n/a | Clinic_79-91_Door Schedules | n/a
Thickness | bill.east@us.army.mil | 2012-10-26T09:46:00 | Requirement | Component | Door 2CS3 | 45 | mm | n/a | n/a | n/a | Clinic_79-91_Door Schedules | n/a
DoorFrame | bill.east@us.army.mil | 2012-10-26T09:46:00 | Requirement | Component | Door 2CS3 | STEEL | n/a | n/a | n/a | n/a | Clinic_79-91_Door Schedules | n/a
WeatherStrpping | bill.east@us.army.mil | 2012-10-26T09:46:00 | Requirement | Component | Door 2CS3 | n/a | n/a | n/a | n/a | n/a | Clinic_79-91_Door Schedules | n/a
SoundProof | bill.east@us.army.mil | 2012-10-26T09:46:00 | Requirement | Component | Door 2CS3 | n/a | n/a | n/a | n/a | n/a | Clinic_79-91_Door Schedules | n/a
Shielded | bill.east@us.army.mil | 2012-10-26T09:46:00 | Requirement | Component | Door 2CS3 | n/a | n/a | n/a | n/a | n/a | Clinic_79-91_Door Schedules | n/a
HardwareSet | bill.east@us.army.mil | 2012-10-26T09:46:00 | Requirement | Component | Door 2CS3 | 105 | n/a | n/a | n/a | n/a | Clinic_79-91_Door Schedules | n/a
JambNumber | bill.east@us.army.mil | 2012-10-26T09:46:00 | Requirement | Component | Door 2CS3 | J1 | n/a | n/a | n/a | n/a | Clinic_79-91_Door Schedules | n/a
HeadNumber | bill.east@us.army.mil | 2012-10-26T09:46:00 | Requirement | Component | Door 2CS3 | H1 | n/a | n/a | n/a | n/a | Clinic_79-91_Door Schedules | n/a
Threshold | bill.east@us.army.mil | 2012-10-26T09:46:00 | Requirement | Component | Door 2CS3 | IT | n/a | n/a | n/a | n/a | Clinic_79-91_Door Schedules | n/a
PaintColor | bill.east@us.army.mil | 2012-10-26T09:46:00 | Requirement | Component | Door 2CS3 | DP3 | n/a | n/a | n/a | n/a | Clinic_79-91_Door Schedules | n/a
Width | bill.east@us.army.mil | 2012-10-26T09:46:00 | Requirement | Component | Door 2D01 | 915 | mm | n/a | n/a | n/a | Clinic_79-91_Door Schedules | n/a
Height | bill.east@us.army.mil | 2012-10-26T09:46:00 | Requirement | Component | Door 2D01 | 2135 | mm | n/a | n/a | n/a | Clinic_79-91_Door Schedules | n/a
Thickness | bill.east@us.army.mil | 2012-10-26T09:46:00 | Requirement | Component | Door 2D01 | 45 | mm | n/a | n/a | n/a | Clinic_79-91_Door Schedules | n/a
DoorFrame | bill.east@us.army.mil | 2012-10-26T09:46:00 | Requirement | Component | Door 2D01 | STEEL | n/a | n/a | n/a | n/a | Clinic_79-91_Door Schedules | n/a
WeatherStrpping | bill.east@us.army.mil | 2012-10-26T09:46:00 | Requirement | Component | Door 2D01 | n/a | n/a | n/a | n/a | n/a | Clinic_79-91_Door Schedules | n/a
SoundProof | bill.east@us.army.mil | 2012-10-26T09:46:00 | Requirement | Component | Door 2D01 | n/a | n/a | n/a | n/a | n/a | Clinic_79-91_Door Schedules | n/a
Shielded | bill.east@us.army.mil | 2012-10-26T09:46:00 | Requirement | Component | Door 2D01 | n/a | n/a | n/a | n/a | n/a | Clinic_79-91_Door Schedules | n/a
HardwareSet | bill.east@us.army.mil | 2012-10-26T09:46:00 | Requirement | Component | Door 2D01 | 112 | n/a | n/a | n/a | n/a | Clinic_79-91_Door Schedules | n/a
JambNumber | bill.east@us.army.mil | 2012-10-26T09:46:00 | Requirement | Component | Door 2D01 | J1 | n/a | n/a | n/a | n/a | Clinic_79-91_Door Schedules | n/a
HeadNumber | bill.east@us.army.mil | 2012-10-26T09:46:00 | Requirement | Component | Door 2D01 | H1 | n/a | n/a | n/a | n/a | Clinic_79-91_Door Schedules | n/a
Threshold | bill.east@us.army.mil | 2012-10-26T09:46:00 | Requirement | Component | Door 2D01 | IT | n/a | n/a | n/a | n/a | Clinic_79-91_Door Schedules | n/a
PaintColor | bill.east@us.army.mil | 2012-10-26T09:46:00 | Requirement | Component | Door 2D01 | DP3 | n/a | n/a | n/a | n/a | Clinic_79-91_Door Schedules | n/a
Width | bill.east@us.army.mil | 2012-10-26T09:46:00 | Requirement | Component | Door 2D02 | 915 | mm | n/a | n/a | n/a | Clinic_79-91_Door Schedules | n/a
Height | bill.east@us.army.mil | 2012-10-26T09:46:00 | Requirement | Component | Door 2D02 | 2135 | mm | n/a | n/a | n/a | Clinic_79-91_Door Schedules | n/a
Thickness | bill.east@us.army.mil | 2012-10-26T09:46:00 | Requirement | Component | Door 2D02 | 45 | mm | n/a | n/a | n/a | Clinic_79-91_Door Schedules | n/a
DoorFrame | bill.east@us.army.mil | 2012-10-26T09:46:00 | Requirement | Component | Door 2D02 | STEEL | n/a | n/a | n/a | n/a | Clinic_79-91_Door Schedules | n/a
WeatherStrpping | bill.east@us.army.mil | 2012-10-26T09:46:00 | Requirement | Component | Door 2D02 | n/a | n/a | n/a | n/a | n/a | Clinic_79-91_Door Schedules | n/a
SoundProof | bill.east@us.army.mil | 2012-10-26T09:46:00 | Requirement | Component | Door 2D02 | n/a | n/a | n/a | n/a | n/a | Clinic_79-91_Door Schedules | n/a
Shielded | bill.east@us.army.mil | 2012-10-26T09:46:00 | Requirement | Component | Door 2D02 | n/a | n/a | n/a | n/a | n/a | Clinic_79-91_Door Schedules | n/a
HardwareSet | bill.east@us.army.mil | 2012-10-26T09:46:00 | Requirement | Component | Door 2D02 | 112 | n/a | n/a | n/a | n/a | Clinic_79-91_Door Schedules | n/a
JambNumber | bill.east@us.army.mil | 2012-10-26T09:46:00 | Requirement | Component | Door 2D02 | J1 | n/a | n/a | n/a | n/a | Clinic_79-91_Door Schedules | n/a
HeadNumber | bill.east@us.army.mil | 2012-10-26T09:46:00 | Requirement | Component | Door 2D02 | H1 | n/a | n/a | n/a | n/a | Clinic_79-91_Door Schedules | n/a
Threshold | bill.east@us.army.mil | 2012-10-26T09:46:00 | Requirement | Component | Door 2D02 | IT | n/a | n/a | n/a | n/a | Clinic_79-91_Door Schedules | n/a
PaintColor | bill.east@us.army.mil | 2012-10-26T09:46:00 | Requirement | Component | Door 2D02 | DP3 | n/a | n/a | n/a | n/a | Clinic_79-91_Door Schedules | n/a
Width | bill.east@us.army.mil | 2012-10-26T09:46:00 | Requirement | Component | Door 2D03 | 915 | mm | n/a | n/a | n/a | Clinic_79-91_Door Schedules | n/a
Height | bill.east@us.army.mil | 2012-10-26T09:46:00 | Requirement | Component | Door 2D03 | 2135 | mm | n/a | n/a | n/a | Clinic_79-91_Door Schedules | n/a
Thickness | bill.east@us.army.mil | 2012-10-26T09:46:00 | Requirement | Component | Door 2D03 | 45 | mm | n/a | n/a | n/a | Clinic_79-91_Door Schedules | n/a
DoorFrame | bill.east@us.army.mil | 2012-10-26T09:46:00 | Requirement | Component | Door 2D03 | STEEL | n/a | n/a | n/a | n/a | Clinic_79-91_Door Schedules | n/a
WeatherStrpping | bill.east@us.army.mil | 2012-10-26T09:46:00 | Requirement | Component | Door 2D03 | n/a | n/a | n/a | n/a | n/a | Clinic_79-91_Door Schedules | n/a
SoundProof | bill.east@us.army.mil | 2012-10-26T09:46:00 | Requirement | Component | Door 2D03 | n/a | n/a | n/a | n/a | n/a | Clinic_79-91_Door Schedules | n/a
Shielded | bill.east@us.army.mil | 2012-10-26T09:46:00 | Requirement | Component | Door 2D03 | n/a | n/a | n/a | n/a | n/a | Clinic_79-91_Door Schedules | n/a
HardwareSet | bill.east@us.army.mil | 2012-10-26T09:46:00 | Requirement | Component | Door 2D03 | 101 | n/a | n/a | n/a | n/a | Clinic_79-91_Door Schedules | n/a
JambNumber | bill.east@us.army.mil | 2012-10-26T09:46:00 | Requirement | Component | Door 2D03 | J1 | n/a | n/a | n/a | n/a | Clinic_79-91_Door Schedules | n/a
HeadNumber | bill.east@us.army.mil | 2012-10-26T09:46:00 | Requirement | Component | Door 2D03 | H1 | n/a | n/a | n/a | n/a | Clinic_79-91_Door Schedules | n/a
Threshold | bill.east@us.army.mil | 2012-10-26T09:46:00 | Requirement | Component | Door 2D03 | IT | n/a | n/a | n/a | n/a | Clinic_79-91_Door Schedules | n/a
PaintColor | bill.east@us.army.mil | 2012-10-26T09:46:00 | Requirement | Component | Door 2D03 | DP3 | n/a | n/a | n/a | n/a | Clinic_79-91_Door Schedules | n/a
Width | bill.east@us.army.mil | 2012-10-26T09:46:00 | Requirement | Component | Door 2D04 | 915 | mm | n/a | n/a | n/a | Clinic_79-91_Door Schedules | n/a
Height | bill.east@us.army.mil | 2012-10-26T09:46:00 | Requirement | Component | Door 2D04 | 2135 | mm | n/a | n/a | n/a | Clinic_79-91_Door Schedules | n/a
Thickness | bill.east@us.army.mil | 2012-10-26T09:46:00 | Requirement | Component | Door 2D04 | 45 | mm | n/a | n/a | n/a | Clinic_79-91_Door Schedules | n/a
DoorFrame | bill.east@us.army.mil | 2012-10-26T09:46:00 | Requirement | Component | Door 2D04 | STEEL | n/a | n/a | n/a | n/a | Clinic_79-91_Door Schedules | n/a
WeatherStrpping | bill.east@us.army.mil | 2012-10-26T09:46:00 | Requirement | Component | Door 2D04 | n/a | n/a | n/a | n/a | n/a | Clinic_79-91_Door Schedules | n/a
SoundProof | bill.east@us.army.mil | 2012-10-26T09:46:00 | Requirement | Component | Door 2D04 | n/a | n/a | n/a | n/a | n/a | Clinic_79-91_Door Schedules | n/a
Shielded | bill.east@us.army.mil | 2012-10-26T09:46:00 | Requirement | Component | Door 2D04 | n/a | n/a | n/a | n/a | n/a | Clinic_79-91_Door Schedules | n/a
HardwareSet | bill.east@us.army.mil | 2012-10-26T09:46:00 | Requirement | Component | Door 2D04 | 106 | n/a | n/a | n/a | n/a | Clinic_79-91_Door Schedules | n/a
JambNumber | bill.east@us.army.mil | 2012-10-26T09:46:00 | Requirement | Component | Door 2D04 | J1 | n/a | n/a | n/a | n/a | Clinic_79-91_Door Schedules | n/a
HeadNumber | bill.east@us.army.mil | 2012-10-26T09:46:00 | Requirement | Component | Door 2D04 | H1 | n/a | n/a | n/a | n/a | Clinic_79-91_Door Schedules | n/a
Threshold | bill.east@us.army.mil | 2012-10-26T09:46:00 | Requirement | Component | Door 2D04 | IT | n/a | n/a | n/a | n/a | Clinic_79-91_Door Schedules | n/a
PaintColor | bill.east@us.army.mil | 2012-10-26T09:46:00 | Requirement | Component | Door 2D04 | DP3 | n/a | n/a | n/a | n/a | Clinic_79-91_Door Schedules | n/a
Width | bill.east@us.army.mil | 2012-10-26T09:46:00 | Requirement | Component | Door 2D04A | 915 | mm | n/a | n/a | n/a | Clinic_79-91_Door Schedules | n/a
Height | bill.east@us.army.mil | 2012-10-26T09:46:00 | Requirement | Component | Door 2D04A | 2135 | mm | n/a | n/a | n/a | Clinic_79-91_Door Schedules | n/a
Thickness | bill.east@us.army.mil | 2012-10-26T09:46:00 | Requirement | Component | Door 2D04A | 45 | mm | n/a | n/a | n/a | Clinic_79-91_Door Schedules | n/a
DoorFrame | bill.east@us.army.mil | 2012-10-26T09:46:00 | Requirement | Component | Door 2D04A | STEEL | n/a | n/a | n/a | n/a | Clinic_79-91_Door Schedules | n/a
WeatherStrpping | bill.east@us.army.mil | 2012-10-26T09:46:00 | Requirement | Component | Door 2D04A | n/a | n/a | n/a | n/a | n/a | Clinic_79-91_Door Schedules | n/a
SoundProof | bill.east@us.army.mil | 2012-10-26T09:46:00 | Requirement | Component | Door 2D04A | n/a | n/a | n/a | n/a | n/a | Clinic_79-91_Door Schedules | n/a
Shielded | bill.east@us.army.mil | 2012-10-26T09:46:00 | Requirement | Component | Door 2D04A | n/a | n/a | n/a | n/a | n/a | Clinic_79-91_Door Schedules | n/a
HardwareSet | bill.east@us.army.mil | 2012-10-26T09:46:00 | Requirement | Component | Door 2D04A | 106 | n/a | n/a | n/a | n/a | Clinic_79-91_Door Schedules | n/a
JambNumber | bill.east@us.army.mil | 2012-10-26T09:46:00 | Requirement | Component | Door 2D04A | J1 | n/a | n/a | n/a | n/a | Clinic_79-91_Door Schedules | n/a
HeadNumber | bill.east@us.army.mil | 2012-10-26T09:46:00 | Requirement | Component | Door 2D04A | H1 | n/a | n/a | n/a | n/a | Clinic_79-91_Door Schedules | n/a
Threshold | bill.east@us.army.mil | 2012-10-26T09:46:00 | Requirement | Component | Door 2D04A | IT | n/a | n/a | n/a | n/a | Clinic_79-91_Door Schedules | n/a
PaintColor | bill.east@us.army.mil | 2012-10-26T09:46:00 | Requirement | Component | Door 2D04A | DP3 | n/a | n/a | n/a | n/a | Clinic_79-91_Door Schedules | n/a
Width | bill.east@us.army.mil | 2012-10-26T09:46:00 | Requirement | Component | Door 2D05 | 915 | mm | n/a | n/a | n/a | Clinic_79-91_Door Schedules | n/a
Height | bill.east@us.army.mil | 2012-10-26T09:46:00 | Requirement | Component | Door 2D05 | 2135 | mm | n/a | n/a | n/a | Clinic_79-91_Door Schedules | n/a
Thickness | bill.east@us.army.mil | 2012-10-26T09:46:00 | Requirement | Component | Door 2D05 | 45 | mm | n/a | n/a | n/a | Clinic_79-91_Door Schedules | n/a
DoorFrame | bill.east@us.army.mil | 2012-10-26T09:46:00 | Requirement | Component | Door 2D05 | STEEL | n/a | n/a | n/a | n/a | Clinic_79-91_Door Schedules | n/a
WeatherStrpping | bill.east@us.army.mil | 2012-10-26T09:46:00 | Requirement | Component | Door 2D05 | n/a | n/a | n/a | n/a | n/a | Clinic_79-91_Door Schedules | n/a
SoundProof | bill.east@us.army.mil | 2012-10-26T09:46:00 | Requirement | Component | Door 2D05 | Yes | n/a | n/a | n/a | n/a | Clinic_79-91_Door Schedules | n/a
Shielded | bill.east@us.army.mil | 2012-10-26T09:46:00 | Requirement | Component | Door 2D05 | n/a | n/a | n/a | n/a | n/a | Clinic_79-91_Door Schedules | n/a
HardwareSet | bill.east@us.army.mil | 2012-10-26T09:46:00 | Requirement | Component | Door 2D05 | 131 | n/a | n/a | n/a | n/a | Clinic_79-91_Door Schedules | n/a
JambNumber | bill.east@us.army.mil | 2012-10-26T09:46:00 | Requirement | Component | Door 2D05 | J1 SIM. | n/a | n/a | n/a | n/a | Clinic_79-91_Door Schedules | n/a
HeadNumber | bill.east@us.army.mil | 2012-10-26T09:46:00 | Requirement | Component | Door 2D05 | H1 SIM. | n/a | n/a | n/a | n/a | Clinic_79-91_Door Schedules | n/a
Threshold | bill.east@us.army.mil | 2012-10-26T09:46:00 | Requirement | Component | Door 2D05 | IT | n/a | n/a | n/a | n/a | Clinic_79-91_Door Schedules | n/a
PaintColor | bill.east@us.army.mil | 2012-10-26T09:46:00 | Requirement | Component | Door 2D05 | DP3 | n/a | n/a | n/a | n/a | Clinic_79-91_Door Schedules | n/a
Width | bill.east@us.army.mil | 2012-10-26T09:46:00 | Requirement | Component | Door 2D05A | 915 | mm | n/a | n/a | n/a | Clinic_79-91_Door Schedules | n/a
Height | bill.east@us.army.mil | 2012-10-26T09:46:00 | Requirement | Component | Door 2D05A | 2135 | mm | n/a | n/a | n/a | Clinic_79-91_Door Schedules | n/a
Thickness | bill.east@us.army.mil | 2012-10-26T09:46:00 | Requirement | Component | Door 2D05A | 45 | mm | n/a | n/a | n/a | Clinic_79-91_Door Schedules | n/a
DoorFrame | bill.east@us.army.mil | 2012-10-26T09:46:00 | Requirement | Component | Door 2D05A | STEEL | n/a | n/a | n/a | n/a | Clinic_79-91_Door Schedules | n/a
WeatherStrpping | bill.east@us.army.mil | 2012-10-26T09:46:00 | Requirement | Component | Door 2D05A | Yes | n/a | n/a | n/a | n/a | Clinic_79-91_Door Schedules | n/a
SoundProof | bill.east@us.army.mil | 2012-10-26T09:46:00 | Requirement | Component | Door 2D05A | n/a | n/a | n/a | n/a | n/a | Clinic_79-91_Door Schedules | n/a
Shielded | bill.east@us.army.mil | 2012-10-26T09:46:00 | Requirement | Component | Door 2D05A | n/a | n/a | n/a | n/a | n/a | Clinic_79-91_Door Schedules | n/a
HardwareSet | bill.east@us.army.mil | 2012-10-26T09:46:00 | Requirement | Component | Door 2D05A | 8 | n/a | n/a | n/a | n/a | Clinic_79-91_Door Schedules | n/a
JambNumber | bill.east@us.army.mil | 2012-10-26T09:46:00 | Requirement | Component | Door 2D05A | H6, J9 | n/a | n/a | n/a | n/a | Clinic_79-91_Door Schedules | n/a
HeadNumber | bill.east@us.army.mil | 2012-10-26T09:46:00 | Requirement | Component | Door 2D05A | H7 | n/a | n/a | n/a | n/a | Clinic_79-91_Door Schedules | n/a
Threshold | bill.east@us.army.mil | 2012-10-26T09:46:00 | Requirement | Component | Door 2D05A | EXT | n/a | n/a | n/a | n/a | Clinic_79-91_Door Schedules | n/a
PaintColor | bill.east@us.army.mil | 2012-10-26T09:46:00 | Requirement | Component | Door 2D05A | To Match | n/a | n/a | n/a | n/a | Clinic_79-91_Door Schedules | n/a
Width | bill.east@us.army.mil | 2012-10-26T09:46:00 | Requirement | Component | Door 2D06 | 915 | mm | n/a | n/a | n/a | Clinic_79-91_Door Schedules | n/a
Height | bill.east@us.army.mil | 2012-10-26T09:46:00 | Requirement | Component | Door 2D06 | 2135 | mm | n/a | n/a | n/a | Clinic_79-91_Door Schedules | n/a
Thickness | bill.east@us.army.mil | 2012-10-26T09:46:00 | Requirement | Component | Door 2D06 | 45 | mm | n/a | n/a | n/a | Clinic_79-91_Door Schedules | n/a
DoorFrame | bill.east@us.army.mil | 2012-10-26T09:46:00 | Requirement | Component | Door 2D06 | STEEL | n/a | n/a | n/a | n/a | Clinic_79-91_Door Schedules | n/a
WeatherStrpping | bill.east@us.army.mil | 2012-10-26T09:46:00 | Requirement | Component | Door 2D06 | n/a | n/a | n/a | n/a | n/a | Clinic_79-91_Door Schedules | n/a
SoundProof | bill.east@us.army.mil | 2012-10-26T09:46:00 | Requirement | Component | Door 2D06 | n/a | n/a | n/a | n/a | n/a | Clinic_79-91_Door Schedules | n/a
Shielded | bill.east@us.army.mil | 2012-10-26T09:46:00 | Requirement | Component | Door 2D06 | n/a | n/a | n/a | n/a | n/a | Clinic_79-91_Door Schedules | n/a
HardwareSet | bill.east@us.army.mil | 2012-10-26T09:46:00 | Requirement | Component | Door 2D06 | 101 | n/a | n/a | n/a | n/a | Clinic_79-91_Door Schedules | n/a
JambNumber | bill.east@us.army.mil | 2012-10-26T09:46:00 | Requirement | Component | Door 2D06 | J1 | n/a | n/a | n/a | n/a | Clinic_79-91_Door Schedules | n/a
HeadNumber | bill.east@us.army.mil | 2012-10-26T09:46:00 | Requirement | Component | Door 2D06 | H1 | n/a | n/a | n/a | n/a | Clinic_79-91_Door Schedules | n/a
Threshold | bill.east@us.army.mil | 2012-10-26T09:46:00 | Requirement | Component | Door 2D06 | IT | n/a | n/a | n/a | n/a | Clinic_79-91_Door Schedules | n/a
PaintColor | bill.east@us.army.mil | 2012-10-26T09:46:00 | Requirement | Component | Door 2D06 | DP3 | n/a | n/a | n/a | n/a | Clinic_79-91_Door Schedules | n/a
Width | bill.east@us.army.mil | 2012-10-26T09:46:00 | Requirement | Component | Door 2D06A | 915 | mm | n/a | n/a | n/a | Clinic_79-91_Door Schedules | n/a
Height | bill.east@us.army.mil | 2012-10-26T09:46:00 | Requirement | Component | Door 2D06A | 2135 | mm | n/a | n/a | n/a | Clinic_79-91_Door Schedules | n/a
Thickness | bill.east@us.army.mil | 2012-10-26T09:46:00 | Requirement | Component | Door 2D06A | 45 | mm | n/a | n/a | n/a | Clinic_79-91_Door Schedules | n/a
DoorFrame | bill.east@us.army.mil | 2012-10-26T09:46:00 | Requirement | Component | Door 2D06A | STEEL | n/a | n/a | n/a | n/a | Clinic_79-91_Door Schedules | n/a
WeatherStrpping | bill.east@us.army.mil | 2012-10-26T09:46:00 | Requirement | Component | Door 2D06A | n/a | n/a | n/a | n/a | n/a | Clinic_79-91_Door Schedules | n/a
SoundProof | bill.east@us.army.mil | 2012-10-26T09:46:00 | Requirement | Component | Door 2D06A | n/a | n/a | n/a | n/a | n/a | Clinic_79-91_Door Schedules | n/a
Shielded | bill.east@us.army.mil | 2012-10-26T09:46:00 | Requirement | Component | Door 2D06A | n/a | n/a | n/a | n/a | n/a | Clinic_79-91_Door Schedules | n/a
HardwareSet | bill.east@us.army.mil | 2012-10-26T09:46:00 | Requirement | Component | Door 2D06A | 1 | n/a | n/a | n/a | n/a | Clinic_79-91_Door Schedules | n/a
JambNumber | bill.east@us.army.mil | 2012-10-26T09:46:00 | Requirement | Component | Door 2D06A | J1 | n/a | n/a | n/a | n/a | Clinic_79-91_Door Schedules | n/a
HeadNumber | bill.east@us.army.mil | 2012-10-26T09:46:00 | Requirement | Component | Door 2D06A | H1 | n/a | n/a | n/a | n/a | Clinic_79-91_Door Schedules | n/a
Threshold | bill.east@us.army.mil | 2012-10-26T09:46:00 | Requirement | Component | Door 2D06A | IT | n/a | n/a | n/a | n/a | Clinic_79-91_Door Schedules | n/a
PaintColor | bill.east@us.army.mil | 2012-10-26T09:46:00 | Requirement | Component | Door 2D06A | DP3 | n/a | n/a | n/a | n/a | Clinic_79-91_Door Schedules | n/a
Width | bill.east@us.army.mil | 2012-10-26T09:46:00 | Requirement | Component | Door 2D07 | 915 | mm | n/a | n/a | n/a | Clinic_79-91_Door Schedules | n/a
Height | bill.east@us.army.mil | 2012-10-26T09:46:00 | Requirement | Component | Door 2D07 | 2135 | mm | n/a | n/a | n/a | Clinic_79-91_Door Schedules | n/a
Thickness | bill.east@us.army.mil | 2012-10-26T09:46:00 | Requirement | Component | Door 2D07 | 45 | mm | n/a | n/a | n/a | Clinic_79-91_Door Schedules | n/a
DoorFrame | bill.east@us.army.mil | 2012-10-26T09:46:00 | Requirement | Component | Door 2D07 | STEEL | n/a | n/a | n/a | n/a | Clinic_79-91_Door Schedules | n/a
WeatherStrpping | bill.east@us.army.mil | 2012-10-26T09:46:00 | Requirement | Component | Door 2D07 | n/a | n/a | n/a | n/a | n/a | Clinic_79-91_Door Schedules | n/a
SoundProof | bill.east@us.army.mil | 2012-10-26T09:46:00 | Requirement | Component | Door 2D07 | n/a | n/a | n/a | n/a | n/a | Clinic_79-91_Door Schedules | n/a
Shielded | bill.east@us.army.mil | 2012-10-26T09:46:00 | Requirement | Component | Door 2D07 | n/a | n/a | n/a | n/a | n/a | Clinic_79-91_Door Schedules | n/a
HardwareSet | bill.east@us.army.mil | 2012-10-26T09:46:00 | Requirement | Component | Door 2D07 | 101 | n/a | n/a | n/a | n/a | Clinic_79-91_Door Schedules | n/a
JambNumber | bill.east@us.army.mil | 2012-10-26T09:46:00 | Requirement | Component | Door 2D07 | J1 | n/a | n/a | n/a | n/a | Clinic_79-91_Door Schedules | n/a
HeadNumber | bill.east@us.army.mil | 2012-10-26T09:46:00 | Requirement | Component | Door 2D07 | H1 | n/a | n/a | n/a | n/a | Clinic_79-91_Door Schedules | n/a
Threshold | bill.east@us.army.mil | 2012-10-26T09:46:00 | Requirement | Component | Door 2D07 | IT | n/a | n/a | n/a | n/a | Clinic_79-91_Door Schedules | n/a
PaintColor | bill.east@us.army.mil | 2012-10-26T09:46:00 | Requirement | Component | Door 2D07 | DP3 | n/a | n/a | n/a | n/a | Clinic_79-91_Door Schedules | n/a
Width | bill.east@us.army.mil | 2012-10-26T09:46:00 | Requirement | Component | Door 2D08 | 915 | mm | n/a | n/a | n/a | Clinic_79-91_Door Schedules | n/a
Height | bill.east@us.army.mil | 2012-10-26T09:46:00 | Requirement | Component | Door 2D08 | 2135 | mm | n/a | n/a | n/a | Clinic_79-91_Door Schedules | n/a
Thickness | bill.east@us.army.mil | 2012-10-26T09:46:00 | Requirement | Component | Door 2D08 | 45 | mm | n/a | n/a | n/a | Clinic_79-91_Door Schedules | n/a
DoorFrame | bill.east@us.army.mil | 2012-10-26T09:46:00 | Requirement | Component | Door 2D08 | STEEL | n/a | n/a | n/a | n/a | Clinic_79-91_Door Schedules | n/a
WeatherStrpping | bill.east@us.army.mil | 2012-10-26T09:46:00 | Requirement | Component | Door 2D08 | n/a | n/a | n/a | n/a | n/a | Clinic_79-91_Door Schedules | n/a
SoundProof | bill.east@us.army.mil | 2012-10-26T09:46:00 | Requirement | Component | Door 2D08 | n/a | n/a | n/a | n/a | n/a | Clinic_79-91_Door Schedules | n/a
Shielded | bill.east@us.army.mil | 2012-10-26T09:46:00 | Requirement | Component | Door 2D08 | n/a | n/a | n/a | n/a | n/a | Clinic_79-91_Door Schedules | n/a
HardwareSet | bill.east@us.army.mil | 2012-10-26T09:46:00 | Requirement | Component | Door 2D08 | 101 | n/a | n/a | n/a | n/a | Clinic_79-91_Door Schedules | n/a
JambNumber | bill.east@us.army.mil | 2012-10-26T09:46:00 | Requirement | Component | Door 2D08 | J1 | n/a | n/a | n/a | n/a | Clinic_79-91_Door Schedules | n/a
HeadNumber | bill.east@us.army.mil | 2012-10-26T09:46:00 | Requirement | Component | Door 2D08 | H1 | n/a | n/a | n/a | n/a | Clinic_79-91_Door Schedules | n/a
Threshold | bill.east@us.army.mil | 2012-10-26T09:46:00 | Requirement | Component | Door 2D08 | IT | n/a | n/a | n/a | n/a | Clinic_79-91_Door Schedules | n/a
PaintColor | bill.east@us.army.mil | 2012-10-26T09:46:00 | Requirement | Component | Door 2D08 | DP3 | n/a | n/a | n/a | n/a | Clinic_79-91_Door Schedules | n/a
Width | bill.east@us.army.mil | 2012-10-26T09:46:00 | Requirement | Component | Door 2D09 | 915 | mm | n/a | n/a | n/a | Clinic_79-91_Door Schedules | n/a
Height | bill.east@us.army.mil | 2012-10-26T09:46:00 | Requirement | Component | Door 2D09 | 2135 | mm | n/a | n/a | n/a | Clinic_79-91_Door Schedules | n/a
Thickness | bill.east@us.army.mil | 2012-10-26T09:46:00 | Requirement | Component | Door 2D09 | 45 | mm | n/a | n/a | n/a | Clinic_79-91_Door Schedules | n/a
DoorFrame | bill.east@us.army.mil | 2012-10-26T09:46:00 | Requirement | Component | Door 2D09 | STEEL | n/a | n/a | n/a | n/a | Clinic_79-91_Door Schedules | n/a
WeatherStrpping | bill.east@us.army.mil | 2012-10-26T09:46:00 | Requirement | Component | Door 2D09 | n/a | n/a | n/a | n/a | n/a | Clinic_79-91_Door Schedules | n/a
SoundProof | bill.east@us.army.mil | 2012-10-26T09:46:00 | Requirement | Component | Door 2D09 | n/a | n/a | n/a | n/a | n/a | Clinic_79-91_Door Schedules | n/a
Shielded | bill.east@us.army.mil | 2012-10-26T09:46:00 | Requirement | Component | Door 2D09 | n/a | n/a | n/a | n/a | n/a | Clinic_79-91_Door Schedules | n/a
HardwareSet | bill.east@us.army.mil | 2012-10-26T09:46:00 | Requirement | Component | Door 2D09 | 101 | n/a | n/a | n/a | n/a | Clinic_79-91_Door Schedules | n/a
JambNumber | bill.east@us.army.mil | 2012-10-26T09:46:00 | Requirement | Component | Door 2D09 | J1 | n/a | n/a | n/a | n/a | Clinic_79-91_Door Schedules | n/a
HeadNumber | bill.east@us.army.mil | 2012-10-26T09:46:00 | Requirement | Component | Door 2D09 | H1 | n/a | n/a | n/a | n/a | Clinic_79-91_Door Schedules | n/a
Threshold | bill.east@us.army.mil | 2012-10-26T09:46:00 | Requirement | Component | Door 2D09 | IT | n/a | n/a | n/a | n/a | Clinic_79-91_Door Schedules | n/a
PaintColor | bill.east@us.army.mil | 2012-10-26T09:46:00 | Requirement | Component | Door 2D09 | DP3 | n/a | n/a | n/a | n/a | Clinic_79-91_Door Schedules | n/a
Width | bill.east@us.army.mil | 2012-10-26T09:46:00 | Requirement | Component | Door 2D10 | 915 | mm | n/a | n/a | n/a | Clinic_79-91_Door Schedules | n/a
Height | bill.east@us.army.mil | 2012-10-26T09:46:00 | Requirement | Component | Door 2D10 | 2135 | mm | n/a | n/a | n/a | Clinic_79-91_Door Schedules | n/a
Thickness | bill.east@us.army.mil | 2012-10-26T09:46:00 | Requirement | Component | Door 2D10 | 45 | mm | n/a | n/a | n/a | Clinic_79-91_Door Schedules | n/a
DoorFrame | bill.east@us.army.mil | 2012-10-26T09:46:00 | Requirement | Component | Door 2D10 | STEEL | n/a | n/a | n/a | n/a | Clinic_79-91_Door Schedules | n/a
WeatherStrpping | bill.east@us.army.mil | 2012-10-26T09:46:00 | Requirement | Component | Door 2D10 | n/a | n/a | n/a | n/a | n/a | Clinic_79-91_Door Schedules | n/a
SoundProof | bill.east@us.army.mil | 2012-10-26T09:46:00 | Requirement | Component | Door 2D10 | n/a | n/a | n/a | n/a | n/a | Clinic_79-91_Door Schedules | n/a
Shielded | bill.east@us.army.mil | 2012-10-26T09:46:00 | Requirement | Component | Door 2D10 | n/a | n/a | n/a | n/a | n/a | Clinic_79-91_Door Schedules | n/a
HardwareSet | bill.east@us.army.mil | 2012-10-26T09:46:00 | Requirement | Component | Door 2D10 | 1 | n/a | n/a | n/a | n/a | Clinic_79-91_Door Schedules | n/a
JambNumber | bill.east@us.army.mil | 2012-10-26T09:46:00 | Requirement | Component | Door 2D10 | J1, J5 | n/a | n/a | n/a | n/a | Clinic_79-91_Door Schedules | n/a
HeadNumber | bill.east@us.army.mil | 2012-10-26T09:46:00 | Requirement | Component | Door 2D10 | H1 | n/a | n/a | n/a | n/a | Clinic_79-91_Door Schedules | n/a
Threshold | bill.east@us.army.mil | 2012-10-26T09:46:00 | Requirement | Component | Door 2D10 | IT | n/a | n/a | n/a | n/a | Clinic_79-91_Door Schedules | n/a
PaintColor | bill.east@us.army.mil | 2012-10-26T09:46:00 | Requirement | Component | Door 2D10 | DP3 | n/a | n/a | n/a | n/a | Clinic_79-91_Door Schedules | n/a
Width | bill.east@us.army.mil | 2012-10-26T09:46:00 | Requirement | Component | Door 2D11 | 915 | mm | n/a | n/a | n/a | Clinic_79-91_Door Schedules | n/a
Height | bill.east@us.army.mil | 2012-10-26T09:46:00 | Requirement | Component | Door 2D11 | 2135 | mm | n/a | n/a | n/a | Clinic_79-91_Door Schedules | n/a
Thickness | bill.east@us.army.mil | 2012-10-26T09:46:00 | Requirement | Component | Door 2D11 | 45 | mm | n/a | n/a | n/a | Clinic_79-91_Door Schedules | n/a
DoorFrame | bill.east@us.army.mil | 2012-10-26T09:46:00 | Requirement | Component | Door 2D11 | STEEL | n/a | n/a | n/a | n/a | Clinic_79-91_Door Schedules | n/a
WeatherStrpping | bill.east@us.army.mil | 2012-10-26T09:46:00 | Requirement | Component | Door 2D11 | n/a | n/a | n/a | n/a | n/a | Clinic_79-91_Door Schedules | n/a
SoundProof | bill.east@us.army.mil | 2012-10-26T09:46:00 | Requirement | Component | Door 2D11 | n/a | n/a | n/a | n/a | n/a | Clinic_79-91_Door Schedules | n/a
Shielded | bill.east@us.army.mil | 2012-10-26T09:46:00 | Requirement | Component | Door 2D11 | n/a | n/a | n/a | n/a | n/a | Clinic_79-91_Door Schedules | n/a
HardwareSet | bill.east@us.army.mil | 2012-10-26T09:46:00 | Requirement | Component | Door 2D11 | 101 | n/a | n/a | n/a | n/a | Clinic_79-91_Door Schedules | n/a
JambNumber | bill.east@us.army.mil | 2012-10-26T09:46:00 | Requirement | Component | Door 2D11 | J1 | n/a | n/a | n/a | n/a | Clinic_79-91_Door Schedules | n/a
HeadNumber | bill.east@us.army.mil | 2012-10-26T09:46:00 | Requirement | Component | Door 2D11 | H1 | n/a | n/a | n/a | n/a | Clinic_79-91_Door Schedules | n/a
Threshold | bill.east@us.army.mil | 2012-10-26T09:46:00 | Requirement | Component | Door 2D11 | IT | n/a | n/a | n/a | n/a | Clinic_79-91_Door Schedules | n/a
PaintColor | bill.east@us.army.mil | 2012-10-26T09:46:00 | Requirement | Component | Door 2D11 | DP3 | n/a | n/a | n/a | n/a | Clinic_79-91_Door Schedules | n/a
Width | bill.east@us.army.mil | 2012-10-26T09:46:00 | Requirement | Component | Door 2D13 | 915 | mm | n/a | n/a | n/a | Clinic_79-91_Door Schedules | n/a
Height | bill.east@us.army.mil | 2012-10-26T09:46:00 | Requirement | Component | Door 2D13 | 2135 | mm | n/a | n/a | n/a | Clinic_79-91_Door Schedules | n/a
Thickness | bill.east@us.army.mil | 2012-10-26T09:46:00 | Requirement | Component | Door 2D13 | 45 | mm | n/a | n/a | n/a | Clinic_79-91_Door Schedules | n/a
DoorFrame | bill.east@us.army.mil | 2012-10-26T09:46:00 | Requirement | Component | Door 2D13 | STEEL | n/a | n/a | n/a | n/a | Clinic_79-91_Door Schedules | n/a
WeatherStrpping | bill.east@us.army.mil | 2012-10-26T09:46:00 | Requirement | Component | Door 2D13 | n/a | n/a | n/a | n/a | n/a | Clinic_79-91_Door Schedules | n/a
SoundProof | bill.east@us.army.mil | 2012-10-26T09:46:00 | Requirement | Component | Door 2D13 | n/a | n/a | n/a | n/a | n/a | Clinic_79-91_Door Schedules | n/a
Shielded | bill.east@us.army.mil | 2012-10-26T09:46:00 | Requirement | Component | Door 2D13 | n/a | n/a | n/a | n/a | n/a | Clinic_79-91_Door Schedules | n/a
HardwareSet | bill.east@us.army.mil | 2012-10-26T09:46:00 | Requirement | Component | Door 2D13 | 102 | n/a | n/a | n/a | n/a | Clinic_79-91_Door Schedules | n/a
JambNumber | bill.east@us.army.mil | 2012-10-26T09:46:00 | Requirement | Component | Door 2D13 | J1 | n/a | n/a | n/a | n/a | Clinic_79-91_Door Schedules | n/a
HeadNumber | bill.east@us.army.mil | 2012-10-26T09:46:00 | Requirement | Component | Door 2D13 | H1 | n/a | n/a | n/a | n/a | Clinic_79-91_Door Schedules | n/a
Threshold | bill.east@us.army.mil | 2012-10-26T09:46:00 | Requirement | Component | Door 2D13 | IT | n/a | n/a | n/a | n/a | Clinic_79-91_Door Schedules | n/a
PaintColor | bill.east@us.army.mil | 2012-10-26T09:46:00 | Requirement | Component | Door 2D13 | DP3 | n/a | n/a | n/a | n/a | Clinic_79-91_Door Schedules | n/a
Width | bill.east@us.army.mil | 2012-10-26T09:46:00 | Requirement | Component | Door 2D14 | 915 | mm | n/a | n/a | n/a | Clinic_79-91_Door Schedules | n/a
Height | bill.east@us.army.mil | 2012-10-26T09:46:00 | Requirement | Component | Door 2D14 | 2135 | mm | n/a | n/a | n/a | Clinic_79-91_Door Schedules | n/a
Thickness | bill.east@us.army.mil | 2012-10-26T09:46:00 | Requirement | Component | Door 2D14 | 45 | mm | n/a | n/a | n/a | Clinic_79-91_Door Schedules | n/a
DoorFrame | bill.east@us.army.mil | 2012-10-26T09:46:00 | Requirement | Component | Door 2D14 | STEEL | n/a | n/a | n/a | n/a | Clinic_79-91_Door Schedules | n/a
WeatherStrpping | bill.east@us.army.mil | 2012-10-26T09:46:00 | Requirement | Component | Door 2D14 | n/a | n/a | n/a | n/a | n/a | Clinic_79-91_Door Schedules | n/a
SoundProof | bill.east@us.army.mil | 2012-10-26T09:46:00 | Requirement | Component | Door 2D14 | n/a | n/a | n/a | n/a | n/a | Clinic_79-91_Door Schedules | n/a
Shielded | bill.east@us.army.mil | 2012-10-26T09:46:00 | Requirement | Component | Door 2D14 | n/a | n/a | n/a | n/a | n/a | Clinic_79-91_Door Schedules | n/a
HardwareSet | bill.east@us.army.mil | 2012-10-26T09:46:00 | Requirement | Component | Door 2D14 | 101 | n/a | n/a | n/a | n/a | Clinic_79-91_Door Schedules | n/a
JambNumber | bill.east@us.army.mil | 2012-10-26T09:46:00 | Requirement | Component | Door 2D14 | J1 | n/a | n/a | n/a | n/a | Clinic_79-91_Door Schedules | n/a
HeadNumber | bill.east@us.army.mil | 2012-10-26T09:46:00 | Requirement | Component | Door 2D14 | H1 | n/a | n/a | n/a | n/a | Clinic_79-91_Door Schedules | n/a
Threshold | bill.east@us.army.mil | 2012-10-26T09:46:00 | Requirement | Component | Door 2D14 | IT | n/a | n/a | n/a | n/a | Clinic_79-91_Door Schedules | n/a
PaintColor | bill.east@us.army.mil | 2012-10-26T09:46:00 | Requirement | Component | Door 2D14 | DP3 | n/a | n/a | n/a | n/a | Clinic_79-91_Door Schedules | n/a
Width | bill.east@us.army.mil | 2012-10-26T09:46:00 | Requirement | Component | Door 2D15 | 915 | mm | n/a | n/a | n/a | Clinic_79-91_Door Schedules | n/a
Height | bill.east@us.army.mil | 2012-10-26T09:46:00 | Requirement | Component | Door 2D15 | 2135 | mm | n/a | n/a | n/a | Clinic_79-91_Door Schedules | n/a
Thickness | bill.east@us.army.mil | 2012-10-26T09:46:00 | Requirement | Component | Door 2D15 | 45 | mm | n/a | n/a | n/a | Clinic_79-91_Door Schedules | n/a
DoorFrame | bill.east@us.army.mil | 2012-10-26T09:46:00 | Requirement | Component | Door 2D15 | STEEL | n/a | n/a | n/a | n/a | Clinic_79-91_Door Schedules | n/a
WeatherStrpping | bill.east@us.army.mil | 2012-10-26T09:46:00 | Requirement | Component | Door 2D15 | n/a | n/a | n/a | n/a | n/a | Clinic_79-91_Door Schedules | n/a
SoundProof | bill.east@us.army.mil | 2012-10-26T09:46:00 | Requirement | Component | Door 2D15 | n/a | n/a | n/a | n/a | n/a | Clinic_79-91_Door Schedules | n/a
Shielded | bill.east@us.army.mil | 2012-10-26T09:46:00 | Requirement | Component | Door 2D15 | n/a | n/a | n/a | n/a | n/a | Clinic_79-91_Door Schedules | n/a
HardwareSet | bill.east@us.army.mil | 2012-10-26T09:46:00 | Requirement | Component | Door 2D15 | 101 | n/a | n/a | n/a | n/a | Clinic_79-91_Door Schedules | n/a
JambNumber | bill.east@us.army.mil | 2012-10-26T09:46:00 | Requirement | Component | Door 2D15 | J1 | n/a | n/a | n/a | n/a | Clinic_79-91_Door Schedules | n/a
HeadNumber | bill.east@us.army.mil | 2012-10-26T09:46:00 | Requirement | Component | Door 2D15 | H1 | n/a | n/a | n/a | n/a | Clinic_79-91_Door Schedules | n/a
Threshold | bill.east@us.army.mil | 2012-10-26T09:46:00 | Requirement | Component | Door 2D15 | IT | n/a | n/a | n/a | n/a | Clinic_79-91_Door Schedules | n/a
PaintColor | bill.east@us.army.mil | 2012-10-26T09:46:00 | Requirement | Component | Door 2D15 | DP3 | n/a | n/a | n/a | n/a | Clinic_79-91_Door Schedules | n/a
Width | bill.east@us.army.mil | 2012-10-26T09:46:00 | Requirement | Component | Door 2D16 | 915 | mm | n/a | n/a | n/a | Clinic_79-91_Door Schedules | n/a
Height | bill.east@us.army.mil | 2012-10-26T09:46:00 | Requirement | Component | Door 2D16 | 2135 | mm | n/a | n/a | n/a | Clinic_79-91_Door Schedules | n/a
Thickness | bill.east@us.army.mil | 2012-10-26T09:46:00 | Requirement | Component | Door 2D16 | 45 | mm | n/a | n/a | n/a | Clinic_79-91_Door Schedules | n/a
DoorFrame | bill.east@us.army.mil | 2012-10-26T09:46:00 | Requirement | Component | Door 2D16 | STEEL | n/a | n/a | n/a | n/a | Clinic_79-91_Door Schedules | n/a
WeatherStrpping | bill.east@us.army.mil | 2012-10-26T09:46:00 | Requirement | Component | Door 2D16 | n/a | n/a | n/a | n/a | n/a | Clinic_79-91_Door Schedules | n/a
SoundProof | bill.east@us.army.mil | 2012-10-26T09:46:00 | Requirement | Component | Door 2D16 | n/a | n/a | n/a | n/a | n/a | Clinic_79-91_Door Schedules | n/a
Shielded | bill.east@us.army.mil | 2012-10-26T09:46:00 | Requirement | Component | Door 2D16 | n/a | n/a | n/a | n/a | n/a | Clinic_79-91_Door Schedules | n/a
HardwareSet | bill.east@us.army.mil | 2012-10-26T09:46:00 | Requirement | Component | Door 2D16 | 101 | n/a | n/a | n/a | n/a | Clinic_79-91_Door Schedules | n/a
JambNumber | bill.east@us.army.mil | 2012-10-26T09:46:00 | Requirement | Component | Door 2D16 | J1 | n/a | n/a | n/a | n/a | Clinic_79-91_Door Schedules | n/a
HeadNumber | bill.east@us.army.mil | 2012-10-26T09:46:00 | Requirement | Component | Door 2D16 | H1 | n/a | n/a | n/a | n/a | Clinic_79-91_Door Schedules | n/a
Threshold | bill.east@us.army.mil | 2012-10-26T09:46:00 | Requirement | Component | Door 2D16 | IT | n/a | n/a | n/a | n/a | Clinic_79-91_Door Schedules | n/a
PaintColor | bill.east@us.army.mil | 2012-10-26T09:46:00 | Requirement | Component | Door 2D16 | DP3 | n/a | n/a | n/a | n/a | Clinic_79-91_Door Schedules | n/a
Width | bill.east@us.army.mil | 2012-10-26T09:46:00 | Requirement | Component | Door 2D17 | 915 | mm | n/a | n/a | n/a | Clinic_79-91_Door Schedules | n/a
Height | bill.east@us.army.mil | 2012-10-26T09:46:00 | Requirement | Component | Door 2D17 | 2135 | mm | n/a | n/a | n/a | Clinic_79-91_Door Schedules | n/a
Thickness | bill.east@us.army.mil | 2012-10-26T09:46:00 | Requirement | Component | Door 2D17 | 45 | mm | n/a | n/a | n/a | Clinic_79-91_Door Schedules | n/a
DoorFrame | bill.east@us.army.mil | 2012-10-26T09:46:00 | Requirement | Component | Door 2D17 | STEEL | n/a | n/a | n/a | n/a | Clinic_79-91_Door Schedules | n/a
WeatherStrpping | bill.east@us.army.mil | 2012-10-26T09:46:00 | Requirement | Component | Door 2D17 | n/a | n/a | n/a | n/a | n/a | Clinic_79-91_Door Schedules | n/a
SoundProof | bill.east@us.army.mil | 2012-10-26T09:46:00 | Requirement | Component | Door 2D17 | n/a | n/a | n/a | n/a | n/a | Clinic_79-91_Door Schedules | n/a
Shielded | bill.east@us.army.mil | 2012-10-26T09:46:00 | Requirement | Component | Door 2D17 | n/a | n/a | n/a | n/a | n/a | Clinic_79-91_Door Schedules | n/a
HardwareSet | bill.east@us.army.mil | 2012-10-26T09:46:00 | Requirement | Component | Door 2D17 | 101 | n/a | n/a | n/a | n/a | Clinic_79-91_Door Schedules | n/a
JambNumber | bill.east@us.army.mil | 2012-10-26T09:46:00 | Requirement | Component | Door 2D17 | J1 | n/a | n/a | n/a | n/a | Clinic_79-91_Door Schedules | n/a
HeadNumber | bill.east@us.army.mil | 2012-10-26T09:46:00 | Requirement | Component | Door 2D17 | H1 | n/a | n/a | n/a | n/a | Clinic_79-91_Door Schedules | n/a
Threshold | bill.east@us.army.mil | 2012-10-26T09:46:00 | Requirement | Component | Door 2D17 | IT | n/a | n/a | n/a | n/a | Clinic_79-91_Door Schedules | n/a
PaintColor | bill.east@us.army.mil | 2012-10-26T09:46:00 | Requirement | Component | Door 2D17 | DP3 | n/a | n/a | n/a | n/a | Clinic_79-91_Door Schedules | n/a
Width | bill.east@us.army.mil | 2012-10-26T09:46:00 | Requirement | Component | Door 2D19 | 915 | mm | n/a | n/a | n/a | Clinic_79-91_Door Schedules | n/a
Height | bill.east@us.army.mil | 2012-10-26T09:46:00 | Requirement | Component | Door 2D19 | 2135 | mm | n/a | n/a | n/a | Clinic_79-91_Door Schedules | n/a
Thickness | bill.east@us.army.mil | 2012-10-26T09:46:00 | Requirement | Component | Door 2D19 | 45 | mm | n/a | n/a | n/a | Clinic_79-91_Door Schedules | n/a
DoorFrame | bill.east@us.army.mil | 2012-10-26T09:46:00 | Requirement | Component | Door 2D19 | STEEL | n/a | n/a | n/a | n/a | Clinic_79-91_Door Schedules | n/a
WeatherStrpping | bill.east@us.army.mil | 2012-10-26T09:46:00 | Requirement | Component | Door 2D19 | n/a | n/a | n/a | n/a | n/a | Clinic_79-91_Door Schedules | n/a
SoundProof | bill.east@us.army.mil | 2012-10-26T09:46:00 | Requirement | Component | Door 2D19 | n/a | n/a | n/a | n/a | n/a | Clinic_79-91_Door Schedules | n/a
Shielded | bill.east@us.army.mil | 2012-10-26T09:46:00 | Requirement | Component | Door 2D19 | n/a | n/a | n/a | n/a | n/a | Clinic_79-91_Door Schedules | n/a
HardwareSet | bill.east@us.army.mil | 2012-10-26T09:46:00 | Requirement | Component | Door 2D19 | 101 | n/a | n/a | n/a | n/a | Clinic_79-91_Door Schedules | n/a
JambNumber | bill.east@us.army.mil | 2012-10-26T09:46:00 | Requirement | Component | Door 2D19 | J1 | n/a | n/a | n/a | n/a | Clinic_79-91_Door Schedules | n/a
HeadNumber | bill.east@us.army.mil | 2012-10-26T09:46:00 | Requirement | Component | Door 2D19 | H1 | n/a | n/a | n/a | n/a | Clinic_79-91_Door Schedules | n/a
Threshold | bill.east@us.army.mil | 2012-10-26T09:46:00 | Requirement | Component | Door 2D19 | IT | n/a | n/a | n/a | n/a | Clinic_79-91_Door Schedules | n/a
PaintColor | bill.east@us.army.mil | 2012-10-26T09:46:00 | Requirement | Component | Door 2D19 | DP3 | n/a | n/a | n/a | n/a | Clinic_79-91_Door Schedules | n/a
Width | bill.east@us.army.mil | 2012-10-26T09:46:00 | Requirement | Component | Door 2D20 | 915 | mm | n/a | n/a | n/a | Clinic_79-91_Door Schedules | n/a
Height | bill.east@us.army.mil | 2012-10-26T09:46:00 | Requirement | Component | Door 2D20 | 2135 | mm | n/a | n/a | n/a | Clinic_79-91_Door Schedules | n/a
Thickness | bill.east@us.army.mil | 2012-10-26T09:46:00 | Requirement | Component | Door 2D20 | 45 | mm | n/a | n/a | n/a | Clinic_79-91_Door Schedules | n/a
DoorFrame | bill.east@us.army.mil | 2012-10-26T09:46:00 | Requirement | Component | Door 2D20 | STEEL | n/a | n/a | n/a | n/a | Clinic_79-91_Door Schedules | n/a
WeatherStrpping | bill.east@us.army.mil | 2012-10-26T09:46:00 | Requirement | Component | Door 2D20 | n/a | n/a | n/a | n/a | n/a | Clinic_79-91_Door Schedules | n/a
SoundProof | bill.east@us.army.mil | 2012-10-26T09:46:00 | Requirement | Component | Door 2D20 | n/a | n/a | n/a | n/a | n/a | Clinic_79-91_Door Schedules | n/a
Shielded | bill.east@us.army.mil | 2012-10-26T09:46:00 | Requirement | Component | Door 2D20 | n/a | n/a | n/a | n/a | n/a | Clinic_79-91_Door Schedules | n/a
HardwareSet | bill.east@us.army.mil | 2012-10-26T09:46:00 | Requirement | Component | Door 2D20 | 114 | n/a | n/a | n/a | n/a | Clinic_79-91_Door Schedules | n/a
JambNumber | bill.east@us.army.mil | 2012-10-26T09:46:00 | Requirement | Component | Door 2D20 | J1 | n/a | n/a | n/a | n/a | Clinic_79-91_Door Schedules | n/a
HeadNumber | bill.east@us.army.mil | 2012-10-26T09:46:00 | Requirement | Component | Door 2D20 | H1 | n/a | n/a | n/a | n/a | Clinic_79-91_Door Schedules | n/a
Threshold | bill.east@us.army.mil | 2012-10-26T09:46:00 | Requirement | Component | Door 2D20 | IT | n/a | n/a | n/a | n/a | Clinic_79-91_Door Schedules | n/a
PaintColor | bill.east@us.army.mil | 2012-10-26T09:46:00 | Requirement | Component | Door 2D20 | DP3 | n/a | n/a | n/a | n/a | Clinic_79-91_Door Schedules | n/a
Width | bill.east@us.army.mil | 2012-10-26T09:46:00 | Requirement | Component | Door 2D20A | 915 | mm | n/a | n/a | n/a | Clinic_79-91_Door Schedules | n/a
Height | bill.east@us.army.mil | 2012-10-26T09:46:00 | Requirement | Component | Door 2D20A | 2135 | mm | n/a | n/a | n/a | Clinic_79-91_Door Schedules | n/a
Thickness | bill.east@us.army.mil | 2012-10-26T09:46:00 | Requirement | Component | Door 2D20A | 45 | mm | n/a | n/a | n/a | Clinic_79-91_Door Schedules | n/a
DoorFrame | bill.east@us.army.mil | 2012-10-26T09:46:00 | Requirement | Component | Door 2D20A | STEEL | n/a | n/a | n/a | n/a | Clinic_79-91_Door Schedules | n/a
WeatherStrpping | bill.east@us.army.mil | 2012-10-26T09:46:00 | Requirement | Component | Door 2D20A | n/a | n/a | n/a | n/a | n/a | Clinic_79-91_Door Schedules | n/a
SoundProof | bill.east@us.army.mil | 2012-10-26T09:46:00 | Requirement | Component | Door 2D20A | n/a | n/a | n/a | n/a | n/a | Clinic_79-91_Door Schedules | n/a
Shielded | bill.east@us.army.mil | 2012-10-26T09:46:00 | Requirement | Component | Door 2D20A | n/a | n/a | n/a | n/a | n/a | Clinic_79-91_Door Schedules | n/a
HardwareSet | bill.east@us.army.mil | 2012-10-26T09:46:00 | Requirement | Component | Door 2D20A | 118 | n/a | n/a | n/a | n/a | Clinic_79-91_Door Schedules | n/a
JambNumber | bill.east@us.army.mil | 2012-10-26T09:46:00 | Requirement | Component | Door 2D20A | J1 | n/a | n/a | n/a | n/a | Clinic_79-91_Door Schedules | n/a
HeadNumber | bill.east@us.army.mil | 2012-10-26T09:46:00 | Requirement | Component | Door 2D20A | H1 | n/a | n/a | n/a | n/a | Clinic_79-91_Door Schedules | n/a
Threshold | bill.east@us.army.mil | 2012-10-26T09:46:00 | Requirement | Component | Door 2D20A | IT | n/a | n/a | n/a | n/a | Clinic_79-91_Door Schedules | n/a
PaintColor | bill.east@us.army.mil | 2012-10-26T09:46:00 | Requirement | Component | Door 2D20A | DP3 | n/a | n/a | n/a | n/a | Clinic_79-91_Door Schedules | n/a
Width | bill.east@us.army.mil | 2012-10-26T09:46:00 | Requirement | Component | Door 2D20B | 915 | mm | n/a | n/a | n/a | Clinic_79-91_Door Schedules | n/a
Height | bill.east@us.army.mil | 2012-10-26T09:46:00 | Requirement | Component | Door 2D20B | 2135 | mm | n/a | n/a | n/a | Clinic_79-91_Door Schedules | n/a
Thickness | bill.east@us.army.mil | 2012-10-26T09:46:00 | Requirement | Component | Door 2D20B | 45 | mm | n/a | n/a | n/a | Clinic_79-91_Door Schedules | n/a
DoorFrame | bill.east@us.army.mil | 2012-10-26T09:46:00 | Requirement | Component | Door 2D20B | STEEL | n/a | n/a | n/a | n/a | Clinic_79-91_Door Schedules | n/a
WeatherStrpping | bill.east@us.army.mil | 2012-10-26T09:46:00 | Requirement | Component | Door 2D20B | n/a | n/a | n/a | n/a | n/a | Clinic_79-91_Door Schedules | n/a
SoundProof | bill.east@us.army.mil | 2012-10-26T09:46:00 | Requirement | Component | Door 2D20B | n/a | n/a | n/a | n/a | n/a | Clinic_79-91_Door Schedules | n/a
Shielded | bill.east@us.army.mil | 2012-10-26T09:46:00 | Requirement | Component | Door 2D20B | n/a | n/a | n/a | n/a | n/a | Clinic_79-91_Door Schedules | n/a
HardwareSet | bill.east@us.army.mil | 2012-10-26T09:46:00 | Requirement | Component | Door 2D20B | 130 | n/a | n/a | n/a | n/a | Clinic_79-91_Door Schedules | n/a
JambNumber | bill.east@us.army.mil | 2012-10-26T09:46:00 | Requirement | Component | Door 2D20B | n/a | n/a | n/a | n/a | n/a | Clinic_79-91_Door Schedules | n/a
HeadNumber | bill.east@us.army.mil | 2012-10-26T09:46:00 | Requirement | Component | Door 2D20B | n/a | n/a | n/a | n/a | n/a | Clinic_79-91_Door Schedules | n/a
Threshold | bill.east@us.army.mil | 2012-10-26T09:46:00 | Requirement | Component | Door 2D20B | IT | n/a | n/a | n/a | n/a | Clinic_79-91_Door Schedules | n/a
PaintColor | bill.east@us.army.mil | 2012-10-26T09:46:00 | Requirement | Component | Door 2D20B | DP3 | n/a | n/a | n/a | n/a | Clinic_79-91_Door Schedules | n/a
Width | bill.east@us.army.mil | 2012-10-26T09:46:00 | Requirement | Component | Door 2D21 | 915 | mm | n/a | n/a | n/a | Clinic_79-91_Door Schedules | n/a
Height | bill.east@us.army.mil | 2012-10-26T09:46:00 | Requirement | Component | Door 2D21 | 2135 | mm | n/a | n/a | n/a | Clinic_79-91_Door Schedules | n/a
Thickness | bill.east@us.army.mil | 2012-10-26T09:46:00 | Requirement | Component | Door 2D21 | 45 | mm | n/a | n/a | n/a | Clinic_79-91_Door Schedules | n/a
DoorFrame | bill.east@us.army.mil | 2012-10-26T09:46:00 | Requirement | Component | Door 2D21 | STEEL | n/a | n/a | n/a | n/a | Clinic_79-91_Door Schedules | n/a
WeatherStrpping | bill.east@us.army.mil | 2012-10-26T09:46:00 | Requirement | Component | Door 2D21 | n/a | n/a | n/a | n/a | n/a | Clinic_79-91_Door Schedules | n/a
SoundProof | bill.east@us.army.mil | 2012-10-26T09:46:00 | Requirement | Component | Door 2D21 | n/a | n/a | n/a | n/a | n/a | Clinic_79-91_Door Schedules | n/a
Shielded | bill.east@us.army.mil | 2012-10-26T09:46:00 | Requirement | Component | Door 2D21 | n/a | n/a | n/a | n/a | n/a | Clinic_79-91_Door Schedules | n/a
HardwareSet | bill.east@us.army.mil | 2012-10-26T09:46:00 | Requirement | Component | Door 2D21 | 118 | n/a | n/a | n/a | n/a | Clinic_79-91_Door Schedules | n/a
JambNumber | bill.east@us.army.mil | 2012-10-26T09:46:00 | Requirement | Component | Door 2D21 | J1 | n/a | n/a | n/a | n/a | Clinic_79-91_Door Schedules | n/a
HeadNumber | bill.east@us.army.mil | 2012-10-26T09:46:00 | Requirement | Component | Door 2D21 | H1 | n/a | n/a | n/a | n/a | Clinic_79-91_Door Schedules | n/a
Threshold | bill.east@us.army.mil | 2012-10-26T09:46:00 | Requirement | Component | Door 2D21 | IT | n/a | n/a | n/a | n/a | Clinic_79-91_Door Schedules | n/a
PaintColor | bill.east@us.army.mil | 2012-10-26T09:46:00 | Requirement | Component | Door 2D21 | DP3 | n/a | n/a | n/a | n/a | Clinic_79-91_Door Schedules | n/a
Width | bill.east@us.army.mil | 2012-10-26T09:46:00 | Requirement | Component | Door 2D21A | 915 | mm | n/a | n/a | n/a | Clinic_79-91_Door Schedules | n/a
Height | bill.east@us.army.mil | 2012-10-26T09:46:00 | Requirement | Component | Door 2D21A | 2135 | mm | n/a | n/a | n/a | Clinic_79-91_Door Schedules | n/a
Thickness | bill.east@us.army.mil | 2012-10-26T09:46:00 | Requirement | Component | Door 2D21A | 45 | mm | n/a | n/a | n/a | Clinic_79-91_Door Schedules | n/a
DoorFrame | bill.east@us.army.mil | 2012-10-26T09:46:00 | Requirement | Component | Door 2D21A | STEEL | n/a | n/a | n/a | n/a | Clinic_79-91_Door Schedules | n/a
WeatherStrpping | bill.east@us.army.mil | 2012-10-26T09:46:00 | Requirement | Component | Door 2D21A | n/a | n/a | n/a | n/a | n/a | Clinic_79-91_Door Schedules | n/a
SoundProof | bill.east@us.army.mil | 2012-10-26T09:46:00 | Requirement | Component | Door 2D21A | n/a | n/a | n/a | n/a | n/a | Clinic_79-91_Door Schedules | n/a
Shielded | bill.east@us.army.mil | 2012-10-26T09:46:00 | Requirement | Component | Door 2D21A | n/a | n/a | n/a | n/a | n/a | Clinic_79-91_Door Schedules | n/a
HardwareSet | bill.east@us.army.mil | 2012-10-26T09:46:00 | Requirement | Component | Door 2D21A | 114 | n/a | n/a | n/a | n/a | Clinic_79-91_Door Schedules | n/a
JambNumber | bill.east@us.army.mil | 2012-10-26T09:46:00 | Requirement | Component | Door 2D21A | J1 | n/a | n/a | n/a | n/a | Clinic_79-91_Door Schedules | n/a
HeadNumber | bill.east@us.army.mil | 2012-10-26T09:46:00 | Requirement | Component | Door 2D21A | H1 | n/a | n/a | n/a | n/a | Clinic_79-91_Door Schedules | n/a
Threshold | bill.east@us.army.mil | 2012-10-26T09:46:00 | Requirement | Component | Door 2D21A | IT | n/a | n/a | n/a | n/a | Clinic_79-91_Door Schedules | n/a
PaintColor | bill.east@us.army.mil | 2012-10-26T09:46:00 | Requirement | Component | Door 2D21A | DP3 | n/a | n/a | n/a | n/a | Clinic_79-91_Door Schedules | n/a
Width | bill.east@us.army.mil | 2012-10-26T09:46:00 | Requirement | Component | Door 2D21B | 915 | mm | n/a | n/a | n/a | Clinic_79-91_Door Schedules | n/a
Height | bill.east@us.army.mil | 2012-10-26T09:46:00 | Requirement | Component | Door 2D21B | 2135 | mm | n/a | n/a | n/a | Clinic_79-91_Door Schedules | n/a
Thickness | bill.east@us.army.mil | 2012-10-26T09:46:00 | Requirement | Component | Door 2D21B | 45 | mm | n/a | n/a | n/a | Clinic_79-91_Door Schedules | n/a
DoorFrame | bill.east@us.army.mil | 2012-10-26T09:46:00 | Requirement | Component | Door 2D21B | STEEL | n/a | n/a | n/a | n/a | Clinic_79-91_Door Schedules | n/a
WeatherStrpping | bill.east@us.army.mil | 2012-10-26T09:46:00 | Requirement | Component | Door 2D21B | n/a | n/a | n/a | n/a | n/a | Clinic_79-91_Door Schedules | n/a
SoundProof | bill.east@us.army.mil | 2012-10-26T09:46:00 | Requirement | Component | Door 2D21B | n/a | n/a | n/a | n/a | n/a | Clinic_79-91_Door Schedules | n/a
Shielded | bill.east@us.army.mil | 2012-10-26T09:46:00 | Requirement | Component | Door 2D21B | n/a | n/a | n/a | n/a | n/a | Clinic_79-91_Door Schedules | n/a
HardwareSet | bill.east@us.army.mil | 2012-10-26T09:46:00 | Requirement | Component | Door 2D21B | 130 | n/a | n/a | n/a | n/a | Clinic_79-91_Door Schedules | n/a
JambNumber | bill.east@us.army.mil | 2012-10-26T09:46:00 | Requirement | Component | Door 2D21B | J1 | n/a | n/a | n/a | n/a | Clinic_79-91_Door Schedules | n/a
HeadNumber | bill.east@us.army.mil | 2012-10-26T09:46:00 | Requirement | Component | Door 2D21B | H1 | n/a | n/a | n/a | n/a | Clinic_79-91_Door Schedules | n/a
Threshold | bill.east@us.army.mil | 2012-10-26T09:46:00 | Requirement | Component | Door 2D21B | IT | n/a | n/a | n/a | n/a | Clinic_79-91_Door Schedules | n/a
PaintColor | bill.east@us.army.mil | 2012-10-26T09:46:00 | Requirement | Component | Door 2D21B | DP3 | n/a | n/a | n/a | n/a | Clinic_79-91_Door Schedules | n/a
Width | bill.east@us.army.mil | 2012-10-26T09:46:00 | Requirement | Component | Door 2DC2 | 915 | mm | n/a | n/a | n/a | Clinic_79-91_Door Schedules | n/a
Height | bill.east@us.army.mil | 2012-10-26T09:46:00 | Requirement | Component | Door 2DC2 | 2135 | mm | n/a | n/a | n/a | Clinic_79-91_Door Schedules | n/a
Thickness | bill.east@us.army.mil | 2012-10-26T09:46:00 | Requirement | Component | Door 2DC2 | 45 | mm | n/a | n/a | n/a | Clinic_79-91_Door Schedules | n/a
DoorFrame | bill.east@us.army.mil | 2012-10-26T09:46:00 | Requirement | Component | Door 2DC2 | STEEL | n/a | n/a | n/a | n/a | Clinic_79-91_Door Schedules | n/a
WeatherStrpping | bill.east@us.army.mil | 2012-10-26T09:46:00 | Requirement | Component | Door 2DC2 | n/a | n/a | n/a | n/a | n/a | Clinic_79-91_Door Schedules | n/a
SoundProof | bill.east@us.army.mil | 2012-10-26T09:46:00 | Requirement | Component | Door 2DC2 | n/a | n/a | n/a | n/a | n/a | Clinic_79-91_Door Schedules | n/a
Shielded | bill.east@us.army.mil | 2012-10-26T09:46:00 | Requirement | Component | Door 2DC2 | n/a | n/a | n/a | n/a | n/a | Clinic_79-91_Door Schedules | n/a
HardwareSet | bill.east@us.army.mil | 2012-10-26T09:46:00 | Requirement | Component | Door 2DC2 | 109 | n/a | n/a | n/a | n/a | Clinic_79-91_Door Schedules | n/a
JambNumber | bill.east@us.army.mil | 2012-10-26T09:46:00 | Requirement | Component | Door 2DC2 | J1 | n/a | n/a | n/a | n/a | Clinic_79-91_Door Schedules | n/a
HeadNumber | bill.east@us.army.mil | 2012-10-26T09:46:00 | Requirement | Component | Door 2DC2 | H1 | n/a | n/a | n/a | n/a | Clinic_79-91_Door Schedules | n/a
Threshold | bill.east@us.army.mil | 2012-10-26T09:46:00 | Requirement | Component | Door 2DC2 | IT | n/a | n/a | n/a | n/a | Clinic_79-91_Door Schedules | n/a
PaintColor | bill.east@us.army.mil | 2012-10-26T09:46:00 | Requirement | Component | Door 2DC2 | DP3 | n/a | n/a | n/a | n/a | Clinic_79-91_Door Schedules | n/a
Design Motor | bill.east@us.army.mil | 2012-10-26T09:46:00 | Requirement | Component | Fan- EF1-1 | 370 | Watts | n/a | n/a | n/a | Clinic_245_HVACSChedules.PDF Fan Schedule, Column 8 | n/a
Drive | bill.east@us.army.mil | 2012-10-26T09:46:00 | Requirement | Component | Fan- EF1-1 | Belt | n/a | n/a | n/a | n/a | Clinic_245_HVACSChedules.PDF Fan Schedule, Column 14 | n/a
Ext. S.P. | bill.east@us.army.mil | 2012-10-26T09:46:00 | Requirement | Component | Fan- EF1-1 | 225 | Pa | n/a | n/a | n/a | Clinic_245_HVACSChedules.PDF Fan Schedule, Column 7 | n/a
Frequency | bill.east@us.army.mil | 2012-10-26T09:46:00 | Requirement | Component | Fan- EF1-1 | 60 | Hertz | n/a | n/a | n/a | Clinic_245_HVACSChedules.PDF Fan Schedule, Column 12 | n/a
Interlock With | bill.east@us.army.mil | 2012-10-26T09:46:00 | Requirement | Component | Fan- EF1-1 | AHU-1 | n/a | n/a | n/a | n/a | Clinic_245_HVACSChedules.PDF Fan Schedule, Column 4 | n/a
Max Speed | bill.east@us.army.mil | 2012-10-26T09:46:00 | Requirement | Component | Fan- EF1-1 | 880 | RPM | n/a | n/a | n/a | Clinic_245_HVACSChedules.PDF Fan Schedule, Column 6 | n/a
Max. Sound Power Level | bill.east@us.army.mil | 2012-10-26T09:46:00 | Requirement | Component | Fan- EF1-1 | 75 | db | n/a | n/a | n/a | Clinic_245_HVACSChedules.PDF Fan Schedule, Column 13 | n/a
Phase | bill.east@us.army.mil | 2012-10-26T09:46:00 | Requirement | Component | Fan- EF1-1 | 1 | n/a | n/a | n/a | n/a | Clinic_245_HVACSChedules.PDF Fan Schedule, Column 11 | n/a
Remarks | bill.east@us.army.mil | 2012-10-26T09:46:00 | Requirement | Component | Fan- EF1-1 | n/a | n/a | n/a | n/a | n/a | Clinic_245_HVACSChedules.PDF Fan Schedule, Column 15 | n/a
SONES | bill.east@us.army.mil | 2012-10-26T09:46:00 | Requirement | Component | Fan- EF1-1 | n/a | n/a | n/a | n/a | n/a | Clinic_245_HVACSChedules.PDF Fan Schedule, Column 9 | n/a
Total Air | bill.east@us.army.mil | 2012-10-26T09:46:00 | Requirement | Component | Fan- EF1-1 | 715 | L/s | n/a | n/a | n/a | Clinic_245_HVACSChedules.PDF Fan Schedule, Column 3 | n/a
Voltage | bill.east@us.army.mil | 2012-10-26T09:46:00 | Requirement | Component | Fan- EF1-1 | 120 | Volts | n/a | n/a | n/a | Clinic_245_HVACSChedules.PDF Fan Schedule, Column 10 | n/a
Design Motor | bill.east@us.army.mil | 2012-10-26T09:46:00 | Requirement | Component | Fan- EF1-2 | 250 | Watts | n/a | n/a | n/a | Clinic_245_HVACSChedules.PDF Fan Schedule, Column 8 | n/a
Drive | bill.east@us.army.mil | 2012-10-26T09:46:00 | Requirement | Component | Fan- EF1-2 | Belt | n/a | n/a | n/a | n/a | Clinic_245_HVACSChedules.PDF Fan Schedule, Column 14 | n/a
Ext. S.P. | bill.east@us.army.mil | 2012-10-26T09:46:00 | Requirement | Component | Fan- EF1-2 | 155 | Pa | n/a | n/a | n/a | Clinic_245_HVACSChedules.PDF Fan Schedule, Column 7 | n/a
Frequency | bill.east@us.army.mil | 2012-10-26T09:46:00 | Requirement | Component | Fan- EF1-2 | 60 | Hertz | n/a | n/a | n/a | Clinic_245_HVACSChedules.PDF Fan Schedule, Column 12 | n/a
Interlock With | bill.east@us.army.mil | 2012-10-26T09:46:00 | Requirement | Component | Fan- EF1-2 | AHU-1 | n/a | n/a | n/a | n/a | Clinic_245_HVACSChedules.PDF Fan Schedule, Column 4 | n/a
Max Speed | bill.east@us.army.mil | 2012-10-26T09:46:00 | Requirement | Component | Fan- EF1-2 | 775 | RPM | n/a | n/a | n/a | Clinic_245_HVACSChedules.PDF Fan Schedule, Column 6 | n/a
Max. Sound Power Level | bill.east@us.army.mil | 2012-10-26T09:46:00 | Requirement | Component | Fan- EF1-2 | 73 | db | n/a | n/a | n/a | Clinic_245_HVACSChedules.PDF Fan Schedule, Column 13 | n/a
Phase | bill.east@us.army.mil | 2012-10-26T09:46:00 | Requirement | Component | Fan- EF1-2 | 1 | n/a | n/a | n/a | n/a | Clinic_245_HVACSChedules.PDF Fan Schedule, Column 11 | n/a
Remarks | bill.east@us.army.mil | 2012-10-26T09:46:00 | Requirement | Component | Fan- EF1-2 | n/a | n/a | n/a | n/a | n/a | Clinic_245_HVACSChedules.PDF Fan Schedule, Column 15 | n/a
SONES | bill.east@us.army.mil | 2012-10-26T09:46:00 | Requirement | Component | Fan- EF1-2 | n/a | n/a | n/a | n/a | n/a | Clinic_245_HVACSChedules.PDF Fan Schedule, Column 9 | n/a
Total Air | bill.east@us.army.mil | 2012-10-26T09:46:00 | Requirement | Component | Fan- EF1-2 | 860 | L/s | n/a | n/a | n/a | Clinic_245_HVACSChedules.PDF Fan Schedule, Column 3 | n/a
Voltage | bill.east@us.army.mil | 2012-10-26T09:46:00 | Requirement | Component | Fan- EF1-2 | 120 | Volts | n/a | n/a | n/a | Clinic_245_HVACSChedules.PDF Fan Schedule, Column 10 | n/a
Design Motor | bill.east@us.army.mil | 2012-10-26T09:46:00 | Requirement | Component | Fan- EF1-3 | 750 | Watts | n/a | n/a | n/a | Clinic_245_HVACSChedules.PDF Fan Schedule, Column 8 | n/a
Drive | bill.east@us.army.mil | 2012-10-26T09:46:00 | Requirement | Component | Fan- EF1-3 | Belt | n/a | n/a | n/a | n/a | Clinic_245_HVACSChedules.PDF Fan Schedule, Column 14 | n/a
Ext. S.P. | bill.east@us.army.mil | 2012-10-26T09:46:00 | Requirement | Component | Fan- EF1-3 | 255 | Pa | n/a | n/a | n/a | Clinic_245_HVACSChedules.PDF Fan Schedule, Column 7 | n/a
Frequency | bill.east@us.army.mil | 2012-10-26T09:46:00 | Requirement | Component | Fan- EF1-3 | 60 | Hertz | n/a | n/a | n/a | Clinic_245_HVACSChedules.PDF Fan Schedule, Column 12 | n/a
Interlock With | bill.east@us.army.mil | 2012-10-26T09:46:00 | Requirement | Component | Fan- EF1-3 | AHU-1 | n/a | n/a | n/a | n/a | Clinic_245_HVACSChedules.PDF Fan Schedule, Column 4 | n/a
Max Speed | bill.east@us.army.mil | 2012-10-26T09:46:00 | Requirement | Component | Fan- EF1-3 | 925 | RPM | n/a | n/a | n/a | Clinic_245_HVACSChedules.PDF Fan Schedule, Column 6 | n/a
Max. Sound Power Level | bill.east@us.army.mil | 2012-10-26T09:46:00 | Requirement | Component | Fan- EF1-3 | 78 | db | n/a | n/a | n/a | Clinic_245_HVACSChedules.PDF Fan Schedule, Column 13 | n/a
Phase | bill.east@us.army.mil | 2012-10-26T09:46:00 | Requirement | Component | Fan- EF1-3 | 3 | n/a | n/a | n/a | n/a | Clinic_245_HVACSChedules.PDF Fan Schedule, Column 11 | n/a
Remarks | bill.east@us.army.mil | 2012-10-26T09:46:00 | Requirement | Component | Fan- EF1-3 | Provide magnetic across the line starter and turn over to the electrical contractor for installation | n/a | n/a | n/a | n/a | Clinic_245_HVACSChedules.PDF Fan Schedule, Column 15 | n/a
SONES | bill.east@us.army.mil | 2012-10-26T09:46:00 | Requirement | Component | Fan- EF1-3 | n/a | n/a | n/a | n/a | n/a | Clinic_245_HVACSChedules.PDF Fan Schedule, Column 9 | n/a
Total Air | bill.east@us.army.mil | 2012-10-26T09:46:00 | Requirement | Component | Fan- EF1-3 | 1360 | L/s | n/a | n/a | n/a | Clinic_245_HVACSChedules.PDF Fan Schedule, Column 3 | n/a
Voltage | bill.east@us.army.mil | 2012-10-26T09:46:00 | Requirement | Component | Fan- EF1-3 | 480 | Volts | n/a | n/a | n/a | Clinic_245_HVACSChedules.PDF Fan Schedule, Column 10 | n/a
Design Motor | bill.east@us.army.mil | 2012-10-26T09:46:00 | Requirement | Component | Fan- EF1-4 | 30 | Watts | n/a | n/a | n/a | Clinic_245_HVACSChedules.PDF Fan Schedule, Column 8 | n/a
Drive | bill.east@us.army.mil | 2012-10-26T09:46:00 | Requirement | Component | Fan- EF1-4 | Direct | n/a | n/a | n/a | n/a | Clinic_245_HVACSChedules.PDF Fan Schedule, Column 14 | n/a
Ext. S.P. | bill.east@us.army.mil | 2012-10-26T09:46:00 | Requirement | Component | Fan- EF1-4 | 125 | Pa | n/a | n/a | n/a | Clinic_245_HVACSChedules.PDF Fan Schedule, Column 7 | n/a
Frequency | bill.east@us.army.mil | 2012-10-26T09:46:00 | Requirement | Component | Fan- EF1-4 | 60 | Hertz | n/a | n/a | n/a | Clinic_245_HVACSChedules.PDF Fan Schedule, Column 12 | n/a
Interlock With | bill.east@us.army.mil | 2012-10-26T09:46:00 | Requirement | Component | Fan- EF1-4 | AHU-1 | n/a | n/a | n/a | n/a | Clinic_245_HVACSChedules.PDF Fan Schedule, Column 4 | n/a
Max Speed | bill.east@us.army.mil | 2012-10-26T09:46:00 | Requirement | Component | Fan- EF1-4 | 1485 | RPM | n/a | n/a | n/a | Clinic_245_HVACSChedules.PDF Fan Schedule, Column 6 | n/a
Max. Sound Power Level | bill.east@us.army.mil | 2012-10-26T09:46:00 | Requirement | Component | Fan- EF1-4 | 56 | db | n/a | n/a | n/a | Clinic_245_HVACSChedules.PDF Fan Schedule, Column 13 | n/a
Phase | bill.east@us.army.mil | 2012-10-26T09:46:00 | Requirement | Component | Fan- EF1-4 | 1 | n/a | n/a | n/a | n/a | Clinic_245_HVACSChedules.PDF Fan Schedule, Column 11 | n/a
Remarks | bill.east@us.army.mil | 2012-10-26T09:46:00 | Requirement | Component | Fan- EF1-4 | w/Speed Controller | n/a | n/a | n/a | n/a | Clinic_245_HVACSChedules.PDF Fan Schedule, Column 15 | n/a
SONES | bill.east@us.army.mil | 2012-10-26T09:46:00 | Requirement | Component | Fan- EF1-4 | n/a | n/a | n/a | n/a | n/a | Clinic_245_HVACSChedules.PDF Fan Schedule, Column 9 | n/a
Total Air | bill.east@us.army.mil | 2012-10-26T09:46:00 | Requirement | Component | Fan- EF1-4 | 70 | L/s | n/a | n/a | n/a | Clinic_245_HVACSChedules.PDF Fan Schedule, Column 3 | n/a
Voltage | bill.east@us.army.mil | 2012-10-26T09:46:00 | Requirement | Component | Fan- EF1-4 | 120 | Volts | n/a | n/a | n/a | Clinic_245_HVACSChedules.PDF Fan Schedule, Column 10 | n/a
Design Motor | bill.east@us.army.mil | 2012-10-26T09:46:00 | Requirement | Component | Fan- EF2-1 | 550 | Watts | n/a | n/a | n/a | Clinic_245_HVACSChedules.PDF Fan Schedule, Column 8 | n/a
Drive | bill.east@us.army.mil | 2012-10-26T09:46:00 | Requirement | Component | Fan- EF2-1 | Belt | n/a | n/a | n/a | n/a | Clinic_245_HVACSChedules.PDF Fan Schedule, Column 14 | n/a
Ext. S.P. | bill.east@us.army.mil | 2012-10-26T09:46:00 | Requirement | Component | Fan- EF2-1 | 215 | Pa | n/a | n/a | n/a | Clinic_245_HVACSChedules.PDF Fan Schedule, Column 7 | n/a
Frequency | bill.east@us.army.mil | 2012-10-26T09:46:00 | Requirement | Component | Fan- EF2-1 | 60 | Hertz | n/a | n/a | n/a | Clinic_245_HVACSChedules.PDF Fan Schedule, Column 12 | n/a
Interlock With | bill.east@us.army.mil | 2012-10-26T09:46:00 | Requirement | Component | Fan- EF2-1 | AHU-2 | n/a | n/a | n/a | n/a | Clinic_245_HVACSChedules.PDF Fan Schedule, Column 4 | n/a
Max Speed | bill.east@us.army.mil | 2012-10-26T09:46:00 | Requirement | Component | Fan- EF2-1 | 750 | RPM | n/a | n/a | n/a | Clinic_245_HVACSChedules.PDF Fan Schedule, Column 6 | n/a
Max. Sound Power Level | bill.east@us.army.mil | 2012-10-26T09:46:00 | Requirement | Component | Fan- EF2-1 | 73 | db | n/a | n/a | n/a | Clinic_245_HVACSChedules.PDF Fan Schedule, Column 13 | n/a
Phase | bill.east@us.army.mil | 2012-10-26T09:46:00 | Requirement | Component | Fan- EF2-1 | 3 | n/a | n/a | n/a | n/a | Clinic_245_HVACSChedules.PDF Fan Schedule, Column 11 | n/a
Remarks | bill.east@us.army.mil | 2012-10-26T09:46:00 | Requirement | Component | Fan- EF2-1 | Provide magnetic across the line starter and turn over to the electrical contractor for installation | n/a | n/a | n/a | n/a | Clinic_245_HVACSChedules.PDF Fan Schedule, Column 15 | n/a
SONES | bill.east@us.army.mil | 2012-10-26T09:46:00 | Requirement | Component | Fan- EF2-1 | n/a | n/a | n/a | n/a | n/a | Clinic_245_HVACSChedules.PDF Fan Schedule, Column 9 | n/a
Total Air | bill.east@us.army.mil | 2012-10-26T09:46:00 | Requirement | Component | Fan- EF2-1 | 810 | L/s | n/a | n/a | n/a | Clinic_245_HVACSChedules.PDF Fan Schedule, Column 3 | n/a
Voltage | bill.east@us.army.mil | 2012-10-26T09:46:00 | Requirement | Component | Fan- EF2-1 | 208 | Volts | n/a | n/a | n/a | Clinic_245_HVACSChedules.PDF Fan Schedule, Column 10 | n/a
Design Motor | bill.east@us.army.mil | 2012-10-26T09:46:00 | Requirement | Component | Fan- EF2-2 | 550 | Watts | n/a | n/a | n/a | Clinic_245_HVACSChedules.PDF Fan Schedule, Column 8 | n/a
Drive | bill.east@us.army.mil | 2012-10-26T09:46:00 | Requirement | Component | Fan- EF2-2 | Belt | n/a | n/a | n/a | n/a | Clinic_245_HVACSChedules.PDF Fan Schedule, Column 14 | n/a
Ext. S.P. | bill.east@us.army.mil | 2012-10-26T09:46:00 | Requirement | Component | Fan- EF2-2 | 250 | Pa | n/a | n/a | n/a | Clinic_245_HVACSChedules.PDF Fan Schedule, Column 7 | n/a
Frequency | bill.east@us.army.mil | 2012-10-26T09:46:00 | Requirement | Component | Fan- EF2-2 | 60 | Hertz | n/a | n/a | n/a | Clinic_245_HVACSChedules.PDF Fan Schedule, Column 12 | n/a
Interlock With | bill.east@us.army.mil | 2012-10-26T09:46:00 | Requirement | Component | Fan- EF2-2 | AHU-2 | n/a | n/a | n/a | n/a | Clinic_245_HVACSChedules.PDF Fan Schedule, Column 4 | n/a
Max Speed | bill.east@us.army.mil | 2012-10-26T09:46:00 | Requirement | Component | Fan- EF2-2 | 615 | RPM | n/a | n/a | n/a | Clinic_245_HVACSChedules.PDF Fan Schedule, Column 6 | n/a
Max. Sound Power Level | bill.east@us.army.mil | 2012-10-26T09:46:00 | Requirement | Component | Fan- EF2-2 | 77 | db | n/a | n/a | n/a | Clinic_245_HVACSChedules.PDF Fan Schedule, Column 13 | n/a
Phase | bill.east@us.army.mil | 2012-10-26T09:46:00 | Requirement | Component | Fan- EF2-2 | 3 | n/a | n/a | n/a | n/a | Clinic_245_HVACSChedules.PDF Fan Schedule, Column 11 | n/a
Remarks | bill.east@us.army.mil | 2012-10-26T09:46:00 | Requirement | Component | Fan- EF2-2 | Provide magnetic across the line starter and turn over to the electrical contractor for installation | n/a | n/a | n/a | n/a | Clinic_245_HVACSChedules.PDF Fan Schedule, Column 15 | n/a
SONES | bill.east@us.army.mil | 2012-10-26T09:46:00 | Requirement | Component | Fan- EF2-2 | n/a | n/a | n/a | n/a | n/a | Clinic_245_HVACSChedules.PDF Fan Schedule, Column 9 | n/a
Total Air | bill.east@us.army.mil | 2012-10-26T09:46:00 | Requirement | Component | Fan- EF2-2 | 1130 | L/s | n/a | n/a | n/a | Clinic_245_HVACSChedules.PDF Fan Schedule, Column 3 | n/a
Voltage | bill.east@us.army.mil | 2012-10-26T09:46:00 | Requirement | Component | Fan- EF2-2 | 480 | Volts | n/a | n/a | n/a | Clinic_245_HVACSChedules.PDF Fan Schedule, Column 10 | n/a
Design Motor | bill.east@us.army.mil | 2012-10-26T09:46:00 | Requirement | Component | Fan- EF2-3 | 370 | Watts | n/a | n/a | n/a | Clinic_245_HVACSChedules.PDF Fan Schedule, Column 8 | n/a
Drive | bill.east@us.army.mil | 2012-10-26T09:46:00 | Requirement | Component | Fan- EF2-3 | Belt | n/a | n/a | n/a | n/a | Clinic_245_HVACSChedules.PDF Fan Schedule, Column 14 | n/a
Ext. S.P. | bill.east@us.army.mil | 2012-10-26T09:46:00 | Requirement | Component | Fan- EF2-3 | 325 | Pa | n/a | n/a | n/a | Clinic_245_HVACSChedules.PDF Fan Schedule, Column 7 | n/a
Frequency | bill.east@us.army.mil | 2012-10-26T09:46:00 | Requirement | Component | Fan- EF2-3 | 60 | Hertz | n/a | n/a | n/a | Clinic_245_HVACSChedules.PDF Fan Schedule, Column 12 | n/a
Interlock With | bill.east@us.army.mil | 2012-10-26T09:46:00 | Requirement | Component | Fan- EF2-3 | AHU-2 | n/a | n/a | n/a | n/a | Clinic_245_HVACSChedules.PDF Fan Schedule, Column 4 | n/a
Max Speed | bill.east@us.army.mil | 2012-10-26T09:46:00 | Requirement | Component | Fan- EF2-3 | 1650 | RPM | n/a | n/a | n/a | Clinic_245_HVACSChedules.PDF Fan Schedule, Column 6 | n/a
Max. Sound Power Level | bill.east@us.army.mil | 2012-10-26T09:46:00 | Requirement | Component | Fan- EF2-3 | 76 | db | n/a | n/a | n/a | Clinic_245_HVACSChedules.PDF Fan Schedule, Column 13 | n/a
Phase | bill.east@us.army.mil | 2012-10-26T09:46:00 | Requirement | Component | Fan- EF2-3 | 1 | n/a | n/a | n/a | n/a | Clinic_245_HVACSChedules.PDF Fan Schedule, Column 11 | n/a
Remarks | bill.east@us.army.mil | 2012-10-26T09:46:00 | Requirement | Component | Fan- EF2-3 | n/a | n/a | n/a | n/a | n/a | Clinic_245_HVACSChedules.PDF Fan Schedule, Column 15 | n/a
SONES | bill.east@us.army.mil | 2012-10-26T09:46:00 | Requirement | Component | Fan- EF2-3 | n/a | n/a | n/a | n/a | n/a | Clinic_245_HVACSChedules.PDF Fan Schedule, Column 9 | n/a
Total Air | bill.east@us.army.mil | 2012-10-26T09:46:00 | Requirement | Component | Fan- EF2-3 | 270 | L/s | n/a | n/a | n/a | Clinic_245_HVACSChedules.PDF Fan Schedule, Column 3 | n/a
Voltage | bill.east@us.army.mil | 2012-10-26T09:46:00 | Requirement | Component | Fan- EF2-3 | 120 | Volts | n/a | n/a | n/a | Clinic_245_HVACSChedules.PDF Fan Schedule, Column 10 | n/a
Design Motor | bill.east@us.army.mil | 2012-10-26T09:46:00 | Requirement | Component | Fan- EF-3 | 125 | Watts | n/a | n/a | n/a | Clinic_245_HVACSChedules.PDF Fan Schedule, Column 8 | n/a
Drive | bill.east@us.army.mil | 2012-10-26T09:46:00 | Requirement | Component | Fan- EF-3 | Direct | n/a | n/a | n/a | n/a | Clinic_245_HVACSChedules.PDF Fan Schedule, Column 14 | n/a
Ext. S.P. | bill.east@us.army.mil | 2012-10-26T09:46:00 | Requirement | Component | Fan- EF-3 | 95 | Pa | n/a | n/a | n/a | Clinic_245_HVACSChedules.PDF Fan Schedule, Column 7 | n/a
Frequency | bill.east@us.army.mil | 2012-10-26T09:46:00 | Requirement | Component | Fan- EF-3 | 60 | Hertz | n/a | n/a | n/a | Clinic_245_HVACSChedules.PDF Fan Schedule, Column 12 | n/a
Interlock With | bill.east@us.army.mil | 2012-10-26T09:46:00 | Requirement | Component | Fan- EF-3 | Thermostat | n/a | n/a | n/a | n/a | Clinic_245_HVACSChedules.PDF Fan Schedule, Column 4 | n/a
Max Speed | bill.east@us.army.mil | 2012-10-26T09:46:00 | Requirement | Component | Fan- EF-3 | 27.5 | RPM | n/a | n/a | n/a | Clinic_245_HVACSChedules.PDF Fan Schedule, Column 6 | n/a
Max. Sound Power Level | bill.east@us.army.mil | 2012-10-26T09:46:00 | Requirement | Component | Fan- EF-3 | n/a | db | n/a | n/a | n/a | Clinic_245_HVACSChedules.PDF Fan Schedule, Column 13 | n/a
Phase | bill.east@us.army.mil | 2012-10-26T09:46:00 | Requirement | Component | Fan- EF-3 | 1 | n/a | n/a | n/a | n/a | Clinic_245_HVACSChedules.PDF Fan Schedule, Column 11 | n/a
Remarks | bill.east@us.army.mil | 2012-10-26T09:46:00 | Requirement | Component | Fan- EF-3 | n/a | n/a | n/a | n/a | n/a | Clinic_245_HVACSChedules.PDF Fan Schedule, Column 15 | n/a
SONES | bill.east@us.army.mil | 2012-10-26T09:46:00 | Requirement | Component | Fan- EF-3 | 13.1 | n/a | n/a | n/a | n/a | Clinic_245_HVACSChedules.PDF Fan Schedule, Column 9 | n/a
Total Air | bill.east@us.army.mil | 2012-10-26T09:46:00 | Requirement | Component | Fan- EF-3 | 450 | L/s | n/a | n/a | n/a | Clinic_245_HVACSChedules.PDF Fan Schedule, Column 3 | n/a
Voltage | bill.east@us.army.mil | 2012-10-26T09:46:00 | Requirement | Component | Fan- EF-3 | 120 | Volts | n/a | n/a | n/a | Clinic_245_HVACSChedules.PDF Fan Schedule, Column 10 | n/a
Design Motor | bill.east@us.army.mil | 2012-10-26T09:46:00 | Requirement | Component | Fan- EF-5 | 62 | Watts | n/a | n/a | n/a | Clinic_245_HVACSChedules.PDF Fan Schedule, Column 8 | n/a
Drive | bill.east@us.army.mil | 2012-10-26T09:46:00 | Requirement | Component | Fan- EF-5 | Direct | n/a | n/a | n/a | n/a | Clinic_245_HVACSChedules.PDF Fan Schedule, Column 14 | n/a
Ext. S.P. | bill.east@us.army.mil | 2012-10-26T09:46:00 | Requirement | Component | Fan- EF-5 | 95 | Pa | n/a | n/a | n/a | Clinic_245_HVACSChedules.PDF Fan Schedule, Column 7 | n/a
Frequency | bill.east@us.army.mil | 2012-10-26T09:46:00 | Requirement | Component | Fan- EF-5 | 60 | Hertz | n/a | n/a | n/a | Clinic_245_HVACSChedules.PDF Fan Schedule, Column 12 | n/a
Interlock With | bill.east@us.army.mil | 2012-10-26T09:46:00 | Requirement | Component | Fan- EF-5 | Thermostat | n/a | n/a | n/a | n/a | Clinic_245_HVACSChedules.PDF Fan Schedule, Column 4 | n/a
Max Speed | bill.east@us.army.mil | 2012-10-26T09:46:00 | Requirement | Component | Fan- EF-5 | 20.6 | RPM | n/a | n/a | n/a | Clinic_245_HVACSChedules.PDF Fan Schedule, Column 6 | n/a
Max. Sound Power Level | bill.east@us.army.mil | 2012-10-26T09:46:00 | Requirement | Component | Fan- EF-5 | n/a | db | n/a | n/a | n/a | Clinic_245_HVACSChedules.PDF Fan Schedule, Column 13 | n/a
Phase | bill.east@us.army.mil | 2012-10-26T09:46:00 | Requirement | Component | Fan- EF-5 | 1 | n/a | n/a | n/a | n/a | Clinic_245_HVACSChedules.PDF Fan Schedule, Column 11 | n/a
Remarks | bill.east@us.army.mil | 2012-10-26T09:46:00 | Requirement | Component | Fan- EF-5 | n/a | n/a | n/a | n/a | n/a | Clinic_245_HVACSChedules.PDF Fan Schedule, Column 15 | n/a
SONES | bill.east@us.army.mil | 2012-10-26T09:46:00 | Requirement | Component | Fan- EF-5 | 13.2 | n/a | n/a | n/a | n/a | Clinic_245_HVACSChedules.PDF Fan Schedule, Column 9 | n/a
Total Air | bill.east@us.army.mil | 2012-10-26T09:46:00 | Requirement | Component | Fan- EF-5 | 100 | L/s | n/a | n/a | n/a | Clinic_245_HVACSChedules.PDF Fan Schedule, Column 3 | n/a
Voltage | bill.east@us.army.mil | 2012-10-26T09:46:00 | Requirement | Component | Fan- EF-5 | 120 | Volts | n/a | n/a | n/a | Clinic_245_HVACSChedules.PDF Fan Schedule, Column 10 | n/a
Design Motor | bill.east@us.army.mil | 2012-10-26T09:46:00 | Requirement | Component | Fan- EF-6 | 62 | Watts | n/a | n/a | n/a | Clinic_245_HVACSChedules.PDF Fan Schedule, Column 8 | n/a
Drive | bill.east@us.army.mil | 2012-10-26T09:46:00 | Requirement | Component | Fan- EF-6 | Direct | n/a | n/a | n/a | n/a | Clinic_245_HVACSChedules.PDF Fan Schedule, Column 14 | n/a
Ext. S.P. | bill.east@us.army.mil | 2012-10-26T09:46:00 | Requirement | Component | Fan- EF-6 | 95 | Pa | n/a | n/a | n/a | Clinic_245_HVACSChedules.PDF Fan Schedule, Column 7 | n/a
Frequency | bill.east@us.army.mil | 2012-10-26T09:46:00 | Requirement | Component | Fan- EF-6 | 60 | Hertz | n/a | n/a | n/a | Clinic_245_HVACSChedules.PDF Fan Schedule, Column 12 | n/a
Interlock With | bill.east@us.army.mil | 2012-10-26T09:46:00 | Requirement | Component | Fan- EF-6 | Thermostat | n/a | n/a | n/a | n/a | Clinic_245_HVACSChedules.PDF Fan Schedule, Column 4 | n/a
Max Speed | bill.east@us.army.mil | 2012-10-26T09:46:00 | Requirement | Component | Fan- EF-6 | 20.6 | RPM | n/a | n/a | n/a | Clinic_245_HVACSChedules.PDF Fan Schedule, Column 6 | n/a
Max. Sound Power Level | bill.east@us.army.mil | 2012-10-26T09:46:00 | Requirement | Component | Fan- EF-6 | n/a | db | n/a | n/a | n/a | Clinic_245_HVACSChedules.PDF Fan Schedule, Column 13 | n/a
Phase | bill.east@us.army.mil | 2012-10-26T09:46:00 | Requirement | Component | Fan- EF-6 | 1 | n/a | n/a | n/a | n/a | Clinic_245_HVACSChedules.PDF Fan Schedule, Column 11 | n/a
Remarks | bill.east@us.army.mil | 2012-10-26T09:46:00 | Requirement | Component | Fan- EF-6 | n/a | n/a | n/a | n/a | n/a | Clinic_245_HVACSChedules.PDF Fan Schedule, Column 15 | n/a
SONES | bill.east@us.army.mil | 2012-10-26T09:46:00 | Requirement | Component | Fan- EF-6 | 13.2 | n/a | n/a | n/a | n/a | Clinic_245_HVACSChedules.PDF Fan Schedule, Column 9 | n/a
Total Air | bill.east@us.army.mil | 2012-10-26T09:46:00 | Requirement | Component | Fan- EF-6 | 100 | L/s | n/a | n/a | n/a | Clinic_245_HVACSChedules.PDF Fan Schedule, Column 3 | n/a
Voltage | bill.east@us.army.mil | 2012-10-26T09:46:00 | Requirement | Component | Fan- EF-6 | 120 | Volts | n/a | n/a | n/a | Clinic_245_HVACSChedules.PDF Fan Schedule, Column 10 | n/a
Design Motor | bill.east@us.army.mil | 2012-10-26T09:46:00 | Requirement | Component | Fan- EF-7 | 62 | Watts | n/a | n/a | n/a | Clinic_245_HVACSChedules.PDF Fan Schedule, Column 8 | n/a
Drive | bill.east@us.army.mil | 2012-10-26T09:46:00 | Requirement | Component | Fan- EF-7 | Direct | n/a | n/a | n/a | n/a | Clinic_245_HVACSChedules.PDF Fan Schedule, Column 14 | n/a
Ext. S.P. | bill.east@us.army.mil | 2012-10-26T09:46:00 | Requirement | Component | Fan- EF-7 | 95 | Pa | n/a | n/a | n/a | Clinic_245_HVACSChedules.PDF Fan Schedule, Column 7 | n/a
Frequency | bill.east@us.army.mil | 2012-10-26T09:46:00 | Requirement | Component | Fan- EF-7 | 60 | Hertz | n/a | n/a | n/a | Clinic_245_HVACSChedules.PDF Fan Schedule, Column 12 | n/a
Interlock With | bill.east@us.army.mil | 2012-10-26T09:46:00 | Requirement | Component | Fan- EF-7 | Thermostat | n/a | n/a | n/a | n/a | Clinic_245_HVACSChedules.PDF Fan Schedule, Column 4 | n/a
Max Speed | bill.east@us.army.mil | 2012-10-26T09:46:00 | Requirement | Component | Fan- EF-7 | 20.6 | RPM | n/a | n/a | n/a | Clinic_245_HVACSChedules.PDF Fan Schedule, Column 6 | n/a
Max. Sound Power Level | bill.east@us.army.mil | 2012-10-26T09:46:00 | Requirement | Component | Fan- EF-7 | n/a | db | n/a | n/a | n/a | Clinic_245_HVACSChedules.PDF Fan Schedule, Column 13 | n/a
Phase | bill.east@us.army.mil | 2012-10-26T09:46:00 | Requirement | Component | Fan- EF-7 | 1 | n/a | n/a | n/a | n/a | Clinic_245_HVACSChedules.PDF Fan Schedule, Column 11 | n/a
Remarks | bill.east@us.army.mil | 2012-10-26T09:46:00 | Requirement | Component | Fan- EF-7 | n/a | n/a | n/a | n/a | n/a | Clinic_245_HVACSChedules.PDF Fan Schedule, Column 15 | n/a
SONES | bill.east@us.army.mil | 2012-10-26T09:46:00 | Requirement | Component | Fan- EF-7 | 13.2 | n/a | n/a | n/a | n/a | Clinic_245_HVACSChedules.PDF Fan Schedule, Column 9 | n/a
Total Air | bill.east@us.army.mil | 2012-10-26T09:46:00 | Requirement | Component | Fan- EF-7 | 50 | L/s | n/a | n/a | n/a | Clinic_245_HVACSChedules.PDF Fan Schedule, Column 3 | n/a
Voltage | bill.east@us.army.mil | 2012-10-26T09:46:00 | Requirement | Component | Fan- EF-7 | 120 | Volts | n/a | n/a | n/a | Clinic_245_HVACSChedules.PDF Fan Schedule, Column 10 | n/a
Design Motor | bill.east@us.army.mil | 2012-10-26T09:46:00 | Requirement | Component | Fan- RAF-1 | 15000 | Watts | n/a | n/a | n/a | Clinic_245_HVACSChedules.PDF Fan Schedule, Column 8 | n/a
Drive | bill.east@us.army.mil | 2012-10-26T09:46:00 | Requirement | Component | Fan- RAF-1 | Belt | n/a | n/a | n/a | n/a | Clinic_245_HVACSChedules.PDF Fan Schedule, Column 14 | n/a
Ext. S.P. | bill.east@us.army.mil | 2012-10-26T09:46:00 | Requirement | Component | Fan- RAF-1 | 620 | Pa | n/a | n/a | n/a | Clinic_245_HVACSChedules.PDF Fan Schedule, Column 7 | n/a
Frequency | bill.east@us.army.mil | 2012-10-26T09:46:00 | Requirement | Component | Fan- RAF-1 | 60 | Hertz | n/a | n/a | n/a | Clinic_245_HVACSChedules.PDF Fan Schedule, Column 12 | n/a
Interlock With | bill.east@us.army.mil | 2012-10-26T09:46:00 | Requirement | Component | Fan- RAF-1 | AHU-1 | n/a | n/a | n/a | n/a | Clinic_245_HVACSChedules.PDF Fan Schedule, Column 4 | n/a
Max Speed | bill.east@us.army.mil | 2012-10-26T09:46:00 | Requirement | Component | Fan- RAF-1 | 1050 | RPM | n/a | n/a | n/a | Clinic_245_HVACSChedules.PDF Fan Schedule, Column 6 | n/a
Max. Sound Power Level | bill.east@us.army.mil | 2012-10-26T09:46:00 | Requirement | Component | Fan- RAF-1 | 84 | db | n/a | n/a | n/a | Clinic_245_HVACSChedules.PDF Fan Schedule, Column 13 | n/a
Phase | bill.east@us.army.mil | 2012-10-26T09:46:00 | Requirement | Component | Fan- RAF-1 | 3 | n/a | n/a | n/a | n/a | Clinic_245_HVACSChedules.PDF Fan Schedule, Column 11 | n/a
Remarks | bill.east@us.army.mil | 2012-10-26T09:46:00 | Requirement | Component | Fan- RAF-1 | Provide magnetic across the line starter and turn over to the electrical contractor for installation | n/a | n/a | n/a | n/a | Clinic_245_HVACSChedules.PDF Fan Schedule, Column 15 | n/a
SONES | bill.east@us.army.mil | 2012-10-26T09:46:00 | Requirement | Component | Fan- RAF-1 | n/a | n/a | n/a | n/a | n/a | Clinic_245_HVACSChedules.PDF Fan Schedule, Column 9 | n/a
Total Air | bill.east@us.army.mil | 2012-10-26T09:46:00 | Requirement | Component | Fan- RAF-1 | 9130 | L/s | n/a | n/a | n/a | Clinic_245_HVACSChedules.PDF Fan Schedule, Column 3 | n/a
Voltage | bill.east@us.army.mil | 2012-10-26T09:46:00 | Requirement | Component | Fan- RAF-1 | 480 | Volts | n/a | n/a | n/a | Clinic_245_HVACSChedules.PDF Fan Schedule, Column 10 | n/a
Design Motor | bill.east@us.army.mil | 2012-10-26T09:46:00 | Requirement | Component | Fan- RAF-2 | 11000 | Watts | n/a | n/a | n/a | Clinic_245_HVACSChedules.PDF Fan Schedule, Column 8 | n/a
Drive | bill.east@us.army.mil | 2012-10-26T09:46:00 | Requirement | Component | Fan- RAF-2 | Belt | n/a | n/a | n/a | n/a | Clinic_245_HVACSChedules.PDF Fan Schedule, Column 14 | n/a
Ext. S.P. | bill.east@us.army.mil | 2012-10-26T09:46:00 | Requirement | Component | Fan- RAF-2 | 520 | Pa | n/a | n/a | n/a | Clinic_245_HVACSChedules.PDF Fan Schedule, Column 7 | n/a
Frequency | bill.east@us.army.mil | 2012-10-26T09:46:00 | Requirement | Component | Fan- RAF-2 | 60 | Hertz | n/a | n/a | n/a | Clinic_245_HVACSChedules.PDF Fan Schedule, Column 12 | n/a
Interlock With | bill.east@us.army.mil | 2012-10-26T09:46:00 | Requirement | Component | Fan- RAF-2 | AHU-2 | n/a | n/a | n/a | n/a | Clinic_245_HVACSChedules.PDF Fan Schedule, Column 4 | n/a
Max Speed | bill.east@us.army.mil | 2012-10-26T09:46:00 | Requirement | Component | Fan- RAF-2 | 950 | RPM | n/a | n/a | n/a | Clinic_245_HVACSChedules.PDF Fan Schedule, Column 6 | n/a
Max. Sound Power Level | bill.east@us.army.mil | 2012-10-26T09:46:00 | Requirement | Component | Fan- RAF-2 | 82 | db | n/a | n/a | n/a | Clinic_245_HVACSChedules.PDF Fan Schedule, Column 13 | n/a
Phase | bill.east@us.army.mil | 2012-10-26T09:46:00 | Requirement | Component | Fan- RAF-2 | 3 | n/a | n/a | n/a | n/a | Clinic_245_HVACSChedules.PDF Fan Schedule, Column 11 | n/a
Remarks | bill.east@us.army.mil | 2012-10-26T09:46:00 | Requirement | Component | Fan- RAF-2 | Provide magnetic across the line starter and turn over to the electrical contractor for installation | n/a | n/a | n/a | n/a | Clinic_245_HVACSChedules.PDF Fan Schedule, Column 15 | n/a
SONES | bill.east@us.army.mil | 2012-10-26T09:46:00 | Requirement | Component | Fan- RAF-2 | n/a | n/a | n/a | n/a | n/a | Clinic_245_HVACSChedules.PDF Fan Schedule, Column 9 | n/a
Total Air | bill.east@us.army.mil | 2012-10-26T09:46:00 | Requirement | Component | Fan- RAF-2 | 8290 | L/s | n/a | n/a | n/a | Clinic_245_HVACSChedules.PDF Fan Schedule, Column 3 | n/a
Voltage | bill.east@us.army.mil | 2012-10-26T09:46:00 | Requirement | Component | Fan- RAF-2 | 480 | Volts | n/a | n/a | n/a | Clinic_245_HVACSChedules.PDF Fan Schedule, Column 10 | n/a
Design Motor | bill.east@us.army.mil | 2012-10-26T09:46:00 | Requirement | Component | Fan- SF-1 | 750 | Watts | n/a | n/a | n/a | Clinic_245_HVACSChedules.PDF Fan Schedule, Column 8 | n/a
Drive | bill.east@us.army.mil | 2012-10-26T09:46:00 | Requirement | Component | Fan- SF-1 | Direct | n/a | n/a | n/a | n/a | Clinic_245_HVACSChedules.PDF Fan Schedule, Column 14 | n/a
Ext. S.P. | bill.east@us.army.mil | 2012-10-26T09:46:00 | Requirement | Component | Fan- SF-1 | 125 | Pa | n/a | n/a | n/a | Clinic_245_HVACSChedules.PDF Fan Schedule, Column 7 | n/a
Frequency | bill.east@us.army.mil | 2012-10-26T09:46:00 | Requirement | Component | Fan- SF-1 | 60 | Hertz | n/a | n/a | n/a | Clinic_245_HVACSChedules.PDF Fan Schedule, Column 12 | n/a
Interlock With | bill.east@us.army.mil | 2012-10-26T09:46:00 | Requirement | Component | Fan- SF-1 | Thermostat | n/a | n/a | n/a | n/a | Clinic_245_HVACSChedules.PDF Fan Schedule, Column 4 | n/a
Max Speed | bill.east@us.army.mil | 2012-10-26T09:46:00 | Requirement | Component | Fan- SF-1 | 45.5 | RPM | n/a | n/a | n/a | Clinic_245_HVACSChedules.PDF Fan Schedule, Column 6 | n/a
Max. Sound Power Level | bill.east@us.army.mil | 2012-10-26T09:46:00 | Requirement | Component | Fan- SF-1 | n/a | db | n/a | n/a | n/a | Clinic_245_HVACSChedules.PDF Fan Schedule, Column 13 | n/a
Phase | bill.east@us.army.mil | 2012-10-26T09:46:00 | Requirement | Component | Fan- SF-1 | 3 | n/a | n/a | n/a | n/a | Clinic_245_HVACSChedules.PDF Fan Schedule, Column 11 | n/a
Remarks | bill.east@us.army.mil | 2012-10-26T09:46:00 | Requirement | Component | Fan- SF-1 | Interlock with space smoke detector to shut down fan on smoke detection | n/a | n/a | n/a | n/a | Clinic_245_HVACSChedules.PDF Fan Schedule, Column 15 | n/a
SONES | bill.east@us.army.mil | 2012-10-26T09:46:00 | Requirement | Component | Fan- SF-1 | 23 | n/a | n/a | n/a | n/a | Clinic_245_HVACSChedules.PDF Fan Schedule, Column 9 | n/a
Total Air | bill.east@us.army.mil | 2012-10-26T09:46:00 | Requirement | Component | Fan- SF-1 | 3100 | L/s | n/a | n/a | n/a | Clinic_245_HVACSChedules.PDF Fan Schedule, Column 3 | n/a
Voltage | bill.east@us.army.mil | 2012-10-26T09:46:00 | Requirement | Component | Fan- SF-1 | 480 | Volts | n/a | n/a | n/a | Clinic_245_HVACSChedules.PDF Fan Schedule, Column 10 | n/a
Design Motor | bill.east@us.army.mil | 2012-10-26T09:46:00 | Requirement | Component | Fan- SF-4 | 62 | Watts | n/a | n/a | n/a | Clinic_245_HVACSChedules.PDF Fan Schedule, Column 8 | n/a
Drive | bill.east@us.army.mil | 2012-10-26T09:46:00 | Requirement | Component | Fan- SF-4 | Direct | n/a | n/a | n/a | n/a | Clinic_245_HVACSChedules.PDF Fan Schedule, Column 14 | n/a
Ext. S.P. | bill.east@us.army.mil | 2012-10-26T09:46:00 | Requirement | Component | Fan- SF-4 | 95 | Pa | n/a | n/a | n/a | Clinic_245_HVACSChedules.PDF Fan Schedule, Column 7 | n/a
Frequency | bill.east@us.army.mil | 2012-10-26T09:46:00 | Requirement | Component | Fan- SF-4 | 60 | Hertz | n/a | n/a | n/a | Clinic_245_HVACSChedules.PDF Fan Schedule, Column 12 | n/a
Interlock With | bill.east@us.army.mil | 2012-10-26T09:46:00 | Requirement | Component | Fan- SF-4 | Thermostat | n/a | n/a | n/a | n/a | Clinic_245_HVACSChedules.PDF Fan Schedule, Column 4 | n/a
Max Speed | bill.east@us.army.mil | 2012-10-26T09:46:00 | Requirement | Component | Fan- SF-4 | 20.6 | RPM | n/a | n/a | n/a | Clinic_245_HVACSChedules.PDF Fan Schedule, Column 6 | n/a
Max. Sound Power Level | bill.east@us.army.mil | 2012-10-26T09:46:00 | Requirement | Component | Fan- SF-4 | n/a | db | n/a | n/a | n/a | Clinic_245_HVACSChedules.PDF Fan Schedule, Column 13 | n/a
Phase | bill.east@us.army.mil | 2012-10-26T09:46:00 | Requirement | Component | Fan- SF-4 | 1 | n/a | n/a | n/a | n/a | Clinic_245_HVACSChedules.PDF Fan Schedule, Column 11 | n/a
Remarks | bill.east@us.army.mil | 2012-10-26T09:46:00 | Requirement | Component | Fan- SF-4 | n/a | n/a | n/a | n/a | n/a | Clinic_245_HVACSChedules.PDF Fan Schedule, Column 15 | n/a
SONES | bill.east@us.army.mil | 2012-10-26T09:46:00 | Requirement | Component | Fan- SF-4 | 13.2 | n/a | n/a | n/a | n/a | Clinic_245_HVACSChedules.PDF Fan Schedule, Column 9 | n/a
Total Air | bill.east@us.army.mil | 2012-10-26T09:46:00 | Requirement | Component | Fan- SF-4 | 50 | L/s | n/a | n/a | n/a | Clinic_245_HVACSChedules.PDF Fan Schedule, Column 3 | n/a
Voltage | bill.east@us.army.mil | 2012-10-26T09:46:00 | Requirement | Component | Fan- SF-4 | 120 | Volts | n/a | n/a | n/a | Clinic_245_HVACSChedules.PDF Fan Schedule, Column 10 | n/a
Battery Backup | bill.east@us.army.mil | 2012-10-26T09:46:00 | Requirement | Type | Light Fixture A2 | No | n/a | n/a | n/a | n/a | Clinic_269_Lighting Fixture Schedule, Column 8 | n/a
CU @ RCR=1 | bill.east@us.army.mil | 2012-10-26T09:46:00 | Requirement | Type | Light Fixture A2 | 0.77 | LPW | n/a | n/a | n/a | Clinic_269_Lighting Fixture Schedule, Column 6 | n/a
Lamp Lumens | bill.east@us.army.mil | 2012-10-26T09:46:00 | Requirement | Type | Light Fixture A2 | 2900 | Lumens | n/a | n/a | n/a | Clinic_269_Lighting Fixture Schedule, Column 5 | n/a
Lamp Number | bill.east@us.army.mil | 2012-10-26T09:46:00 | Requirement | Type | Light Fixture A2 | 4 | each | n/a | n/a | n/a | Clinic_269_Lighting Fixture Schedule, Column 2 | n/a
Lamp Power | bill.east@us.army.mil | 2012-10-26T09:46:00 | Requirement | Type | Light Fixture A2 | 32 | Watts | n/a | n/a | n/a | Clinic_269_Lighting Fixture Schedule, Column 3 | n/a
Lamp Type | bill.east@us.army.mil | 2012-10-26T09:46:00 | Requirement | Type | Light Fixture A2 | Fluorescent - T8, 1219mm, RAPID START, 4100K, CRI=75 | n/a | n/a | n/a | n/a | Clinic_269_Lighting Fixture Schedule, Column 4 | n/a
Voltage | bill.east@us.army.mil | 2012-10-26T09:46:00 | Requirement | Type | Light Fixture A2 | 277 | Volts | n/a | n/a | n/a | Clinic_269_Lighting Fixture Schedule, Column 7 | n/a
Battery Backup | bill.east@us.army.mil | 2012-10-26T09:46:00 | Requirement | Type | Light Fixture A28 | No | n/a | n/a | n/a | n/a | Clinic_269_Lighting Fixture Schedule, Column 8 | n/a
CU @ RCR=1 | bill.east@us.army.mil | 2012-10-26T09:46:00 | Requirement | Type | Light Fixture A28 | 0.77 | LPW | n/a | n/a | n/a | Clinic_269_Lighting Fixture Schedule, Column 6 | n/a
Lamp Lumens | bill.east@us.army.mil | 2012-10-26T09:46:00 | Requirement | Type | Light Fixture A28 | 1800 | Lumens | n/a | n/a | n/a | Clinic_269_Lighting Fixture Schedule, Column 5 | n/a
Lamp Number | bill.east@us.army.mil | 2012-10-26T09:46:00 | Requirement | Type | Light Fixture A28 | 4 | each | n/a | n/a | n/a | Clinic_269_Lighting Fixture Schedule, Column 2 | n/a
Lamp Power | bill.east@us.army.mil | 2012-10-26T09:46:00 | Requirement | Type | Light Fixture A28 | 32 or 30 | Watts | n/a | n/a | n/a | Clinic_269_Lighting Fixture Schedule, Column 3 | n/a
Lamp Type | bill.east@us.army.mil | 2012-10-26T09:46:00 | Requirement | Type | Light Fixture A28 | Fluorescent - T8 or TH10, 1219mm, RAPID START, 5000K, CRI=90 | n/a | n/a | n/a | n/a | Clinic_269_Lighting Fixture Schedule, Column 4 | n/a
Voltage | bill.east@us.army.mil | 2012-10-26T09:46:00 | Requirement | Type | Light Fixture A28 | 277 | Volts | n/a | n/a | n/a | Clinic_269_Lighting Fixture Schedule, Column 7 | n/a
Battery Backup | bill.east@us.army.mil | 2012-10-26T09:46:00 | Requirement | Type | Light Fixture A2B | Yes | n/a | n/a | n/a | n/a | Clinic_269_Lighting Fixture Schedule, Column 8 | n/a
CU @ RCR=1 | bill.east@us.army.mil | 2012-10-26T09:46:00 | Requirement | Type | Light Fixture A2B | 0.77 | LPW | n/a | n/a | n/a | Clinic_269_Lighting Fixture Schedule, Column 6 | n/a
Lamp Lumens | bill.east@us.army.mil | 2012-10-26T09:46:00 | Requirement | Type | Light Fixture A2B | 2900 | Lumens | n/a | n/a | n/a | Clinic_269_Lighting Fixture Schedule, Column 5 | n/a
Lamp Number | bill.east@us.army.mil | 2012-10-26T09:46:00 | Requirement | Type | Light Fixture A2B | 4 | each | n/a | n/a | n/a | Clinic_269_Lighting Fixture Schedule, Column 2 | n/a
Lamp Power | bill.east@us.army.mil | 2012-10-26T09:46:00 | Requirement | Type | Light Fixture A2B | 32 | Watts | n/a | n/a | n/a | Clinic_269_Lighting Fixture Schedule, Column 3 | n/a
Lamp Type | bill.east@us.army.mil | 2012-10-26T09:46:00 | Requirement | Type | Light Fixture A2B | Fluorescent - T8, 1219mm, RAPID START, 4100K, CRI=75 | n/a | n/a | n/a | n/a | Clinic_269_Lighting Fixture Schedule, Column 4 | n/a
Voltage | bill.east@us.army.mil | 2012-10-26T09:46:00 | Requirement | Type | Light Fixture A2B | 277 | Volts | n/a | n/a | n/a | Clinic_269_Lighting Fixture Schedule, Column 7 | n/a
Battery Backup | bill.east@us.army.mil | 2012-10-26T09:46:00 | Requirement | Type | Light Fixture A3 | No | n/a | n/a | n/a | n/a | Clinic_269_Lighting Fixture Schedule, Column 8 | n/a
CU @ RCR=1 | bill.east@us.army.mil | 2012-10-26T09:46:00 | Requirement | Type | Light Fixture A3 | 0.61 | LPW | n/a | n/a | n/a | Clinic_269_Lighting Fixture Schedule, Column 6 | n/a
Lamp Lumens | bill.east@us.army.mil | 2012-10-26T09:46:00 | Requirement | Type | Light Fixture A3 | 1800 | Lumens | n/a | n/a | n/a | Clinic_269_Lighting Fixture Schedule, Column 5 | n/a
Lamp Number | bill.east@us.army.mil | 2012-10-26T09:46:00 | Requirement | Type | Light Fixture A3 | 6 | each | n/a | n/a | n/a | Clinic_269_Lighting Fixture Schedule, Column 2 | n/a
Lamp Power | bill.east@us.army.mil | 2012-10-26T09:46:00 | Requirement | Type | Light Fixture A3 | 32 or 30 | Watts | n/a | n/a | n/a | Clinic_269_Lighting Fixture Schedule, Column 3 | n/a
Lamp Type | bill.east@us.army.mil | 2012-10-26T09:46:00 | Requirement | Type | Light Fixture A3 | Fluorescent - T8 or TH10, 1219mm, RAPID START, 5000K, CRI=90 | n/a | n/a | n/a | n/a | Clinic_269_Lighting Fixture Schedule, Column 4 | n/a
Voltage | bill.east@us.army.mil | 2012-10-26T09:46:00 | Requirement | Type | Light Fixture A3 | 277 | Volts | n/a | n/a | n/a | Clinic_269_Lighting Fixture Schedule, Column 7 | n/a
Battery Backup | bill.east@us.army.mil | 2012-10-26T09:46:00 | Requirement | Type | Light Fixture B1 | No | n/a | n/a | n/a | n/a | Clinic_269_Lighting Fixture Schedule, Column 8 | n/a
CU @ RCR=1 | bill.east@us.army.mil | 2012-10-26T09:46:00 | Requirement | Type | Light Fixture B1 | 0.77 | LPW | n/a | n/a | n/a | Clinic_269_Lighting Fixture Schedule, Column 6 | n/a
Lamp Lumens | bill.east@us.army.mil | 2012-10-26T09:46:00 | Requirement | Type | Light Fixture B1 | 2900 | Lumens | n/a | n/a | n/a | Clinic_269_Lighting Fixture Schedule, Column 5 | n/a
Lamp Number | bill.east@us.army.mil | 2012-10-26T09:46:00 | Requirement | Type | Light Fixture B1 | 2 | each | n/a | n/a | n/a | Clinic_269_Lighting Fixture Schedule, Column 2 | n/a
Lamp Power | bill.east@us.army.mil | 2012-10-26T09:46:00 | Requirement | Type | Light Fixture B1 | 32 | Watts | n/a | n/a | n/a | Clinic_269_Lighting Fixture Schedule, Column 3 | n/a
Lamp Type | bill.east@us.army.mil | 2012-10-26T09:46:00 | Requirement | Type | Light Fixture B1 | Fluorescent - T8, 1219mm, RAPID START, 4100K, CRI=75 | n/a | n/a | n/a | n/a | Clinic_269_Lighting Fixture Schedule, Column 4 | n/a
Voltage | bill.east@us.army.mil | 2012-10-26T09:46:00 | Requirement | Type | Light Fixture B1 | 277 | Volts | n/a | n/a | n/a | Clinic_269_Lighting Fixture Schedule, Column 7 | n/a
Battery Backup | bill.east@us.army.mil | 2012-10-26T09:46:00 | Requirement | Type | Light Fixture B18 | No | n/a | n/a | n/a | n/a | Clinic_269_Lighting Fixture Schedule, Column 8 | n/a
CU @ RCR=1 | bill.east@us.army.mil | 2012-10-26T09:46:00 | Requirement | Type | Light Fixture B18 | 0.77 | LPW | n/a | n/a | n/a | Clinic_269_Lighting Fixture Schedule, Column 6 | n/a
Lamp Lumens | bill.east@us.army.mil | 2012-10-26T09:46:00 | Requirement | Type | Light Fixture B18 | 2900 | Lumens | n/a | n/a | n/a | Clinic_269_Lighting Fixture Schedule, Column 5 | n/a
Lamp Number | bill.east@us.army.mil | 2012-10-26T09:46:00 | Requirement | Type | Light Fixture B18 | 2 | each | n/a | n/a | n/a | Clinic_269_Lighting Fixture Schedule, Column 2 | n/a
Lamp Power | bill.east@us.army.mil | 2012-10-26T09:46:00 | Requirement | Type | Light Fixture B18 | 32 | Watts | n/a | n/a | n/a | Clinic_269_Lighting Fixture Schedule, Column 3 | n/a
Lamp Type | bill.east@us.army.mil | 2012-10-26T09:46:00 | Requirement | Type | Light Fixture B18 | Fluorescent - T8, 1219mm, RAPID START, 4100K, CRI=85 MINI. | n/a | n/a | n/a | n/a | Clinic_269_Lighting Fixture Schedule, Column 4 | n/a
Voltage | bill.east@us.army.mil | 2012-10-26T09:46:00 | Requirement | Type | Light Fixture B18 | 277 | Volts | n/a | n/a | n/a | Clinic_269_Lighting Fixture Schedule, Column 7 | n/a
Battery Backup | bill.east@us.army.mil | 2012-10-26T09:46:00 | Requirement | Type | Light Fixture B1B | Yes | n/a | n/a | n/a | n/a | Clinic_269_Lighting Fixture Schedule, Column 8 | n/a
CU @ RCR=1 | bill.east@us.army.mil | 2012-10-26T09:46:00 | Requirement | Type | Light Fixture B1B | 0.77 | LPW | n/a | n/a | n/a | Clinic_269_Lighting Fixture Schedule, Column 6 | n/a
Lamp Lumens | bill.east@us.army.mil | 2012-10-26T09:46:00 | Requirement | Type | Light Fixture B1B | 2900 | Lumens | n/a | n/a | n/a | Clinic_269_Lighting Fixture Schedule, Column 5 | n/a
Lamp Number | bill.east@us.army.mil | 2012-10-26T09:46:00 | Requirement | Type | Light Fixture B1B | 2 | each | n/a | n/a | n/a | Clinic_269_Lighting Fixture Schedule, Column 2 | n/a
Lamp Power | bill.east@us.army.mil | 2012-10-26T09:46:00 | Requirement | Type | Light Fixture B1B | 32 | Watts | n/a | n/a | n/a | Clinic_269_Lighting Fixture Schedule, Column 3 | n/a
Lamp Type | bill.east@us.army.mil | 2012-10-26T09:46:00 | Requirement | Type | Light Fixture B1B | Fluorescent - T8, 1219mm, RAPID START, 4100K, CRI=75 | n/a | n/a | n/a | n/a | Clinic_269_Lighting Fixture Schedule, Column 4 | n/a
Voltage | bill.east@us.army.mil | 2012-10-26T09:46:00 | Requirement | Type | Light Fixture B1B | 277 | Volts | n/a | n/a | n/a | Clinic_269_Lighting Fixture Schedule, Column 7 | n/a
Battery Backup | bill.east@us.army.mil | 2012-10-26T09:46:00 | Requirement | Type | Light Fixture B1D | No | n/a | n/a | n/a | n/a | Clinic_269_Lighting Fixture Schedule, Column 8 | n/a
CU @ RCR=1 | bill.east@us.army.mil | 2012-10-26T09:46:00 | Requirement | Type | Light Fixture B1D | 0.77 | LPW | n/a | n/a | n/a | Clinic_269_Lighting Fixture Schedule, Column 6 | n/a
Lamp Lumens | bill.east@us.army.mil | 2012-10-26T09:46:00 | Requirement | Type | Light Fixture B1D | 2900 | Lumens | n/a | n/a | n/a | Clinic_269_Lighting Fixture Schedule, Column 5 | n/a
Lamp Number | bill.east@us.army.mil | 2012-10-26T09:46:00 | Requirement | Type | Light Fixture B1D | 2 | each | n/a | n/a | n/a | Clinic_269_Lighting Fixture Schedule, Column 2 | n/a
Lamp Power | bill.east@us.army.mil | 2012-10-26T09:46:00 | Requirement | Type | Light Fixture B1D | 32 | Watts | n/a | n/a | n/a | Clinic_269_Lighting Fixture Schedule, Column 3 | n/a
Lamp Type | bill.east@us.army.mil | 2012-10-26T09:46:00 | Requirement | Type | Light Fixture B1D | Fluorescent - T8, 1219mm, RAPID START, 4100K, CRI=75 | n/a | n/a | n/a | n/a | Clinic_269_Lighting Fixture Schedule, Column 4 | n/a
Voltage | bill.east@us.army.mil | 2012-10-26T09:46:00 | Requirement | Type | Light Fixture B1D | 277 | Volts | n/a | n/a | n/a | Clinic_269_Lighting Fixture Schedule, Column 7 | n/a
Battery Backup | bill.east@us.army.mil | 2012-10-26T09:46:00 | Requirement | Type | Light Fixture B3 | No | n/a | n/a | n/a | n/a | Clinic_269_Lighting Fixture Schedule, Column 8 | n/a
CU @ RCR=1 | bill.east@us.army.mil | 2012-10-26T09:46:00 | Requirement | Type | Light Fixture B3 | 0.80 | LPW | n/a | n/a | n/a | Clinic_269_Lighting Fixture Schedule, Column 6 | n/a
Lamp Lumens | bill.east@us.army.mil | 2012-10-26T09:46:00 | Requirement | Type | Light Fixture B3 | 3150 | Lumens | n/a | n/a | n/a | Clinic_269_Lighting Fixture Schedule, Column 5 | n/a
Lamp Number | bill.east@us.army.mil | 2012-10-26T09:46:00 | Requirement | Type | Light Fixture B3 | 2 | each | n/a | n/a | n/a | Clinic_269_Lighting Fixture Schedule, Column 2 | n/a
Lamp Power | bill.east@us.army.mil | 2012-10-26T09:46:00 | Requirement | Type | Light Fixture B3 | 32 | Watts | n/a | n/a | n/a | Clinic_269_Lighting Fixture Schedule, Column 3 | n/a
Lamp Type | bill.east@us.army.mil | 2012-10-26T09:46:00 | Requirement | Type | Light Fixture B3 | Fluorescent - U-Shaped 4100K, CRI-75 | n/a | n/a | n/a | n/a | Clinic_269_Lighting Fixture Schedule, Column 4 | n/a
Voltage | bill.east@us.army.mil | 2012-10-26T09:46:00 | Requirement | Type | Light Fixture B3 | 277 | Volts | n/a | n/a | n/a | Clinic_269_Lighting Fixture Schedule, Column 7 | n/a
Battery Backup | bill.east@us.army.mil | 2012-10-26T09:46:00 | Requirement | Type | Light Fixture B3B | Yes | n/a | n/a | n/a | n/a | Clinic_269_Lighting Fixture Schedule, Column 8 | n/a
CU @ RCR=1 | bill.east@us.army.mil | 2012-10-26T09:46:00 | Requirement | Type | Light Fixture B3B | 0.80 | LPW | n/a | n/a | n/a | Clinic_269_Lighting Fixture Schedule, Column 6 | n/a
Lamp Lumens | bill.east@us.army.mil | 2012-10-26T09:46:00 | Requirement | Type | Light Fixture B3B | 3150 | Lumens | n/a | n/a | n/a | Clinic_269_Lighting Fixture Schedule, Column 5 | n/a
Lamp Number | bill.east@us.army.mil | 2012-10-26T09:46:00 | Requirement | Type | Light Fixture B3B | 2 | each | n/a | n/a | n/a | Clinic_269_Lighting Fixture Schedule, Column 2 | n/a
Lamp Power | bill.east@us.army.mil | 2012-10-26T09:46:00 | Requirement | Type | Light Fixture B3B | 32 | Watts | n/a | n/a | n/a | Clinic_269_Lighting Fixture Schedule, Column 3 | n/a
Lamp Type | bill.east@us.army.mil | 2012-10-26T09:46:00 | Requirement | Type | Light Fixture B3B | Fluorescent - U-Shaped 4100K, CRI-75 | n/a | n/a | n/a | n/a | Clinic_269_Lighting Fixture Schedule, Column 4 | n/a
Voltage | bill.east@us.army.mil | 2012-10-26T09:46:00 | Requirement | Type | Light Fixture B3B | 277 | Volts | n/a | n/a | n/a | Clinic_269_Lighting Fixture Schedule, Column 7 | n/a
Battery Backup | bill.east@us.army.mil | 2012-10-26T09:46:00 | Requirement | Type | Light Fixture B3D | No | n/a | n/a | n/a | n/a | Clinic_269_Lighting Fixture Schedule, Column 8 | n/a
CU @ RCR=1 | bill.east@us.army.mil | 2012-10-26T09:46:00 | Requirement | Type | Light Fixture B3D | 0.80 | LPW | n/a | n/a | n/a | Clinic_269_Lighting Fixture Schedule, Column 6 | n/a
Lamp Lumens | bill.east@us.army.mil | 2012-10-26T09:46:00 | Requirement | Type | Light Fixture B3D | 3150 | Lumens | n/a | n/a | n/a | Clinic_269_Lighting Fixture Schedule, Column 5 | n/a
Lamp Number | bill.east@us.army.mil | 2012-10-26T09:46:00 | Requirement | Type | Light Fixture B3D | 2 | each | n/a | n/a | n/a | Clinic_269_Lighting Fixture Schedule, Column 2 | n/a
Lamp Power | bill.east@us.army.mil | 2012-10-26T09:46:00 | Requirement | Type | Light Fixture B3D | 32 | Watts | n/a | n/a | n/a | Clinic_269_Lighting Fixture Schedule, Column 3 | n/a
Lamp Type | bill.east@us.army.mil | 2012-10-26T09:46:00 | Requirement | Type | Light Fixture B3D | Fluorescent - U-Shaped 4100K, CRI-75 | n/a | n/a | n/a | n/a | Clinic_269_Lighting Fixture Schedule, Column 4 | n/a
Voltage | bill.east@us.army.mil | 2012-10-26T09:46:00 | Requirement | Type | Light Fixture B3D | 277 | Volts | n/a | n/a | n/a | Clinic_269_Lighting Fixture Schedule, Column 7 | n/a
Battery Backup | bill.east@us.army.mil | 2012-10-26T09:46:00 | Requirement | Type | Light Fixture B3DB | Yes | n/a | n/a | n/a | n/a | Clinic_269_Lighting Fixture Schedule, Column 8 | n/a
CU @ RCR=1 | bill.east@us.army.mil | 2012-10-26T09:46:00 | Requirement | Type | Light Fixture B3DB | 0.80 | LPW | n/a | n/a | n/a | Clinic_269_Lighting Fixture Schedule, Column 6 | n/a
Lamp Lumens | bill.east@us.army.mil | 2012-10-26T09:46:00 | Requirement | Type | Light Fixture B3DB | 3150 | Lumens | n/a | n/a | n/a | Clinic_269_Lighting Fixture Schedule, Column 5 | n/a
Lamp Number | bill.east@us.army.mil | 2012-10-26T09:46:00 | Requirement | Type | Light Fixture B3DB | 2 | each | n/a | n/a | n/a | Clinic_269_Lighting Fixture Schedule, Column 2 | n/a
Lamp Power | bill.east@us.army.mil | 2012-10-26T09:46:00 | Requirement | Type | Light Fixture B3DB | 32 | Watts | n/a | n/a | n/a | Clinic_269_Lighting Fixture Schedule, Column 3 | n/a
Lamp Type | bill.east@us.army.mil | 2012-10-26T09:46:00 | Requirement | Type | Light Fixture B3DB | Fluorescent - U-Shaped 4100K, CRI-75 | n/a | n/a | n/a | n/a | Clinic_269_Lighting Fixture Schedule, Column 4 | n/a
Voltage | bill.east@us.army.mil | 2012-10-26T09:46:00 | Requirement | Type | Light Fixture B3DB | 277 | Volts | n/a | n/a | n/a | Clinic_269_Lighting Fixture Schedule, Column 7 | n/a
Battery Backup | bill.east@us.army.mil | 2012-10-26T09:46:00 | Requirement | Type | Light Fixture C1 | No | n/a | n/a | n/a | n/a | Clinic_269_Lighting Fixture Schedule, Column 8 | n/a
CU @ RCR=1 | bill.east@us.army.mil | 2012-10-26T09:46:00 | Requirement | Type | Light Fixture C1 | 0.78 | LPW | n/a | n/a | n/a | Clinic_269_Lighting Fixture Schedule, Column 6 | n/a
Lamp Lumens | bill.east@us.army.mil | 2012-10-26T09:46:00 | Requirement | Type | Light Fixture C1 | 2900 | Lumens | n/a | n/a | n/a | Clinic_269_Lighting Fixture Schedule, Column 5 | n/a
Lamp Number | bill.east@us.army.mil | 2012-10-26T09:46:00 | Requirement | Type | Light Fixture C1 | 3 | each | n/a | n/a | n/a | Clinic_269_Lighting Fixture Schedule, Column 2 | n/a
Lamp Power | bill.east@us.army.mil | 2012-10-26T09:46:00 | Requirement | Type | Light Fixture C1 | 32 | Watts | n/a | n/a | n/a | Clinic_269_Lighting Fixture Schedule, Column 3 | n/a
Lamp Type | bill.east@us.army.mil | 2012-10-26T09:46:00 | Requirement | Type | Light Fixture C1 | Fluorescent - T8, 1219mm, RAPID START, 4100K, CRI=75 | n/a | n/a | n/a | n/a | Clinic_269_Lighting Fixture Schedule, Column 4 | n/a
Voltage | bill.east@us.army.mil | 2012-10-26T09:46:00 | Requirement | Type | Light Fixture C1 | 277 | Volts | n/a | n/a | n/a | Clinic_269_Lighting Fixture Schedule, Column 7 | n/a
Battery Backup | bill.east@us.army.mil | 2012-10-26T09:46:00 | Requirement | Type | Light Fixture C18 | No | n/a | n/a | n/a | n/a | Clinic_269_Lighting Fixture Schedule, Column 8 | n/a
CU @ RCR=1 | bill.east@us.army.mil | 2012-10-26T09:46:00 | Requirement | Type | Light Fixture C18 | 0.78 | LPW | n/a | n/a | n/a | Clinic_269_Lighting Fixture Schedule, Column 6 | n/a
Lamp Lumens | bill.east@us.army.mil | 2012-10-26T09:46:00 | Requirement | Type | Light Fixture C18 | 2900 | Lumens | n/a | n/a | n/a | Clinic_269_Lighting Fixture Schedule, Column 5 | n/a
Lamp Number | bill.east@us.army.mil | 2012-10-26T09:46:00 | Requirement | Type | Light Fixture C18 | 3 | each | n/a | n/a | n/a | Clinic_269_Lighting Fixture Schedule, Column 2 | n/a
Lamp Power | bill.east@us.army.mil | 2012-10-26T09:46:00 | Requirement | Type | Light Fixture C18 | 32 | Watts | n/a | n/a | n/a | Clinic_269_Lighting Fixture Schedule, Column 3 | n/a
Lamp Type | bill.east@us.army.mil | 2012-10-26T09:46:00 | Requirement | Type | Light Fixture C18 | Fluorescent - T8, 1219mm, RAPID START, 4100K, CRI=85 MINI. | n/a | n/a | n/a | n/a | Clinic_269_Lighting Fixture Schedule, Column 4 | n/a
Voltage | bill.east@us.army.mil | 2012-10-26T09:46:00 | Requirement | Type | Light Fixture C18 | 277 | Volts | n/a | n/a | n/a | Clinic_269_Lighting Fixture Schedule, Column 7 | n/a
Battery Backup | bill.east@us.army.mil | 2012-10-26T09:46:00 | Requirement | Type | Light Fixture C18B | Yes | n/a | n/a | n/a | n/a | Clinic_269_Lighting Fixture Schedule, Column 8 | n/a
CU @ RCR=1 | bill.east@us.army.mil | 2012-10-26T09:46:00 | Requirement | Type | Light Fixture C18B | 0.78 | LPW | n/a | n/a | n/a | Clinic_269_Lighting Fixture Schedule, Column 6 | n/a
Lamp Lumens | bill.east@us.army.mil | 2012-10-26T09:46:00 | Requirement | Type | Light Fixture C18B | 2900 | Lumens | n/a | n/a | n/a | Clinic_269_Lighting Fixture Schedule, Column 5 | n/a
Lamp Number | bill.east@us.army.mil | 2012-10-26T09:46:00 | Requirement | Type | Light Fixture C18B | 3 | each | n/a | n/a | n/a | Clinic_269_Lighting Fixture Schedule, Column 2 | n/a
Lamp Power | bill.east@us.army.mil | 2012-10-26T09:46:00 | Requirement | Type | Light Fixture C18B | 32 | Watts | n/a | n/a | n/a | Clinic_269_Lighting Fixture Schedule, Column 3 | n/a
Lamp Type | bill.east@us.army.mil | 2012-10-26T09:46:00 | Requirement | Type | Light Fixture C18B | Fluorescent - T8, 1219mm, RAPID START, 4100K, CRI=85 MINI. | n/a | n/a | n/a | n/a | Clinic_269_Lighting Fixture Schedule, Column 4 | n/a
Voltage | bill.east@us.army.mil | 2012-10-26T09:46:00 | Requirement | Type | Light Fixture C18B | 277 | Volts | n/a | n/a | n/a | Clinic_269_Lighting Fixture Schedule, Column 7 | n/a
Battery Backup | bill.east@us.army.mil | 2012-10-26T09:46:00 | Requirement | Type | Light Fixture C1B | No | n/a | n/a | n/a | n/a | Clinic_269_Lighting Fixture Schedule, Column 8 | n/a
CU @ RCR=1 | bill.east@us.army.mil | 2012-10-26T09:46:00 | Requirement | Type | Light Fixture C1B | 0.78 | LPW | n/a | n/a | n/a | Clinic_269_Lighting Fixture Schedule, Column 6 | n/a
Lamp Lumens | bill.east@us.army.mil | 2012-10-26T09:46:00 | Requirement | Type | Light Fixture C1B | 2900 | Lumens | n/a | n/a | n/a | Clinic_269_Lighting Fixture Schedule, Column 5 | n/a
Lamp Number | bill.east@us.army.mil | 2012-10-26T09:46:00 | Requirement | Type | Light Fixture C1B | 3 | each | n/a | n/a | n/a | Clinic_269_Lighting Fixture Schedule, Column 2 | n/a
Lamp Power | bill.east@us.army.mil | 2012-10-26T09:46:00 | Requirement | Type | Light Fixture C1B | 32 | Watts | n/a | n/a | n/a | Clinic_269_Lighting Fixture Schedule, Column 3 | n/a
Lamp Type | bill.east@us.army.mil | 2012-10-26T09:46:00 | Requirement | Type | Light Fixture C1B | Fluorescent - T8, 1219mm, RAPID START, 4100K, CRI=75 | n/a | n/a | n/a | n/a | Clinic_269_Lighting Fixture Schedule, Column 4 | n/a
Voltage | bill.east@us.army.mil | 2012-10-26T09:46:00 | Requirement | Type | Light Fixture C1B | 277 | Volts | n/a | n/a | n/a | Clinic_269_Lighting Fixture Schedule, Column 7 | n/a
Battery Backup | bill.east@us.army.mil | 2012-10-26T09:46:00 | Requirement | Type | Light Fixture C1D | No | n/a | n/a | n/a | n/a | Clinic_269_Lighting Fixture Schedule, Column 8 | n/a
CU @ RCR=1 | bill.east@us.army.mil | 2012-10-26T09:46:00 | Requirement | Type | Light Fixture C1D | 0.78 | LPW | n/a | n/a | n/a | Clinic_269_Lighting Fixture Schedule, Column 6 | n/a
Lamp Lumens | bill.east@us.army.mil | 2012-10-26T09:46:00 | Requirement | Type | Light Fixture C1D | 2900 | Lumens | n/a | n/a | n/a | Clinic_269_Lighting Fixture Schedule, Column 5 | n/a
Lamp Number | bill.east@us.army.mil | 2012-10-26T09:46:00 | Requirement | Type | Light Fixture C1D | 3 | each | n/a | n/a | n/a | Clinic_269_Lighting Fixture Schedule, Column 2 | n/a
Lamp Power | bill.east@us.army.mil | 2012-10-26T09:46:00 | Requirement | Type | Light Fixture C1D | 32 | Watts | n/a | n/a | n/a | Clinic_269_Lighting Fixture Schedule, Column 3 | n/a
Lamp Type | bill.east@us.army.mil | 2012-10-26T09:46:00 | Requirement | Type | Light Fixture C1D | Fluorescent - T8, 1219mm, RAPID START, 4100K, CRI=75 | n/a | n/a | n/a | n/a | Clinic_269_Lighting Fixture Schedule, Column 4 | n/a
Voltage | bill.east@us.army.mil | 2012-10-26T09:46:00 | Requirement | Type | Light Fixture C1D | 277 | Volts | n/a | n/a | n/a | Clinic_269_Lighting Fixture Schedule, Column 7 | n/a
Battery Backup | bill.east@us.army.mil | 2012-10-26T09:46:00 | Requirement | Type | Light Fixture D18 | No | n/a | n/a | n/a | n/a | Clinic_269_Lighting Fixture Schedule, Column 8 | n/a
CU @ RCR=1 | bill.east@us.army.mil | 2012-10-26T09:46:00 | Requirement | Type | Light Fixture D18 | 0.77 | LPW | n/a | n/a | n/a | Clinic_269_Lighting Fixture Schedule, Column 6 | n/a
Lamp Lumens | bill.east@us.army.mil | 2012-10-26T09:46:00 | Requirement | Type | Light Fixture D18 | 1800 | Lumens | n/a | n/a | n/a | Clinic_269_Lighting Fixture Schedule, Column 5 | n/a
Lamp Number | bill.east@us.army.mil | 2012-10-26T09:46:00 | Requirement | Type | Light Fixture D18 | 3 | each | n/a | n/a | n/a | Clinic_269_Lighting Fixture Schedule, Column 2 | n/a
Lamp Power | bill.east@us.army.mil | 2012-10-26T09:46:00 | Requirement | Type | Light Fixture D18 | 32 or 30 | Watts | n/a | n/a | n/a | Clinic_269_Lighting Fixture Schedule, Column 3 | n/a
Lamp Type | bill.east@us.army.mil | 2012-10-26T09:46:00 | Requirement | Type | Light Fixture D18 | Fluorescent - T8 or TH10, 1219mm, RAPID START, 5000K, CRI=90 | n/a | n/a | n/a | n/a | Clinic_269_Lighting Fixture Schedule, Column 4 | n/a
Voltage | bill.east@us.army.mil | 2012-10-26T09:46:00 | Requirement | Type | Light Fixture D18 | 277 | Volts | n/a | n/a | n/a | Clinic_269_Lighting Fixture Schedule, Column 7 | n/a
Battery Backup | bill.east@us.army.mil | 2012-10-26T09:46:00 | Requirement | Type | Light Fixture E1 | No | n/a | n/a | n/a | n/a | Clinic_269_Lighting Fixture Schedule, Column 8 | n/a
CU @ RCR=1 | bill.east@us.army.mil | 2012-10-26T09:46:00 | Requirement | Type | Light Fixture E1 | n/a | LPW | n/a | n/a | n/a | Clinic_269_Lighting Fixture Schedule, Column 6 | n/a
Lamp Lumens | bill.east@us.army.mil | 2012-10-26T09:46:00 | Requirement | Type | Light Fixture E1 | 2900 | Lumens | n/a | n/a | n/a | Clinic_269_Lighting Fixture Schedule, Column 5 | n/a
Lamp Number | bill.east@us.army.mil | 2012-10-26T09:46:00 | Requirement | Type | Light Fixture E1 | 2 | each | n/a | n/a | n/a | Clinic_269_Lighting Fixture Schedule, Column 2 | n/a
Lamp Power | bill.east@us.army.mil | 2012-10-26T09:46:00 | Requirement | Type | Light Fixture E1 | 32 | Watts | n/a | n/a | n/a | Clinic_269_Lighting Fixture Schedule, Column 3 | n/a
Lamp Type | bill.east@us.army.mil | 2012-10-26T09:46:00 | Requirement | Type | Light Fixture E1 | Fluorescent - T8, 1219mm, RAPID START, 4100K, CRI=75 | n/a | n/a | n/a | n/a | Clinic_269_Lighting Fixture Schedule, Column 4 | n/a
Voltage | bill.east@us.army.mil | 2012-10-26T09:46:00 | Requirement | Type | Light Fixture E1 | 277 | Volts | n/a | n/a | n/a | Clinic_269_Lighting Fixture Schedule, Column 7 | n/a
Battery Backup | bill.east@us.army.mil | 2012-10-26T09:46:00 | Requirement | Type | Light Fixture E2 | No | n/a | n/a | n/a | n/a | Clinic_269_Lighting Fixture Schedule, Column 8 | n/a
CU @ RCR=1 | bill.east@us.army.mil | 2012-10-26T09:46:00 | Requirement | Type | Light Fixture E2 | n/a | LPW | n/a | n/a | n/a | Clinic_269_Lighting Fixture Schedule, Column 6 | n/a
Lamp Lumens | bill.east@us.army.mil | 2012-10-26T09:46:00 | Requirement | Type | Light Fixture E2 | 1375 | Lumens | n/a | n/a | n/a | Clinic_269_Lighting Fixture Schedule, Column 5 | n/a
Lamp Number | bill.east@us.army.mil | 2012-10-26T09:46:00 | Requirement | Type | Light Fixture E2 | 2 | each | n/a | n/a | n/a | Clinic_269_Lighting Fixture Schedule, Column 2 | n/a
Lamp Power | bill.east@us.army.mil | 2012-10-26T09:46:00 | Requirement | Type | Light Fixture E2 | 17 | Watts | n/a | n/a | n/a | Clinic_269_Lighting Fixture Schedule, Column 3 | n/a
Lamp Type | bill.east@us.army.mil | 2012-10-26T09:46:00 | Requirement | Type | Light Fixture E2 | Fluorescent -T8, 610mm, RAPID START, 4100K, CRI=80 | n/a | n/a | n/a | n/a | Clinic_269_Lighting Fixture Schedule, Column 4 | n/a
Voltage | bill.east@us.army.mil | 2012-10-26T09:46:00 | Requirement | Type | Light Fixture E2 | 277 | Volts | n/a | n/a | n/a | Clinic_269_Lighting Fixture Schedule, Column 7 | n/a
Battery Backup | bill.east@us.army.mil | 2012-10-26T09:46:00 | Requirement | Type | Light Fixture LV | No | n/a | n/a | n/a | n/a | Clinic_269_Lighting Fixture Schedule, Column 8 | n/a
CU @ RCR=1 | bill.east@us.army.mil | 2012-10-26T09:46:00 | Requirement | Type | Light Fixture LV | n/a | LPW | n/a | n/a | n/a | Clinic_269_Lighting Fixture Schedule, Column 6 | n/a
Lamp Lumens | bill.east@us.army.mil | 2012-10-26T09:46:00 | Requirement | Type | Light Fixture LV | n/a | Lumens | n/a | n/a | n/a | Clinic_269_Lighting Fixture Schedule, Column 5 | n/a
Lamp Number | bill.east@us.army.mil | 2012-10-26T09:46:00 | Requirement | Type | Light Fixture LV | 1 | each | n/a | n/a | n/a | Clinic_269_Lighting Fixture Schedule, Column 2 | n/a
Lamp Power | bill.east@us.army.mil | 2012-10-26T09:46:00 | Requirement | Type | Light Fixture LV | 50 | Watts | n/a | n/a | n/a | Clinic_269_Lighting Fixture Schedule, Column 3 | n/a
Lamp Type | bill.east@us.army.mil | 2012-10-26T09:46:00 | Requirement | Type | Light Fixture LV | Halogen - MR16 | n/a | n/a | n/a | n/a | Clinic_269_Lighting Fixture Schedule, Column 4 | n/a
Voltage | bill.east@us.army.mil | 2012-10-26T09:46:00 | Requirement | Type | Light Fixture LV | 277 | Volts | n/a | n/a | n/a | Clinic_269_Lighting Fixture Schedule, Column 7 | n/a
Battery Backup | bill.east@us.army.mil | 2012-10-26T09:46:00 | Requirement | Type | Light Fixture M175 | No | n/a | n/a | n/a | n/a | Clinic_269_Lighting Fixture Schedule, Column 8 | n/a
CU @ RCR=1 | bill.east@us.army.mil | 2012-10-26T09:46:00 | Requirement | Type | Light Fixture M175 | n/a | LPW | n/a | n/a | n/a | Clinic_269_Lighting Fixture Schedule, Column 6 | n/a
Lamp Lumens | bill.east@us.army.mil | 2012-10-26T09:46:00 | Requirement | Type | Light Fixture M175 | 14000 | Lumens | n/a | n/a | n/a | Clinic_269_Lighting Fixture Schedule, Column 5 | n/a
Lamp Number | bill.east@us.army.mil | 2012-10-26T09:46:00 | Requirement | Type | Light Fixture M175 | 1 | each | n/a | n/a | n/a | Clinic_269_Lighting Fixture Schedule, Column 2 | n/a
Lamp Power | bill.east@us.army.mil | 2012-10-26T09:46:00 | Requirement | Type | Light Fixture M175 | 175 | Watts | n/a | n/a | n/a | Clinic_269_Lighting Fixture Schedule, Column 3 | n/a
Lamp Type | bill.east@us.army.mil | 2012-10-26T09:46:00 | Requirement | Type | Light Fixture M175 | Metal Halide | n/a | n/a | n/a | n/a | Clinic_269_Lighting Fixture Schedule, Column 4 | n/a
Voltage | bill.east@us.army.mil | 2012-10-26T09:46:00 | Requirement | Type | Light Fixture M175 | 277 | Volts | n/a | n/a | n/a | Clinic_269_Lighting Fixture Schedule, Column 7 | n/a
Battery Backup | bill.east@us.army.mil | 2012-10-26T09:46:00 | Requirement | Type | Light Fixture M250 | No | n/a | n/a | n/a | n/a | Clinic_269_Lighting Fixture Schedule, Column 8 | n/a
CU @ RCR=1 | bill.east@us.army.mil | 2012-10-26T09:46:00 | Requirement | Type | Light Fixture M250 | n/a | LPW | n/a | n/a | n/a | Clinic_269_Lighting Fixture Schedule, Column 6 | n/a
Lamp Lumens | bill.east@us.army.mil | 2012-10-26T09:46:00 | Requirement | Type | Light Fixture M250 | 20500 | Lumens | n/a | n/a | n/a | Clinic_269_Lighting Fixture Schedule, Column 5 | n/a
Lamp Number | bill.east@us.army.mil | 2012-10-26T09:46:00 | Requirement | Type | Light Fixture M250 | 1 | each | n/a | n/a | n/a | Clinic_269_Lighting Fixture Schedule, Column 2 | n/a
Lamp Power | bill.east@us.army.mil | 2012-10-26T09:46:00 | Requirement | Type | Light Fixture M250 | 250 | Watts | n/a | n/a | n/a | Clinic_269_Lighting Fixture Schedule, Column 3 | n/a
Lamp Type | bill.east@us.army.mil | 2012-10-26T09:46:00 | Requirement | Type | Light Fixture M250 | Metal Halide | n/a | n/a | n/a | n/a | Clinic_269_Lighting Fixture Schedule, Column 4 | n/a
Voltage | bill.east@us.army.mil | 2012-10-26T09:46:00 | Requirement | Type | Light Fixture M250 | 277 | Volts | n/a | n/a | n/a | Clinic_269_Lighting Fixture Schedule, Column 7 | n/a
Battery Backup | bill.east@us.army.mil | 2012-10-26T09:46:00 | Requirement | Type | Light Fixture M400 | No | n/a | n/a | n/a | n/a | Clinic_269_Lighting Fixture Schedule, Column 8 | n/a
CU @ RCR=1 | bill.east@us.army.mil | 2012-10-26T09:46:00 | Requirement | Type | Light Fixture M400 | n/a | LPW | n/a | n/a | n/a | Clinic_269_Lighting Fixture Schedule, Column 6 | n/a
Lamp Lumens | bill.east@us.army.mil | 2012-10-26T09:46:00 | Requirement | Type | Light Fixture M400 | 36000 | Lumens | n/a | n/a | n/a | Clinic_269_Lighting Fixture Schedule, Column 5 | n/a
Lamp Number | bill.east@us.army.mil | 2012-10-26T09:46:00 | Requirement | Type | Light Fixture M400 | 1 | each | n/a | n/a | n/a | Clinic_269_Lighting Fixture Schedule, Column 2 | n/a
Lamp Power | bill.east@us.army.mil | 2012-10-26T09:46:00 | Requirement | Type | Light Fixture M400 | 400 | Watts | n/a | n/a | n/a | Clinic_269_Lighting Fixture Schedule, Column 3 | n/a
Lamp Type | bill.east@us.army.mil | 2012-10-26T09:46:00 | Requirement | Type | Light Fixture M400 | Metal Halide | n/a | n/a | n/a | n/a | Clinic_269_Lighting Fixture Schedule, Column 4 | n/a
Voltage | bill.east@us.army.mil | 2012-10-26T09:46:00 | Requirement | Type | Light Fixture M400 | 277 | Volts | n/a | n/a | n/a | Clinic_269_Lighting Fixture Schedule, Column 7 | n/a
Battery Backup | bill.east@us.army.mil | 2012-10-26T09:46:00 | Requirement | Type | Light Fixture P1 | No | n/a | n/a | n/a | n/a | Clinic_269_Lighting Fixture Schedule, Column 8 | n/a
CU @ RCR=1 | bill.east@us.army.mil | 2012-10-26T09:46:00 | Requirement | Type | Light Fixture P1 | 0.56 | LPW | n/a | n/a | n/a | Clinic_269_Lighting Fixture Schedule, Column 6 | n/a
Lamp Lumens | bill.east@us.army.mil | 2012-10-26T09:46:00 | Requirement | Type | Light Fixture P1 | 2900 | Lumens | n/a | n/a | n/a | Clinic_269_Lighting Fixture Schedule, Column 5 | n/a
Lamp Number | bill.east@us.army.mil | 2012-10-26T09:46:00 | Requirement | Type | Light Fixture P1 | 3 | each | n/a | n/a | n/a | Clinic_269_Lighting Fixture Schedule, Column 2 | n/a
Lamp Power | bill.east@us.army.mil | 2012-10-26T09:46:00 | Requirement | Type | Light Fixture P1 | 32 | Watts | n/a | n/a | n/a | Clinic_269_Lighting Fixture Schedule, Column 3 | n/a
Lamp Type | bill.east@us.army.mil | 2012-10-26T09:46:00 | Requirement | Type | Light Fixture P1 | Fluorescent - T8, 1219mm, RAPID START, 4100K, CRI=75 | n/a | n/a | n/a | n/a | Clinic_269_Lighting Fixture Schedule, Column 4 | n/a
Voltage | bill.east@us.army.mil | 2012-10-26T09:46:00 | Requirement | Type | Light Fixture P1 | 277 | Volts | n/a | n/a | n/a | Clinic_269_Lighting Fixture Schedule, Column 7 | n/a
Battery Backup | bill.east@us.army.mil | 2012-10-26T09:46:00 | Requirement | Type | Light Fixture Q1 | No | n/a | n/a | n/a | n/a | Clinic_269_Lighting Fixture Schedule, Column 8 | n/a
CU @ RCR=1 | bill.east@us.army.mil | 2012-10-26T09:46:00 | Requirement | Type | Light Fixture Q1 | 0.88 | LPW | n/a | n/a | n/a | Clinic_269_Lighting Fixture Schedule, Column 6 | n/a
Lamp Lumens | bill.east@us.army.mil | 2012-10-26T09:46:00 | Requirement | Type | Light Fixture Q1 | 2900 | Lumens | n/a | n/a | n/a | Clinic_269_Lighting Fixture Schedule, Column 5 | n/a
Lamp Number | bill.east@us.army.mil | 2012-10-26T09:46:00 | Requirement | Type | Light Fixture Q1 | 1 | each | n/a | n/a | n/a | Clinic_269_Lighting Fixture Schedule, Column 2 | n/a
Lamp Power | bill.east@us.army.mil | 2012-10-26T09:46:00 | Requirement | Type | Light Fixture Q1 | 32 | Watts | n/a | n/a | n/a | Clinic_269_Lighting Fixture Schedule, Column 3 | n/a
Lamp Type | bill.east@us.army.mil | 2012-10-26T09:46:00 | Requirement | Type | Light Fixture Q1 | Fluorescent - T8, 1219mm, RAPID START, 4100K, CRI=75 | n/a | n/a | n/a | n/a | Clinic_269_Lighting Fixture Schedule, Column 4 | n/a
Voltage | bill.east@us.army.mil | 2012-10-26T09:46:00 | Requirement | Type | Light Fixture Q1 | 277 | Volts | n/a | n/a | n/a | Clinic_269_Lighting Fixture Schedule, Column 7 | n/a
Battery Backup | bill.east@us.army.mil | 2012-10-26T09:46:00 | Requirement | Type | Light Fixture Q4 | No | n/a | n/a | n/a | n/a | Clinic_269_Lighting Fixture Schedule, Column 8 | n/a
CU @ RCR=1 | bill.east@us.army.mil | 2012-10-26T09:46:00 | Requirement | Type | Light Fixture Q4 | 0.89 | LPW | n/a | n/a | n/a | Clinic_269_Lighting Fixture Schedule, Column 6 | n/a
Lamp Lumens | bill.east@us.army.mil | 2012-10-26T09:46:00 | Requirement | Type | Light Fixture Q4 | 2900 | Lumens | n/a | n/a | n/a | Clinic_269_Lighting Fixture Schedule, Column 5 | n/a
Lamp Number | bill.east@us.army.mil | 2012-10-26T09:46:00 | Requirement | Type | Light Fixture Q4 | 2 | each | n/a | n/a | n/a | Clinic_269_Lighting Fixture Schedule, Column 2 | n/a
Lamp Power | bill.east@us.army.mil | 2012-10-26T09:46:00 | Requirement | Type | Light Fixture Q4 | 32 | Watts | n/a | n/a | n/a | Clinic_269_Lighting Fixture Schedule, Column 3 | n/a
Lamp Type | bill.east@us.army.mil | 2012-10-26T09:46:00 | Requirement | Type | Light Fixture Q4 | Fluorescent - T8, 1219mm, RAPID START, 4100K, CRI=75 | n/a | n/a | n/a | n/a | Clinic_269_Lighting Fixture Schedule, Column 4 | n/a
Voltage | bill.east@us.army.mil | 2012-10-26T09:46:00 | Requirement | Type | Light Fixture Q4 | 277 | Volts | n/a | n/a | n/a | Clinic_269_Lighting Fixture Schedule, Column 7 | n/a
Battery Backup | bill.east@us.army.mil | 2012-10-26T09:46:00 | Requirement | Type | Light Fixture Q4B | Yes | n/a | n/a | n/a | n/a | Clinic_269_Lighting Fixture Schedule, Column 8 | n/a
CU @ RCR=1 | bill.east@us.army.mil | 2012-10-26T09:46:00 | Requirement | Type | Light Fixture Q4B | 0.89 | LPW | n/a | n/a | n/a | Clinic_269_Lighting Fixture Schedule, Column 6 | n/a
Lamp Lumens | bill.east@us.army.mil | 2012-10-26T09:46:00 | Requirement | Type | Light Fixture Q4B | 2900 | Lumens | n/a | n/a | n/a | Clinic_269_Lighting Fixture Schedule, Column 5 | n/a
Lamp Number | bill.east@us.army.mil | 2012-10-26T09:46:00 | Requirement | Type | Light Fixture Q4B | 2 | each | n/a | n/a | n/a | Clinic_269_Lighting Fixture Schedule, Column 2 | n/a
Lamp Power | bill.east@us.army.mil | 2012-10-26T09:46:00 | Requirement | Type | Light Fixture Q4B | 32 | Watts | n/a | n/a | n/a | Clinic_269_Lighting Fixture Schedule, Column 3 | n/a
Lamp Type | bill.east@us.army.mil | 2012-10-26T09:46:00 | Requirement | Type | Light Fixture Q4B | Fluorescent - T8, 1219mm, RAPID START, 4100K, CRI=75 | n/a | n/a | n/a | n/a | Clinic_269_Lighting Fixture Schedule, Column 4 | n/a
Voltage | bill.east@us.army.mil | 2012-10-26T09:46:00 | Requirement | Type | Light Fixture Q4B | 277 | Volts | n/a | n/a | n/a | Clinic_269_Lighting Fixture Schedule, Column 7 | n/a
Battery Backup | bill.east@us.army.mil | 2012-10-26T09:46:00 | Requirement | Type | Light Fixture R1 | No | n/a | n/a | n/a | n/a | Clinic_269_Lighting Fixture Schedule, Column 8 | n/a
CU @ RCR=1 | bill.east@us.army.mil | 2012-10-26T09:46:00 | Requirement | Type | Light Fixture R1 | 0.80 | LPW | n/a | n/a | n/a | Clinic_269_Lighting Fixture Schedule, Column 6 | n/a
Lamp Lumens | bill.east@us.army.mil | 2012-10-26T09:46:00 | Requirement | Type | Light Fixture R1 | 2900 | Lumens | n/a | n/a | n/a | Clinic_269_Lighting Fixture Schedule, Column 5 | n/a
Lamp Number | bill.east@us.army.mil | 2012-10-26T09:46:00 | Requirement | Type | Light Fixture R1 | 2 | each | n/a | n/a | n/a | Clinic_269_Lighting Fixture Schedule, Column 2 | n/a
Lamp Power | bill.east@us.army.mil | 2012-10-26T09:46:00 | Requirement | Type | Light Fixture R1 | 32 | Watts | n/a | n/a | n/a | Clinic_269_Lighting Fixture Schedule, Column 3 | n/a
Lamp Type | bill.east@us.army.mil | 2012-10-26T09:46:00 | Requirement | Type | Light Fixture R1 | Fluorescent - T8, 1219mm, RAPID START, 4100K, CRI=75 | n/a | n/a | n/a | n/a | Clinic_269_Lighting Fixture Schedule, Column 4 | n/a
Voltage | bill.east@us.army.mil | 2012-10-26T09:46:00 | Requirement | Type | Light Fixture R1 | 277 | Volts | n/a | n/a | n/a | Clinic_269_Lighting Fixture Schedule, Column 7 | n/a
Battery Backup | bill.east@us.army.mil | 2012-10-26T09:46:00 | Requirement | Type | Light Fixture S | No | n/a | n/a | n/a | n/a | Clinic_269_Lighting Fixture Schedule, Column 8 | n/a
CU @ RCR=1 | bill.east@us.army.mil | 2012-10-26T09:46:00 | Requirement | Type | Light Fixture S | n/a | LPW | n/a | n/a | n/a | Clinic_269_Lighting Fixture Schedule, Column 6 | n/a
Lamp Lumens | bill.east@us.army.mil | 2012-10-26T09:46:00 | Requirement | Type | Light Fixture S | 2900 | Lumens | n/a | n/a | n/a | Clinic_269_Lighting Fixture Schedule, Column 5 | n/a
Lamp Number | bill.east@us.army.mil | 2012-10-26T09:46:00 | Requirement | Type | Light Fixture S | 1 | each | n/a | n/a | n/a | Clinic_269_Lighting Fixture Schedule, Column 2 | n/a
Lamp Power | bill.east@us.army.mil | 2012-10-26T09:46:00 | Requirement | Type | Light Fixture S | 75 | Watts | n/a | n/a | n/a | Clinic_269_Lighting Fixture Schedule, Column 3 | n/a
Lamp Type | bill.east@us.army.mil | 2012-10-26T09:46:00 | Requirement | Type | Light Fixture S | Incandescent - Par 38 | n/a | n/a | n/a | n/a | Clinic_269_Lighting Fixture Schedule, Column 4 | n/a
Voltage | bill.east@us.army.mil | 2012-10-26T09:46:00 | Requirement | Type | Light Fixture S | 120 | Volts | n/a | n/a | n/a | Clinic_269_Lighting Fixture Schedule, Column 7 | n/a
Battery Backup | bill.east@us.army.mil | 2012-10-26T09:46:00 | Requirement | Type | Light Fixture SA | No | n/a | n/a | n/a | n/a | Clinic_269_Lighting Fixture Schedule, Column 8 | n/a
CU @ RCR=1 | bill.east@us.army.mil | 2012-10-26T09:46:00 | Requirement | Type | Light Fixture SA | 0.24 | LPW | n/a | n/a | n/a | Clinic_269_Lighting Fixture Schedule, Column 6 | n/a
Lamp Lumens | bill.east@us.army.mil | 2012-10-26T09:46:00 | Requirement | Type | Light Fixture SA | 950 | Lumens | n/a | n/a | n/a | Clinic_269_Lighting Fixture Schedule, Column 5 | n/a
Lamp Number | bill.east@us.army.mil | 2012-10-26T09:46:00 | Requirement | Type | Light Fixture SA | 1 | each | n/a | n/a | n/a | Clinic_269_Lighting Fixture Schedule, Column 2 | n/a
Lamp Power | bill.east@us.army.mil | 2012-10-26T09:46:00 | Requirement | Type | Light Fixture SA | 13 | Watts | n/a | n/a | n/a | Clinic_269_Lighting Fixture Schedule, Column 3 | n/a
Lamp Type | bill.east@us.army.mil | 2012-10-26T09:46:00 | Requirement | Type | Light Fixture SA | Fluorescent - T4, Twin Tube, 4100K, CRI=82 | n/a | n/a | n/a | n/a | Clinic_269_Lighting Fixture Schedule, Column 4 | n/a
Voltage | bill.east@us.army.mil | 2012-10-26T09:46:00 | Requirement | Type | Light Fixture SA | 277 | Volts | n/a | n/a | n/a | Clinic_269_Lighting Fixture Schedule, Column 7 | n/a
Battery Backup | bill.east@us.army.mil | 2012-10-26T09:46:00 | Requirement | Type | Light Fixture SB | No | n/a | n/a | n/a | n/a | Clinic_269_Lighting Fixture Schedule, Column 8 | n/a
CU @ RCR=1 | bill.east@us.army.mil | 2012-10-26T09:46:00 | Requirement | Type | Light Fixture SB | 0.52 | LPW | n/a | n/a | n/a | Clinic_269_Lighting Fixture Schedule, Column 6 | n/a
Lamp Lumens | bill.east@us.army.mil | 2012-10-26T09:46:00 | Requirement | Type | Light Fixture SB | 1200 | Lumens | n/a | n/a | n/a | Clinic_269_Lighting Fixture Schedule, Column 5 | n/a
Lamp Number | bill.east@us.army.mil | 2012-10-26T09:46:00 | Requirement | Type | Light Fixture SB | 1 | each | n/a | n/a | n/a | Clinic_269_Lighting Fixture Schedule, Column 2 | n/a
Lamp Power | bill.east@us.army.mil | 2012-10-26T09:46:00 | Requirement | Type | Light Fixture SB | 18 | Watts | n/a | n/a | n/a | Clinic_269_Lighting Fixture Schedule, Column 3 | n/a
Lamp Type | bill.east@us.army.mil | 2012-10-26T09:46:00 | Requirement | Type | Light Fixture SB | Fluorescent - T4, Quad Tube, 4100K, CRI=82 | n/a | n/a | n/a | n/a | Clinic_269_Lighting Fixture Schedule, Column 4 | n/a
Voltage | bill.east@us.army.mil | 2012-10-26T09:46:00 | Requirement | Type | Light Fixture SB | 277 | Volts | n/a | n/a | n/a | Clinic_269_Lighting Fixture Schedule, Column 7 | n/a
Battery Backup | bill.east@us.army.mil | 2012-10-26T09:46:00 | Requirement | Type | Light Fixture SBB | Yes | n/a | n/a | n/a | n/a | Clinic_269_Lighting Fixture Schedule, Column 8 | n/a
CU @ RCR=1 | bill.east@us.army.mil | 2012-10-26T09:46:00 | Requirement | Type | Light Fixture SBB | 0.52 | LPW | n/a | n/a | n/a | Clinic_269_Lighting Fixture Schedule, Column 6 | n/a
Lamp Lumens | bill.east@us.army.mil | 2012-10-26T09:46:00 | Requirement | Type | Light Fixture SBB | 1200 | Lumens | n/a | n/a | n/a | Clinic_269_Lighting Fixture Schedule, Column 5 | n/a
Lamp Number | bill.east@us.army.mil | 2012-10-26T09:46:00 | Requirement | Type | Light Fixture SBB | 1 | each | n/a | n/a | n/a | Clinic_269_Lighting Fixture Schedule, Column 2 | n/a
Lamp Power | bill.east@us.army.mil | 2012-10-26T09:46:00 | Requirement | Type | Light Fixture SBB | 18 | Watts | n/a | n/a | n/a | Clinic_269_Lighting Fixture Schedule, Column 3 | n/a
Lamp Type | bill.east@us.army.mil | 2012-10-26T09:46:00 | Requirement | Type | Light Fixture SBB | Fluorescent - T4, Quad Tube, 4100K, CRI=82 | n/a | n/a | n/a | n/a | Clinic_269_Lighting Fixture Schedule, Column 4 | n/a
Voltage | bill.east@us.army.mil | 2012-10-26T09:46:00 | Requirement | Type | Light Fixture SBB | 277 | Volts | n/a | n/a | n/a | Clinic_269_Lighting Fixture Schedule, Column 7 | n/a
Battery Backup | bill.east@us.army.mil | 2012-10-26T09:46:00 | Requirement | Type | Light Fixture SC | No | n/a | n/a | n/a | n/a | Clinic_269_Lighting Fixture Schedule, Column 8 | n/a
CU @ RCR=1 | bill.east@us.army.mil | 2012-10-26T09:46:00 | Requirement | Type | Light Fixture SC | 0.61 | LPW | n/a | n/a | n/a | Clinic_269_Lighting Fixture Schedule, Column 6 | n/a
Lamp Lumens | bill.east@us.army.mil | 2012-10-26T09:46:00 | Requirement | Type | Light Fixture SC | 2400 | Lumens | n/a | n/a | n/a | Clinic_269_Lighting Fixture Schedule, Column 5 | n/a
Lamp Number | bill.east@us.army.mil | 2012-10-26T09:46:00 | Requirement | Type | Light Fixture SC | 3 | each | n/a | n/a | n/a | Clinic_269_Lighting Fixture Schedule, Column 2 | n/a
Lamp Power | bill.east@us.army.mil | 2012-10-26T09:46:00 | Requirement | Type | Light Fixture SC | 32 | Watts | n/a | n/a | n/a | Clinic_269_Lighting Fixture Schedule, Column 3 | n/a
Lamp Type | bill.east@us.army.mil | 2012-10-26T09:46:00 | Requirement | Type | Light Fixture SC | Fluorescent - T4, Triple Tube, 4100K, CRI=82 | n/a | n/a | n/a | n/a | Clinic_269_Lighting Fixture Schedule, Column 4 | n/a
Voltage | bill.east@us.army.mil | 2012-10-26T09:46:00 | Requirement | Type | Light Fixture SC | 277 | Volts | n/a | n/a | n/a | Clinic_269_Lighting Fixture Schedule, Column 7 | n/a
Battery Backup | bill.east@us.army.mil | 2012-10-26T09:46:00 | Requirement | Type | Light Fixture SCB | Yes | n/a | n/a | n/a | n/a | Clinic_269_Lighting Fixture Schedule, Column 8 | n/a
CU @ RCR=1 | bill.east@us.army.mil | 2012-10-26T09:46:00 | Requirement | Type | Light Fixture SCB | 0.61 | LPW | n/a | n/a | n/a | Clinic_269_Lighting Fixture Schedule, Column 6 | n/a
Lamp Lumens | bill.east@us.army.mil | 2012-10-26T09:46:00 | Requirement | Type | Light Fixture SCB | 2400 | Lumens | n/a | n/a | n/a | Clinic_269_Lighting Fixture Schedule, Column 5 | n/a
Lamp Number | bill.east@us.army.mil | 2012-10-26T09:46:00 | Requirement | Type | Light Fixture SCB | 3 | each | n/a | n/a | n/a | Clinic_269_Lighting Fixture Schedule, Column 2 | n/a
Lamp Power | bill.east@us.army.mil | 2012-10-26T09:46:00 | Requirement | Type | Light Fixture SCB | 32 | Watts | n/a | n/a | n/a | Clinic_269_Lighting Fixture Schedule, Column 3 | n/a
Lamp Type | bill.east@us.army.mil | 2012-10-26T09:46:00 | Requirement | Type | Light Fixture SCB | Fluorescent - T4, Triple Tube, 4100K, CRI=82 | n/a | n/a | n/a | n/a | Clinic_269_Lighting Fixture Schedule, Column 4 | n/a
Voltage | bill.east@us.army.mil | 2012-10-26T09:46:00 | Requirement | Type | Light Fixture SCB | 277 | Volts | n/a | n/a | n/a | Clinic_269_Lighting Fixture Schedule, Column 7 | n/a
Battery Backup | bill.east@us.army.mil | 2012-10-26T09:46:00 | Requirement | Type | Light Fixture SD | No | n/a | n/a | n/a | n/a | Clinic_269_Lighting Fixture Schedule, Column 8 | n/a
CU @ RCR=1 | bill.east@us.army.mil | 2012-10-26T09:46:00 | Requirement | Type | Light Fixture SD | n/a | LPW | n/a | n/a | n/a | Clinic_269_Lighting Fixture Schedule, Column 6 | n/a
Lamp Lumens | bill.east@us.army.mil | 2012-10-26T09:46:00 | Requirement | Type | Light Fixture SD | 1800 | Lumens | n/a | n/a | n/a | Clinic_269_Lighting Fixture Schedule, Column 5 | n/a
Lamp Number | bill.east@us.army.mil | 2012-10-26T09:46:00 | Requirement | Type | Light Fixture SD | 2 | each | n/a | n/a | n/a | Clinic_269_Lighting Fixture Schedule, Column 2 | n/a
Lamp Power | bill.east@us.army.mil | 2012-10-26T09:46:00 | Requirement | Type | Light Fixture SD | 26 | Watts | n/a | n/a | n/a | Clinic_269_Lighting Fixture Schedule, Column 3 | n/a
Lamp Type | bill.east@us.army.mil | 2012-10-26T09:46:00 | Requirement | Type | Light Fixture SD | Fluorescent - T4, Quad Tube, 4100K, CRI=82 | n/a | n/a | n/a | n/a | Clinic_269_Lighting Fixture Schedule, Column 4 | n/a
Voltage | bill.east@us.army.mil | 2012-10-26T09:46:00 | Requirement | Type | Light Fixture SD | 277 | Volts | n/a | n/a | n/a | Clinic_269_Lighting Fixture Schedule, Column 7 | n/a
Battery Backup | bill.east@us.army.mil | 2012-10-26T09:46:00 | Requirement | Type | Light Fixture SDB | Yes | n/a | n/a | n/a | n/a | Clinic_269_Lighting Fixture Schedule, Column 8 | n/a
CU @ RCR=1 | bill.east@us.army.mil | 2012-10-26T09:46:00 | Requirement | Type | Light Fixture SDB | n/a | LPW | n/a | n/a | n/a | Clinic_269_Lighting Fixture Schedule, Column 6 | n/a
Lamp Lumens | bill.east@us.army.mil | 2012-10-26T09:46:00 | Requirement | Type | Light Fixture SDB | 1800 | Lumens | n/a | n/a | n/a | Clinic_269_Lighting Fixture Schedule, Column 5 | n/a
Lamp Number | bill.east@us.army.mil | 2012-10-26T09:46:00 | Requirement | Type | Light Fixture SDB | 2 | each | n/a | n/a | n/a | Clinic_269_Lighting Fixture Schedule, Column 2 | n/a
Lamp Power | bill.east@us.army.mil | 2012-10-26T09:46:00 | Requirement | Type | Light Fixture SDB | 26 | Watts | n/a | n/a | n/a | Clinic_269_Lighting Fixture Schedule, Column 3 | n/a
Lamp Type | bill.east@us.army.mil | 2012-10-26T09:46:00 | Requirement | Type | Light Fixture SDB | Fluorescent - T4, Quad Tube, 4100K, CRI=82 | n/a | n/a | n/a | n/a | Clinic_269_Lighting Fixture Schedule, Column 4 | n/a
Voltage | bill.east@us.army.mil | 2012-10-26T09:46:00 | Requirement | Type | Light Fixture SDB | 277 | Volts | n/a | n/a | n/a | Clinic_269_Lighting Fixture Schedule, Column 7 | n/a
Battery Backup | bill.east@us.army.mil | 2012-10-26T09:46:00 | Requirement | Type | Light Fixture SE | No | n/a | n/a | n/a | n/a | Clinic_269_Lighting Fixture Schedule, Column 8 | n/a
CU @ RCR=1 | bill.east@us.army.mil | 2012-10-26T09:46:00 | Requirement | Type | Light Fixture SE | 0.6 | LPW | n/a | n/a | n/a | Clinic_269_Lighting Fixture Schedule, Column 6 | n/a
Lamp Lumens | bill.east@us.army.mil | 2012-10-26T09:46:00 | Requirement | Type | Light Fixture SE | 1800 | Lumens | n/a | n/a | n/a | Clinic_269_Lighting Fixture Schedule, Column 5 | n/a
Lamp Number | bill.east@us.army.mil | 2012-10-26T09:46:00 | Requirement | Type | Light Fixture SE | 2 | each | n/a | n/a | n/a | Clinic_269_Lighting Fixture Schedule, Column 2 | n/a
Lamp Power | bill.east@us.army.mil | 2012-10-26T09:46:00 | Requirement | Type | Light Fixture SE | 26 | Watts | n/a | n/a | n/a | Clinic_269_Lighting Fixture Schedule, Column 3 | n/a
Lamp Type | bill.east@us.army.mil | 2012-10-26T09:46:00 | Requirement | Type | Light Fixture SE | Fluorescent - T4, Quad Tube, 4100K, CRI=82 | n/a | n/a | n/a | n/a | Clinic_269_Lighting Fixture Schedule, Column 4 | n/a
Voltage | bill.east@us.army.mil | 2012-10-26T09:46:00 | Requirement | Type | Light Fixture SE | 277 | Volts | n/a | n/a | n/a | Clinic_269_Lighting Fixture Schedule, Column 7 | n/a
Battery Backup | bill.east@us.army.mil | 2012-10-26T09:46:00 | Requirement | Type | Light Fixture T1 | No | n/a | n/a | n/a | n/a | Clinic_269_Lighting Fixture Schedule, Column 8 | n/a
CU @ RCR=1 | bill.east@us.army.mil | 2012-10-26T09:46:00 | Requirement | Type | Light Fixture T1 | n/a | LPW | n/a | n/a | n/a | Clinic_269_Lighting Fixture Schedule, Column 6 | n/a
Lamp Lumens | bill.east@us.army.mil | 2012-10-26T09:46:00 | Requirement | Type | Light Fixture T1 | 2900 | Lumens | n/a | n/a | n/a | Clinic_269_Lighting Fixture Schedule, Column 5 | n/a
Lamp Number | bill.east@us.army.mil | 2012-10-26T09:46:00 | Requirement | Type | Light Fixture T1 | See Detail | each | n/a | n/a | n/a | Clinic_269_Lighting Fixture Schedule, Column 2 | n/a
Lamp Power | bill.east@us.army.mil | 2012-10-26T09:46:00 | Requirement | Type | Light Fixture T1 | See Detail | Watts | n/a | n/a | n/a | Clinic_269_Lighting Fixture Schedule, Column 3 | n/a
Lamp Type | bill.east@us.army.mil | 2012-10-26T09:46:00 | Requirement | Type | Light Fixture T1 | See Detail | n/a | n/a | n/a | n/a | Clinic_269_Lighting Fixture Schedule, Column 4 | n/a
Voltage | bill.east@us.army.mil | 2012-10-26T09:46:00 | Requirement | Type | Light Fixture T1 | 277 | Volts | n/a | n/a | n/a | Clinic_269_Lighting Fixture Schedule, Column 7 | n/a
Battery Backup | bill.east@us.army.mil | 2012-10-26T09:46:00 | Requirement | Type | Light Fixture X1 | Yes | n/a | n/a | n/a | n/a | Clinic_269_Lighting Fixture Schedule, Column 8 | n/a
CU @ RCR=1 | bill.east@us.army.mil | 2012-10-26T09:46:00 | Requirement | Type | Light Fixture X1 | n/a | LPW | n/a | n/a | n/a | Clinic_269_Lighting Fixture Schedule, Column 6 | n/a
Lamp Lumens | bill.east@us.army.mil | 2012-10-26T09:46:00 | Requirement | Type | Light Fixture X1 | n/a | Lumens | n/a | n/a | n/a | Clinic_269_Lighting Fixture Schedule, Column 5 | n/a
Lamp Number | bill.east@us.army.mil | 2012-10-26T09:46:00 | Requirement | Type | Light Fixture X1 | n/a | each | n/a | n/a | n/a | Clinic_269_Lighting Fixture Schedule, Column 2 | n/a
Lamp Power | bill.east@us.army.mil | 2012-10-26T09:46:00 | Requirement | Type | Light Fixture X1 | n/a | Watts | n/a | n/a | n/a | Clinic_269_Lighting Fixture Schedule, Column 3 | n/a
Lamp Type | bill.east@us.army.mil | 2012-10-26T09:46:00 | Requirement | Type | Light Fixture X1 | LED | n/a | n/a | n/a | n/a | Clinic_269_Lighting Fixture Schedule, Column 4 | n/a
Voltage | bill.east@us.army.mil | 2012-10-26T09:46:00 | Requirement | Type | Light Fixture X1 | 277 | Volts | n/a | n/a | n/a | Clinic_269_Lighting Fixture Schedule, Column 7 | n/a
Battery Backup | bill.east@us.army.mil | 2012-10-26T09:46:00 | Requirement | Type | Light Fixture Y1 | No | n/a | n/a | n/a | n/a | Clinic_269_Lighting Fixture Schedule, Column 8 | n/a
CU @ RCR=1 | bill.east@us.army.mil | 2012-10-26T09:46:00 | Requirement | Type | Light Fixture Y1 | n/a | LPW | n/a | n/a | n/a | Clinic_269_Lighting Fixture Schedule, Column 6 | n/a
Lamp Lumens | bill.east@us.army.mil | 2012-10-26T09:46:00 | Requirement | Type | Light Fixture Y1 | n/a | Lumens | n/a | n/a | n/a | Clinic_269_Lighting Fixture Schedule, Column 5 | n/a
Lamp Number | bill.east@us.army.mil | 2012-10-26T09:46:00 | Requirement | Type | Light Fixture Y1 | 2 | each | n/a | n/a | n/a | Clinic_269_Lighting Fixture Schedule, Column 2 | n/a
Lamp Power | bill.east@us.army.mil | 2012-10-26T09:46:00 | Requirement | Type | Light Fixture Y1 | 7 | Watts | n/a | n/a | n/a | Clinic_269_Lighting Fixture Schedule, Column 3 | n/a
Lamp Type | bill.east@us.army.mil | 2012-10-26T09:46:00 | Requirement | Type | Light Fixture Y1 | Fluorescent - T4, Twin Tube, 4100K, CRI=82 | n/a | n/a | n/a | n/a | Clinic_269_Lighting Fixture Schedule, Column 4 | n/a
Voltage | bill.east@us.army.mil | 2012-10-26T09:46:00 | Requirement | Type | Light Fixture Y1 | 277 | Volts | n/a | n/a | n/a | Clinic_269_Lighting Fixture Schedule, Column 7 | n/a
Battery Backup | bill.east@us.army.mil | 2012-10-26T09:46:00 | Requirement | Type | Light Fixture Y2 | No | n/a | n/a | n/a | n/a | Clinic_269_Lighting Fixture Schedule, Column 8 | n/a
CU @ RCR=1 | bill.east@us.army.mil | 2012-10-26T09:46:00 | Requirement | Type | Light Fixture Y2 | n/a | LPW | n/a | n/a | n/a | Clinic_269_Lighting Fixture Schedule, Column 6 | n/a
Lamp Lumens | bill.east@us.army.mil | 2012-10-26T09:46:00 | Requirement | Type | Light Fixture Y2 | n/a | Lumens | n/a | n/a | n/a | Clinic_269_Lighting Fixture Schedule, Column 5 | n/a
Lamp Number | bill.east@us.army.mil | 2012-10-26T09:46:00 | Requirement | Type | Light Fixture Y2 | 1 | each | n/a | n/a | n/a | Clinic_269_Lighting Fixture Schedule, Column 2 | n/a
Lamp Power | bill.east@us.army.mil | 2012-10-26T09:46:00 | Requirement | Type | Light Fixture Y2 | 1-15 | Watts | n/a | n/a | n/a | Clinic_269_Lighting Fixture Schedule, Column 3 | n/a
Lamp Type | bill.east@us.army.mil | 2012-10-26T09:46:00 | Requirement | Type | Light Fixture Y2 | Incandescent | n/a | n/a | n/a | n/a | Clinic_269_Lighting Fixture Schedule, Column 4 | n/a
Voltage | bill.east@us.army.mil | 2012-10-26T09:46:00 | Requirement | Type | Light Fixture Y2 | 120 | Volts | n/a | n/a | n/a | Clinic_269_Lighting Fixture Schedule, Column 7 | n/a
Circuit Served | bill.east@us.army.mil | 2012-10-26T09:46:00 | Requirement | Type | Pump- Cold Water | CWS & CWR System | n/a | n/a | n/a | n/a | Clinic_245_HVACSChedules.PDF Pump Schedule, Column 11 | n/a
Frequency | bill.east@us.army.mil | 2012-10-26T09:46:00 | Requirement | Type | Pump- Cold Water | 60 | Hertz | n/a | n/a | n/a | Clinic_245_HVACSChedules.PDF Pump Schedule, Column 9 | n/a
IEC Motor Starter Rating | bill.east@us.army.mil | 2012-10-26T09:46:00 | Requirement | Type | Pump- Cold Water | 7.5 | kW | n/a | n/a | n/a | Clinic_245_HVACSChedules.PDF Pump Schedule, Column 10 | n/a
Max. Speed | bill.east@us.army.mil | 2012-10-26T09:46:00 | Requirement | Type | Pump- Cold Water | 1750 | RPM | n/a | n/a | n/a | Clinic_245_HVACSChedules.PDF Pump Schedule, Column 4 | n/a
Min. Head | bill.east@us.army.mil | 2012-10-26T09:46:00 | Requirement | Type | Pump- Cold Water | 21 | m | n/a | n/a | n/a | Clinic_245_HVACSChedules.PDF Pump Schedule, Column 5 | n/a
Min. Motor Size | bill.east@us.army.mil | 2012-10-26T09:46:00 | Requirement | Type | Pump- Cold Water | 5.9 | kW | n/a | n/a | n/a | Clinic_245_HVACSChedules.PDF Pump Schedule, Column 6 | n/a
Phase | bill.east@us.army.mil | 2012-10-26T09:46:00 | Requirement | Type | Pump- Cold Water | 3 | n/a | n/a | n/a | n/a | Clinic_245_HVACSChedules.PDF Pump Schedule, Column 8 | n/a
Remarks | bill.east@us.army.mil | 2012-10-26T09:46:00 | Requirement | Type | Pump- Cold Water | Provide magnetic across the line starter and turn over to the electrical contractor for installation | n/a | n/a | n/a | n/a | Clinic_245_HVACSChedules.PDF Pump Schedule, Column 12 | n/a
Voltage | bill.east@us.army.mil | 2012-10-26T09:46:00 | Requirement | Type | Pump- Cold Water | 480 | Volts | n/a | n/a | n/a | Clinic_245_HVACSChedules.PDF Pump Schedule, Column 7 | n/a
Water Flow | bill.east@us.army.mil | 2012-10-26T09:46:00 | Requirement | Type | Pump- Cold Water | 42.64 | m3/hr | n/a | n/a | n/a | Clinic_245_HVACSChedules.PDF Pump Schedule, Column 3 | n/a
Circuit Served | bill.east@us.army.mil | 2012-10-26T09:46:00 | Requirement | Type | Pump- Hot Water | HWS & HWR System | n/a | n/a | n/a | n/a | Clinic_245_HVACSChedules.PDF Pump Schedule, Column 11 | n/a
Frequency | bill.east@us.army.mil | 2012-10-26T09:46:00 | Requirement | Type | Pump- Hot Water | 60 | Hertz | n/a | n/a | n/a | Clinic_245_HVACSChedules.PDF Pump Schedule, Column 9 | n/a
IEC Motor Starter Rating | bill.east@us.army.mil | 2012-10-26T09:46:00 | Requirement | Type | Pump- Hot Water | 4.0 | kW | n/a | n/a | n/a | Clinic_245_HVACSChedules.PDF Pump Schedule, Column 10 | n/a
Max. Speed | bill.east@us.army.mil | 2012-10-26T09:46:00 | Requirement | Type | Pump- Hot Water | 1750 | RPM | n/a | n/a | n/a | Clinic_245_HVACSChedules.PDF Pump Schedule, Column 4 | n/a
Min. Head | bill.east@us.army.mil | 2012-10-26T09:46:00 | Requirement | Type | Pump- Hot Water | 21.4 | m | n/a | n/a | n/a | Clinic_245_HVACSChedules.PDF Pump Schedule, Column 5 | n/a
Min. Motor Size | bill.east@us.army.mil | 2012-10-26T09:46:00 | Requirement | Type | Pump- Hot Water | 2 | kW | n/a | n/a | n/a | Clinic_245_HVACSChedules.PDF Pump Schedule, Column 6 | n/a
Phase | bill.east@us.army.mil | 2012-10-26T09:46:00 | Requirement | Type | Pump- Hot Water | 3 | n/a | n/a | n/a | n/a | Clinic_245_HVACSChedules.PDF Pump Schedule, Column 8 | n/a
Remarks | bill.east@us.army.mil | 2012-10-26T09:46:00 | Requirement | Type | Pump- Hot Water | Provide magnetic across the line starter and turn over to the electrical contractor for installation | n/a | n/a | n/a | n/a | Clinic_245_HVACSChedules.PDF Pump Schedule, Column 12 | n/a
Voltage | bill.east@us.army.mil | 2012-10-26T09:46:00 | Requirement | Type | Pump- Hot Water | 480 | Volts | n/a | n/a | n/a | Clinic_245_HVACSChedules.PDF Pump Schedule, Column 7 | n/a
Water Flow | bill.east@us.army.mil | 2012-10-26T09:46:00 | Requirement | Type | Pump- Hot Water | 10.5 | m3/hr | n/a | n/a | n/a | Clinic_245_HVACSChedules.PDF Pump Schedule, Column 3 | n/a
CW | bill.east@us.army.mil | 2012-10-26T09:46:00 | Requirement | Type | Sink CS-090M | 15 | L/hr | n/a | n/a | n/a | Clinic_184_Plumbing Legend Notes and Schedule, Connection Schedule, Column 3 | n/a
HW | bill.east@us.army.mil | 2012-10-26T09:46:00 | Requirement | Type | Sink CS-090M | 15 | L/hr | n/a | n/a | n/a | Clinic_184_Plumbing Legend Notes and Schedule, Connection Schedule, Column 4 | n/a
Remarks | bill.east@us.army.mil | 2012-10-26T09:46:00 | Requirement | Type | Sink CS-090M | n/a | n/a | n/a | n/a | n/a | Clinic_184_Plumbing Legend Notes and Schedule, Connection Schedule, Column 6 | n/a
W | bill.east@us.army.mil | 2012-10-26T09:46:00 | Requirement | Type | Sink CS-090M | 40 | L/hr | n/a | n/a | n/a | Clinic_184_Plumbing Legend Notes and Schedule, Connection Schedule, Column 5 | n/a
CW | bill.east@us.army.mil | 2012-10-26T09:46:00 | Requirement | Type | Sink CS-150 | 15 | L/hr | n/a | n/a | n/a | Clinic_184_Plumbing Legend Notes and Schedule, Connection Schedule, Column 3 | n/a
HW | bill.east@us.army.mil | 2012-10-26T09:46:00 | Requirement | Type | Sink CS-150 | 15 | L/hr | n/a | n/a | n/a | Clinic_184_Plumbing Legend Notes and Schedule, Connection Schedule, Column 4 | n/a
Remarks | bill.east@us.army.mil | 2012-10-26T09:46:00 | Requirement | Type | Sink CS-150 | n/a | n/a | n/a | n/a | n/a | Clinic_184_Plumbing Legend Notes and Schedule, Connection Schedule, Column 6 | n/a
W | bill.east@us.army.mil | 2012-10-26T09:46:00 | Requirement | Type | Sink CS-150 | 40 | L/hr | n/a | n/a | n/a | Clinic_184_Plumbing Legend Notes and Schedule, Connection Schedule, Column 5 | n/a
CW | bill.east@us.army.mil | 2012-10-26T09:46:00 | Requirement | Type | Sink CS-180A | 15 | L/hr | n/a | n/a | n/a | Clinic_184_Plumbing Legend Notes and Schedule, Connection Schedule, Column 3 | n/a
HW | bill.east@us.army.mil | 2012-10-26T09:46:00 | Requirement | Type | Sink CS-180A | 15 | L/hr | n/a | n/a | n/a | Clinic_184_Plumbing Legend Notes and Schedule, Connection Schedule, Column 4 | n/a
Remarks | bill.east@us.army.mil | 2012-10-26T09:46:00 | Requirement | Type | Sink CS-180A | n/a | n/a | n/a | n/a | n/a | Clinic_184_Plumbing Legend Notes and Schedule, Connection Schedule, Column 6 | n/a
W | bill.east@us.army.mil | 2012-10-26T09:46:00 | Requirement | Type | Sink CS-180A | 40 | L/hr | n/a | n/a | n/a | Clinic_184_Plumbing Legend Notes and Schedule, Connection Schedule, Column 5 | n/a
CW | bill.east@us.army.mil | 2012-10-26T09:46:00 | Requirement | Type | Sink CS-180M | 15 | L/hr | n/a | n/a | n/a | Clinic_184_Plumbing Legend Notes and Schedule, Connection Schedule, Column 3 | n/a
HW | bill.east@us.army.mil | 2012-10-26T09:46:00 | Requirement | Type | Sink CS-180M | 15 | L/hr | n/a | n/a | n/a | Clinic_184_Plumbing Legend Notes and Schedule, Connection Schedule, Column 4 | n/a
Remarks | bill.east@us.army.mil | 2012-10-26T09:46:00 | Requirement | Type | Sink CS-180M | n/a | n/a | n/a | n/a | n/a | Clinic_184_Plumbing Legend Notes and Schedule, Connection Schedule, Column 6 | n/a
W | bill.east@us.army.mil | 2012-10-26T09:46:00 | Requirement | Type | Sink CS-180M | 40 | L/hr | n/a | n/a | n/a | Clinic_184_Plumbing Legend Notes and Schedule, Connection Schedule, Column 5 | n/a
CW | bill.east@us.army.mil | 2012-10-26T09:46:00 | Requirement | Type | Sink D-0795 | 15 | L/hr | n/a | n/a | n/a | Clinic_184_Plumbing Legend Notes and Schedule, Connection Schedule, Column 3 | n/a
HW | bill.east@us.army.mil | 2012-10-26T09:46:00 | Requirement | Type | Sink D-0795 | 15 | L/hr | n/a | n/a | n/a | Clinic_184_Plumbing Legend Notes and Schedule, Connection Schedule, Column 4 | n/a
Remarks | bill.east@us.army.mil | 2012-10-26T09:46:00 | Requirement | Type | Sink D-0795 | n/a | n/a | n/a | n/a | n/a | Clinic_184_Plumbing Legend Notes and Schedule, Connection Schedule, Column 6 | n/a
W | bill.east@us.army.mil | 2012-10-26T09:46:00 | Requirement | Type | Sink D-0795 | 40 | L/hr | n/a | n/a | n/a | Clinic_184_Plumbing Legend Notes and Schedule, Connection Schedule, Column 5 | n/a
CW | bill.east@us.army.mil | 2012-10-26T09:46:00 | Requirement | Type | Sink D-0800 | 15 | L/hr | n/a | n/a | n/a | Clinic_184_Plumbing Legend Notes and Schedule, Connection Schedule, Column 3 | n/a
HW | bill.east@us.army.mil | 2012-10-26T09:46:00 | Requirement | Type | Sink D-0800 | 15 | L/hr | n/a | n/a | n/a | Clinic_184_Plumbing Legend Notes and Schedule, Connection Schedule, Column 4 | n/a
Remarks | bill.east@us.army.mil | 2012-10-26T09:46:00 | Requirement | Type | Sink D-0800 | n/a | n/a | n/a | n/a | n/a | Clinic_184_Plumbing Legend Notes and Schedule, Connection Schedule, Column 6 | n/a
W | bill.east@us.army.mil | 2012-10-26T09:46:00 | Requirement | Type | Sink D-0800 | 40 | L/hr | n/a | n/a | n/a | Clinic_184_Plumbing Legend Notes and Schedule, Connection Schedule, Column 5 | n/a
CW | bill.east@us.army.mil | 2012-10-26T09:46:00 | Requirement | Type | Sink P-6500 | 15 | L/hr | n/a | n/a | n/a | Clinic_184_Plumbing Legend Notes and Schedule, Connection Schedule, Column 3 | n/a
HW | bill.east@us.army.mil | 2012-10-26T09:46:00 | Requirement | Type | Sink P-6500 | 15 | L/hr | n/a | n/a | n/a | Clinic_184_Plumbing Legend Notes and Schedule, Connection Schedule, Column 4 | n/a
Remarks | bill.east@us.army.mil | 2012-10-26T09:46:00 | Requirement | Type | Sink P-6500 | n/a | n/a | n/a | n/a | n/a | Clinic_184_Plumbing Legend Notes and Schedule, Connection Schedule, Column 6 | n/a
W | bill.east@us.army.mil | 2012-10-26T09:46:00 | Requirement | Type | Sink P-6500 | 40 | L/hr | n/a | n/a | n/a | Clinic_184_Plumbing Legend Notes and Schedule, Connection Schedule, Column 5 | n/a
CW | bill.east@us.army.mil | 2012-10-26T09:46:00 | Requirement | Type | Urinal P-8150 | 20 | L/hr | n/a | n/a | n/a | Clinic_184_Plumbing Legend Notes and Schedule, Connection Schedule, Column 3 | n/a
HW | bill.east@us.army.mil | 2012-10-26T09:46:00 | Requirement | Type | Urinal P-8150 | n/a | L/hr | n/a | n/a | n/a | Clinic_184_Plumbing Legend Notes and Schedule, Connection Schedule, Column 4 | n/a
Remarks | bill.east@us.army.mil | 2012-10-26T09:46:00 | Requirement | Type | Urinal P-8150 | n/a | n/a | n/a | n/a | n/a | Clinic_184_Plumbing Legend Notes and Schedule, Connection Schedule, Column 6 | n/a
W | bill.east@us.army.mil | 2012-10-26T09:46:00 | Requirement | Type | Urinal P-8150 | 50 | L/hr | n/a | n/a | n/a | Clinic_184_Plumbing Legend Notes and Schedule, Connection Schedule, Column 5 | n/a
CW | bill.east@us.army.mil | 2012-10-26T09:46:00 | Requirement | Type | Water Closet P-9050 | 25 | L/hr | n/a | n/a | n/a | Clinic_184_Plumbing Legend Notes and Schedule, Connection Schedule, Column 3 | n/a
HW | bill.east@us.army.mil | 2012-10-26T09:46:00 | Requirement | Type | Water Closet P-9050 | n/a | L/hr | n/a | n/a | n/a | Clinic_184_Plumbing Legend Notes and Schedule, Connection Schedule, Column 4 | n/a
Remarks | bill.east@us.army.mil | 2012-10-26T09:46:00 | Requirement | Type | Water Closet P-9050 | n/a | n/a | n/a | n/a | n/a | Clinic_184_Plumbing Legend Notes and Schedule, Connection Schedule, Column 6 | n/a
W | bill.east@us.army.mil | 2012-10-26T09:46:00 | Requirement | Type | Water Closet P-9050 | 100 | L/hr | n/a | n/a | n/a | Clinic_184_Plumbing Legend Notes and Schedule, Connection Schedule, Column 5 | n/a
CW | bill.east@us.army.mil | 2012-10-26T09:46:00 | Requirement | Type | Water Closet P-9050M | 25 | L/hr | n/a | n/a | n/a | Clinic_184_Plumbing Legend Notes and Schedule, Connection Schedule, Column 3 | n/a
HW | bill.east@us.army.mil | 2012-10-26T09:46:00 | Requirement | Type | Water Closet P-9050M | n/a | L/hr | n/a | n/a | n/a | Clinic_184_Plumbing Legend Notes and Schedule, Connection Schedule, Column 4 | n/a
Remarks | bill.east@us.army.mil | 2012-10-26T09:46:00 | Requirement | Type | Water Closet P-9050M | n/a | n/a | n/a | n/a | n/a | Clinic_184_Plumbing Legend Notes and Schedule, Connection Schedule, Column 6 | n/a
W | bill.east@us.army.mil | 2012-10-26T09:46:00 | Requirement | Type | Water Closet P-9050M | 100 | L/hr | n/a | n/a | n/a | Clinic_184_Plumbing Legend Notes and Schedule, Connection Schedule, Column 5 | n/a
Gas Input | bill.east@us.army.mil | 2012-10-26T09:46:00 | Requirement | Type | Water Heater | 399000 | BTU | n/a | n/a | n/a | Clinic_184_Plumbing Legend Notes and Schedule, Column 3 | n/a
Inlet Temp. | bill.east@us.army.mil | 2012-10-26T09:46:00 | Requirement | Type | Water Heater | 15.5 | C | n/a | n/a | n/a | Clinic_184_Plumbing Legend Notes and Schedule, Column 7 | n/a
Material and Working Press | bill.east@us.army.mil | 2012-10-26T09:46:00 | Requirement | Type | Water Heater | Glass lined - See Spec. for Working Pressure | n/a | n/a | n/a | n/a | Clinic_184_Plumbing Legend Notes and Schedule, Column 4 | n/a
Pump Frequency | bill.east@us.army.mil | 2012-10-26T09:46:00 | Requirement | Type | Water Heater | 60 | Hertz | n/a | n/a | n/a | Clinic_184_Plumbing Legend Notes and Schedule, Column 11 | n/a
Pump Phase | bill.east@us.army.mil | 2012-10-26T09:46:00 | Requirement | Type | Water Heater | 1 | n/a | n/a | n/a | n/a | Clinic_184_Plumbing Legend Notes and Schedule, Column 10 | n/a
Pump Power | bill.east@us.army.mil | 2012-10-26T09:46:00 | Requirement | Type | Water Heater | 0.25 | kW | n/a | n/a | n/a | Clinic_184_Plumbing Legend Notes and Schedule, Column 8 | n/a
Pump Voltage | bill.east@us.army.mil | 2012-10-26T09:46:00 | Requirement | Type | Water Heater | 120 | Volts | n/a | n/a | n/a | Clinic_184_Plumbing Legend Notes and Schedule, Column 9 | n/a
Recovery GPH | bill.east@us.army.mil | 2012-10-26T09:46:00 | Requirement | Type | Water Heater | 1429 | L/hr | n/a | n/a | n/a | Clinic_184_Plumbing Legend Notes and Schedule, Column 5 | n/a
Storage Temp. | bill.east@us.army.mil | 2012-10-26T09:46:00 | Requirement | Type | Water Heater | 60 | C | n/a | n/a | n/a | Clinic_184_Plumbing Legend Notes and Schedule, Column 6 | n/a
Tank Cap. Storage | bill.east@us.army.mil | 2012-10-26T09:46:00 | Requirement | Type | Water Heater | 857 | L | n/a | n/a | n/a | Clinic_184_Plumbing Legend Notes and Schedule, Column 2 | n/a

## Coordinate
Name | CreatedBy | CreatedOn | Category | SheetName | RowName | CoordinateXAxis | CoordinateYAxis | CoordinateZAxis | ExtSystem | ExtObject | ExtIdentifier | ClockwiseRotation | ElevationalRotation | YawRotation
1AC1-box-lowerleft | rich.mitrenga@autodesk.com | 2012-11-14T15:57:40 | box-lowerleft | Space | 1AC1 | -20.166 | 25.8074 | 0 | Autodesk Revit Architecture 2013 - 20121003_2115(x64) | Autodesk.Revit.DB.Architecture.Room:OST_Rooms:Geometry | n/a | 0 | 0 | 0
1AC1-box-upperright | rich.mitrenga@autodesk.com | 2012-11-14T15:57:40 | box-upperright | Space | 1AC1 | 0.2465 | 35.01 | 4.57 | Autodesk Revit Architecture 2013 - 20121003_2115(x64) | Autodesk.Revit.DB.Architecture.Room:OST_Rooms:Geometry | n/a | 0 | 0 | 0
1AC2-box-lowerleft | rich.mitrenga@autodesk.com | 2012-11-14T15:57:40 | box-lowerleft | Space | 1AC2 | -20.166 | 35.01 | 0 | Autodesk Revit Architecture 2013 - 20121003_2115(x64) | Autodesk.Revit.DB.Architecture.Room:OST_Rooms:Geometry | n/a | 0 | 0 | 0
1AC2-box-upperright | rich.mitrenga@autodesk.com | 2012-11-14T15:57:40 | box-upperright | Space | 1AC2 | -15.32 | 42.156 | 2.8 | Autodesk Revit Architecture 2013 - 20121003_2115(x64) | Autodesk.Revit.DB.Architecture.Room:OST_Rooms:Geometry | n/a | 0 | 0 | 0
1AC3-box-lowerleft | rich.mitrenga@autodesk.com | 2012-11-14T15:57:40 | box-lowerleft | Space | 1AC3 | -21.056 | 42.28 | 0 | Autodesk Revit Architecture 2013 - 20121003_2115(x64) | Autodesk.Revit.DB.Architecture.Room:OST_Rooms:Geometry | n/a | 0 | 0 | 0
1AC3-box-upperright | rich.mitrenga@autodesk.com | 2012-11-14T15:57:40 | box-upperright | Space | 1AC3 | -18.12 | 49.843 | 2.8 | Autodesk Revit Architecture 2013 - 20121003_2115(x64) | Autodesk.Revit.DB.Architecture.Room:OST_Rooms:Geometry | n/a | 0 | 0 | 0
1AC4-box-lowerleft | rich.mitrenga@autodesk.com | 2012-11-14T15:57:40 | box-lowerleft | Space | 1AC4 | -17.996 | 42.28 | 0 | Autodesk Revit Architecture 2013 - 20121003_2115(x64) | Autodesk.Revit.DB.Architecture.Room:OST_Rooms:Geometry | n/a | 0 | 0 | 0
1AC4-box-upperright | rich.mitrenga@autodesk.com | 2012-11-14T15:57:40 | box-upperright | Space | 1AC4 | -12.85 | 43.99 | 2.8 | Autodesk Revit Architecture 2013 - 20121003_2115(x64) | Autodesk.Revit.DB.Architecture.Room:OST_Rooms:Geometry | n/a | 0 | 0 | 0
1AC5-box-lowerleft | rich.mitrenga@autodesk.com | 2012-11-14T15:57:40 | box-lowerleft | Space | 1AC5 | -4.362 | 34.904 | 0 | Autodesk Revit Architecture 2013 - 20121003_2115(x64) | Autodesk.Revit.DB.Architecture.Room:OST_Rooms:Geometry | n/a | 0 | 0 | 0
1AC5-box-upperright | rich.mitrenga@autodesk.com | 2012-11-14T15:57:40 | box-upperright | Space | 1AC5 | -3.04 | 49.843 | 2.8 | Autodesk Revit Architecture 2013 - 20121003_2115(x64) | Autodesk.Revit.DB.Architecture.Room:OST_Rooms:Geometry | n/a | 0 | 0 | 0
1A01-box-lowerleft | rich.mitrenga@autodesk.com | 2012-11-14T15:57:40 | box-lowerleft | Space | 1A01 | -7.386 | 34.904 | 0 | Autodesk Revit Architecture 2013 - 20121003_2115(x64) | Autodesk.Revit.DB.Architecture.Room:OST_Rooms:Geometry | n/a | 0 | 0 | 0
1A01-box-upperright | rich.mitrenga@autodesk.com | 2012-11-14T15:57:40 | box-upperright | Space | 1A01 | -4.362 | 41.23 | 2.8 | Autodesk Revit Architecture 2013 - 20121003_2115(x64) | Autodesk.Revit.DB.Architecture.Room:OST_Rooms:Geometry | n/a | 0 | 0 | 0
1A02-box-lowerleft | rich.mitrenga@autodesk.com | 2012-11-14T15:57:40 | box-lowerleft | Space | 1A02 | -3.04 | 34.904 | 0 | Autodesk Revit Architecture 2013 - 20121003_2115(x64) | Autodesk.Revit.DB.Architecture.Room:OST_Rooms:Geometry | n/a | 0 | 0 | 0
1A02-box-upperright | rich.mitrenga@autodesk.com | 2012-11-14T15:57:40 | box-upperright | Space | 1A02 | 0.113 | 43.99 | 2.8 | Autodesk Revit Architecture 2013 - 20121003_2115(x64) | Autodesk.Revit.DB.Architecture.Room:OST_Rooms:Geometry | n/a | 0 | 0 | 0
1A03-box-lowerleft | rich.mitrenga@autodesk.com | 2012-11-14T15:57:40 | box-lowerleft | Space | 1A03 | -7.386 | 41.354 | 0 | Autodesk Revit Architecture 2013 - 20121003_2115(x64) | Autodesk.Revit.DB.Architecture.Room:OST_Rooms:Geometry | n/a | 0 | 0 | 0
1A03-box-upperright | rich.mitrenga@autodesk.com | 2012-11-14T15:57:40 | box-upperright | Space | 1A03 | -4.424 | 44.14 | 2.8 | Autodesk Revit Architecture 2013 - 20121003_2115(x64) | Autodesk.Revit.DB.Architecture.Room:OST_Rooms:Geometry | n/a | 0 | 0 | 0
1A04-box-lowerleft | rich.mitrenga@autodesk.com | 2012-11-14T15:57:40 | box-lowerleft | Space | 1A04 | -2.916 | 44.114 | 0 | Autodesk Revit Architecture 2013 - 20121003_2115(x64) | Autodesk.Revit.DB.Architecture.Room:OST_Rooms:Geometry | n/a | 0 | 0 | 0
1A04-box-upperright | rich.mitrenga@autodesk.com | 2012-11-14T15:57:40 | box-upperright | Space | 1A04 | 0.113 | 46.95 | 2.8 | Autodesk Revit Architecture 2013 - 20121003_2115(x64) | Autodesk.Revit.DB.Architecture.Room:OST_Rooms:Geometry | n/a | 0 | 0 | 0
1A05-box-lowerleft | rich.mitrenga@autodesk.com | 2012-11-14T15:57:40 | box-lowerleft | Space | 1A05 | -7.386 | 44.264 | 0 | Autodesk Revit Architecture 2013 - 20121003_2115(x64) | Autodesk.Revit.DB.Architecture.Room:OST_Rooms:Geometry | n/a | 0 | 0 | 0
1A05-box-upperright | rich.mitrenga@autodesk.com | 2012-11-14T15:57:40 | box-upperright | Space | 1A05 | -4.424 | 47.15 | 2.8 | Autodesk Revit Architecture 2013 - 20121003_2115(x64) | Autodesk.Revit.DB.Architecture.Room:OST_Rooms:Geometry | n/a | 0 | 0 | 0
1A06-box-lowerleft | rich.mitrenga@autodesk.com | 2012-11-14T15:57:40 | box-lowerleft | Space | 1A06 | -2.916 | 47.074 | 0 | Autodesk Revit Architecture 2013 - 20121003_2115(x64) | Autodesk.Revit.DB.Architecture.Room:OST_Rooms:Geometry | n/a | 0 | 0 | 0
1A06-box-upperright | rich.mitrenga@autodesk.com | 2012-11-14T15:57:40 | box-upperright | Space | 1A06 | 0.113 | 50.203 | 2.8 | Autodesk Revit Architecture 2013 - 20121003_2115(x64) | Autodesk.Revit.DB.Architecture.Room:OST_Rooms:Geometry | n/a | 0 | 0 | 0
1A07-box-lowerleft | rich.mitrenga@autodesk.com | 2012-11-14T15:57:40 | box-lowerleft | Space | 1A07 | -7.386 | 47.274 | 0 | Autodesk Revit Architecture 2013 - 20121003_2115(x64) | Autodesk.Revit.DB.Architecture.Room:OST_Rooms:Geometry | n/a | 0 | 0 | 0
1A07-box-upperright | rich.mitrenga@autodesk.com | 2012-11-14T15:57:40 | box-upperright | Space | 1A07 | -4.424 | 50.203 | 2.8 | Autodesk Revit Architecture 2013 - 20121003_2115(x64) | Autodesk.Revit.DB.Architecture.Room:OST_Rooms:Geometry | n/a | 0 | 0 | 0
1A08-box-lowerleft | rich.mitrenga@autodesk.com | 2012-11-14T15:57:40 | box-lowerleft | Space | 1A08 | -14.26 | 47.459 | 0 | Autodesk Revit Architecture 2013 - 20121003_2115(x64) | Autodesk.Revit.DB.Architecture.Room:OST_Rooms:Geometry | n/a | 0 | 0 | 0
1A08-box-upperright | rich.mitrenga@autodesk.com | 2012-11-14T15:57:40 | box-upperright | Space | 1A08 | -10.794 | 50.203 | 2.8 | Autodesk Revit Architecture 2013 - 20121003_2115(x64) | Autodesk.Revit.DB.Architecture.Room:OST_Rooms:Geometry | n/a | 0 | 0 | 0
1A09-box-lowerleft | rich.mitrenga@autodesk.com | 2012-11-14T15:57:40 | box-lowerleft | Space | 1A09 | -17.996 | 47.204 | 0 | Autodesk Revit Architecture 2013 - 20121003_2115(x64) | Autodesk.Revit.DB.Architecture.Room:OST_Rooms:Geometry | n/a | 0 | 0 | 0
1A09-box-upperright | rich.mitrenga@autodesk.com | 2012-11-14T15:57:40 | box-upperright | Space | 1A09 | -14.64 | 50.203 | 2.8 | Autodesk Revit Architecture 2013 - 20121003_2115(x64) | Autodesk.Revit.DB.Architecture.Room:OST_Rooms:Geometry | n/a | 0 | 0 | 0
1A10-box-lowerleft | rich.mitrenga@autodesk.com | 2012-11-14T15:57:40 | box-lowerleft | Space | 1A10 | -14.55 | 44.114 | 0 | Autodesk Revit Architecture 2013 - 20121003_2115(x64) | Autodesk.Revit.DB.Architecture.Room:OST_Rooms:Geometry | n/a | 0 | 0 | 0
1A10-box-upperright | rich.mitrenga@autodesk.com | 2012-11-14T15:57:40 | box-upperright | Space | 1A10 | -10.794 | 47.335 | 2.8 | Autodesk Revit Architecture 2013 - 20121003_2115(x64) | Autodesk.Revit.DB.Architecture.Room:OST_Rooms:Geometry | n/a | 0 | 0 | 0
1A11-box-lowerleft | rich.mitrenga@autodesk.com | 2012-11-14T15:57:40 | box-lowerleft | Space | 1A11 | -11.696 | 45.474 | 0 | Autodesk Revit Architecture 2013 - 20121003_2115(x64) | Autodesk.Revit.DB.Architecture.Room:OST_Rooms:Geometry | n/a | 0 | 0 | 0
1A11-box-upperright | rich.mitrenga@autodesk.com | 2012-11-14T15:57:40 | box-upperright | Space | 1A11 | -10.794 | 47.335 | 2.8 | Autodesk Revit Architecture 2013 - 20121003_2115(x64) | Autodesk.Revit.DB.Architecture.Room:OST_Rooms:Geometry | n/a | 0 | 0 | 0
1A12-box-lowerleft | rich.mitrenga@autodesk.com | 2012-11-14T15:57:40 | box-lowerleft | Space | 1A12 | -17.996 | 44.114 | 0 | Autodesk Revit Architecture 2013 - 20121003_2115(x64) | Autodesk.Revit.DB.Architecture.Room:OST_Rooms:Geometry | n/a | 0 | 0 | 0
1A12-box-upperright | rich.mitrenga@autodesk.com | 2012-11-14T15:57:40 | box-upperright | Space | 1A12 | -14.64 | 47.08 | 2.8 | Autodesk Revit Architecture 2013 - 20121003_2115(x64) | Autodesk.Revit.DB.Architecture.Room:OST_Rooms:Geometry | n/a | 0 | 0 | 0
1A13-box-lowerleft | rich.mitrenga@autodesk.com | 2012-11-14T15:57:40 | box-lowerleft | Space | 1A13 | -15.196 | 40.384 | 0 | Autodesk Revit Architecture 2013 - 20121003_2115(x64) | Autodesk.Revit.DB.Architecture.Room:OST_Rooms:Geometry | n/a | 0 | 0 | 0
1A13-box-upperright | rich.mitrenga@autodesk.com | 2012-11-14T15:57:40 | box-upperright | Space | 1A13 | -12.974 | 42.156 | 2.8 | Autodesk Revit Architecture 2013 - 20121003_2115(x64) | Autodesk.Revit.DB.Architecture.Room:OST_Rooms:Geometry | n/a | 0 | 0 | 0
1A14-box-lowerleft | rich.mitrenga@autodesk.com | 2012-11-14T15:57:40 | box-lowerleft | Space | 1A14 | -15.196 | 37.7 | 0 | Autodesk Revit Architecture 2013 - 20121003_2115(x64) | Autodesk.Revit.DB.Architecture.Room:OST_Rooms:Geometry | n/a | 0 | 0 | 0
1A14-box-upperright | rich.mitrenga@autodesk.com | 2012-11-14T15:57:40 | box-upperright | Space | 1A14 | -12.56 | 40.26 | 2.8 | Autodesk Revit Architecture 2013 - 20121003_2115(x64) | Autodesk.Revit.DB.Architecture.Room:OST_Rooms:Geometry | n/a | 0 | 0 | 0
1A15-box-lowerleft | rich.mitrenga@autodesk.com | 2012-11-14T15:57:40 | box-lowerleft | Space | 1A15 | -15.196 | 35.24 | 0 | Autodesk Revit Architecture 2013 - 20121003_2115(x64) | Autodesk.Revit.DB.Architecture.Room:OST_Rooms:Geometry | n/a | 0 | 0 | 0
1A15-box-upperright | rich.mitrenga@autodesk.com | 2012-11-14T15:57:40 | box-upperright | Space | 1A15 | -12.684 | 37.576 | 2.8 | Autodesk Revit Architecture 2013 - 20121003_2115(x64) | Autodesk.Revit.DB.Architecture.Room:OST_Rooms:Geometry | n/a | 0 | 0 | 0
1DC1-box-lowerleft | rich.mitrenga@autodesk.com | 2012-11-14T15:57:40 | box-lowerleft | Space | 1DC1 | -48.501 | 28.034 | 0 | Autodesk Revit Architecture 2013 - 20121003_2115(x64) | Autodesk.Revit.DB.Architecture.Room:OST_Rooms:Geometry | n/a | 0 | 0 | 0
1DC1-box-upperright | rich.mitrenga@autodesk.com | 2012-11-14T15:57:40 | box-upperright | Space | 1DC1 | -20.033 | 36.3775 | 4.57 | Autodesk Revit Architecture 2013 - 20121003_2115(x64) | Autodesk.Revit.DB.Architecture.Room:OST_Rooms:Geometry | n/a | 0 | 0 | 0
1DC2-box-lowerleft | rich.mitrenga@autodesk.com | 2012-11-14T15:57:40 | box-lowerleft | Space | 1DC2 | -26.08 | 35.48 | 0 | Autodesk Revit Architecture 2013 - 20121003_2115(x64) | Autodesk.Revit.DB.Architecture.Room:OST_Rooms:Geometry | n/a | 0 | 0 | 0
1DC2-box-upperright | rich.mitrenga@autodesk.com | 2012-11-14T15:57:40 | box-upperright | Space | 1DC2 | -24.37 | 38.95 | 2.8 | Autodesk Revit Architecture 2013 - 20121003_2115(x64) | Autodesk.Revit.DB.Architecture.Room:OST_Rooms:Geometry | n/a | 0 | 0 | 0
1DC3-box-lowerleft | rich.mitrenga@autodesk.com | 2012-11-14T15:57:40 | box-lowerleft | Space | 1DC3 | -38.72 | 38.074 | 0 | Autodesk Revit Architecture 2013 - 20121003_2115(x64) | Autodesk.Revit.DB.Architecture.Room:OST_Rooms:Geometry | n/a | 0 | 0 | 0
1DC3-box-upperright | rich.mitrenga@autodesk.com | 2012-11-14T15:57:40 | box-upperright | Space | 1DC3 | -22.38 | 40.885 | 2.8 | Autodesk Revit Architecture 2013 - 20121003_2115(x64) | Autodesk.Revit.DB.Architecture.Room:OST_Rooms:Geometry | n/a | 0 | 0 | 0
1DC4-box-lowerleft | rich.mitrenga@autodesk.com | 2012-11-14T15:57:40 | box-lowerleft | Space | 1DC4 | -40.413 | 36.5015 | 0 | Autodesk Revit Architecture 2013 - 20121003_2115(x64) | Autodesk.Revit.DB.Architecture.Room:OST_Rooms:Geometry | n/a | 0 | 0 | 0
1DC4-box-upperright | rich.mitrenga@autodesk.com | 2012-11-14T15:57:40 | box-upperright | Space | 1DC4 | -38.72 | 44.83 | 2.8 | Autodesk Revit Architecture 2013 - 20121003_2115(x64) | Autodesk.Revit.DB.Architecture.Room:OST_Rooms:Geometry | n/a | 0 | 0 | 0
1CC1-box-lowerleft | rich.mitrenga@autodesk.com | 2012-11-14T15:57:40 | box-lowerleft | Space | 1CC1 | -40.413 | 44.83 | 0 | Autodesk Revit Architecture 2013 - 20121003_2115(x64) | Autodesk.Revit.DB.Architecture.Room:OST_Rooms:Geometry | n/a | 0 | 0 | 0
1CC1-box-upperright | rich.mitrenga@autodesk.com | 2012-11-14T15:57:40 | box-upperright | Space | 1CC1 | -21.18 | 50.203 | 2.8 | Autodesk Revit Architecture 2013 - 20121003_2115(x64) | Autodesk.Revit.DB.Architecture.Room:OST_Rooms:Geometry | n/a | 0 | 0 | 0
1CC2-box-lowerleft | rich.mitrenga@autodesk.com | 2012-11-14T15:57:40 | box-lowerleft | Space | 1CC2 | -31.6 | 49.86 | 0 | Autodesk Revit Architecture 2013 - 20121003_2115(x64) | Autodesk.Revit.DB.Architecture.Room:OST_Rooms:Geometry | n/a | 0 | 0 | 0
1CC2-box-upperright | rich.mitrenga@autodesk.com | 2012-11-14T15:57:40 | box-upperright | Space | 1CC2 | -29.89 | 54.2866 | 2.8 | Autodesk Revit Architecture 2013 - 20121003_2115(x64) | Autodesk.Revit.DB.Architecture.Room:OST_Rooms:Geometry | n/a | 0 | 0 | 0
1CC3-box-lowerleft | rich.mitrenga@autodesk.com | 2012-11-14T15:57:40 | box-lowerleft | Space | 1CC3 | -40.413 | 49.86 | 0 | Autodesk Revit Architecture 2013 - 20121003_2115(x64) | Autodesk.Revit.DB.Architecture.Room:OST_Rooms:Geometry | n/a | 0 | 0 | 0
1CC3-box-upperright | rich.mitrenga@autodesk.com | 2012-11-14T15:57:40 | box-upperright | Space | 1CC3 | -37.755 | 55.288 | 2.8 | Autodesk Revit Architecture 2013 - 20121003_2115(x64) | Autodesk.Revit.DB.Architecture.Room:OST_Rooms:Geometry | n/a | 0 | 0 | 0
1C01-box-lowerleft | rich.mitrenga@autodesk.com | 2012-11-14T15:57:40 | box-lowerleft | Space | 1C01 | -38.72 | 44.83 | 0 | Autodesk Revit Architecture 2013 - 20121003_2115(x64) | Autodesk.Revit.DB.Architecture.Room:OST_Rooms:Geometry | n/a | 0 | 0 | 0
1C01-box-upperright | rich.mitrenga@autodesk.com | 2012-11-14T15:57:40 | box-upperright | Space | 1C01 | -35.215 | 48.15 | 2.8 | Autodesk Revit Architecture 2013 - 20121003_2115(x64) | Autodesk.Revit.DB.Architecture.Room:OST_Rooms:Geometry | n/a | 0 | 0 | 0
1C02-box-lowerleft | rich.mitrenga@autodesk.com | 2012-11-14T15:57:40 | box-lowerleft | Space | 1C02 | -35.215 | 44.83 | 0 | Autodesk Revit Architecture 2013 - 20121003_2115(x64) | Autodesk.Revit.DB.Architecture.Room:OST_Rooms:Geometry | n/a | 0 | 0 | 0
1C02-box-upperright | rich.mitrenga@autodesk.com | 2012-11-14T15:57:40 | box-upperright | Space | 1C02 | -32.349 | 48.026 | 2.8 | Autodesk Revit Architecture 2013 - 20121003_2115(x64) | Autodesk.Revit.DB.Architecture.Room:OST_Rooms:Geometry | n/a | 0 | 0 | 0
1C03-box-lowerleft | rich.mitrenga@autodesk.com | 2012-11-14T15:57:40 | box-lowerleft | Space | 1C03 | -32.225 | 45.01 | 0 | Autodesk Revit Architecture 2013 - 20121003_2115(x64) | Autodesk.Revit.DB.Architecture.Room:OST_Rooms:Geometry | n/a | 0 | 0 | 0
1C03-box-upperright | rich.mitrenga@autodesk.com | 2012-11-14T15:57:40 | box-upperright | Space | 1C03 | -31.049 | 48.026 | 2.8 | Autodesk Revit Architecture 2013 - 20121003_2115(x64) | Autodesk.Revit.DB.Architecture.Room:OST_Rooms:Geometry | n/a | 0 | 0 | 0
1C04-box-lowerleft | rich.mitrenga@autodesk.com | 2012-11-14T15:57:40 | box-lowerleft | Space | 1C04 | -29.766 | 49.984 | 0 | Autodesk Revit Architecture 2013 - 20121003_2115(x64) | Autodesk.Revit.DB.Architecture.Room:OST_Rooms:Geometry | n/a | 0 | 0 | 0
1C04-box-upperright | rich.mitrenga@autodesk.com | 2012-11-14T15:57:40 | box-upperright | Space | 1C04 | -26.327 | 52.69 | 2.8 | Autodesk Revit Architecture 2013 - 20121003_2115(x64) | Autodesk.Revit.DB.Architecture.Room:OST_Rooms:Geometry | n/a | 0 | 0 | 0
1C05-box-lowerleft | rich.mitrenga@autodesk.com | 2012-11-14T15:57:40 | box-lowerleft | Space | 1C05 | -29.766 | 52.814 | 0 | Autodesk Revit Architecture 2013 - 20121003_2115(x64) | Autodesk.Revit.DB.Architecture.Room:OST_Rooms:Geometry | n/a | 0 | 0 | 0
1C05-box-upperright | rich.mitrenga@autodesk.com | 2012-11-14T15:57:40 | box-upperright | Space | 1C05 | -26.327 | 56.253 | 2.8 | Autodesk Revit Architecture 2013 - 20121003_2115(x64) | Autodesk.Revit.DB.Architecture.Room:OST_Rooms:Geometry | n/a | 0 | 0 | 0
1C06-box-lowerleft | rich.mitrenga@autodesk.com | 2012-11-14T15:57:40 | box-lowerleft | Space | 1C06 | -31.6 | 54.4106 | 0 | Autodesk Revit Architecture 2013 - 20121003_2115(x64) | Autodesk.Revit.DB.Architecture.Room:OST_Rooms:Geometry | n/a | 0 | 0 | 0
1C06-box-upperright | rich.mitrenga@autodesk.com | 2012-11-14T15:57:40 | box-upperright | Space | 1C06 | -29.074 | 56.253 | 2.8 | Autodesk Revit Architecture 2013 - 20121003_2115(x64) | Autodesk.Revit.DB.Architecture.Room:OST_Rooms:Geometry | n/a | 0 | 0 | 0
1C07-box-lowerleft | rich.mitrenga@autodesk.com | 2012-11-14T15:57:40 | box-lowerleft | Space | 1C07 | -27.285 | 44.8312 | 0 | Autodesk Revit Architecture 2013 - 20121003_2115(x64) | Autodesk.Revit.DB.Architecture.Room:OST_Rooms:Geometry | n/a | 0 | 0 | 0
1C07-box-upperright | rich.mitrenga@autodesk.com | 2012-11-14T15:57:40 | box-upperright | Space | 1C07 | -19.954 | 48.026 | 2.8 | Autodesk Revit Architecture 2013 - 20121003_2115(x64) | Autodesk.Revit.DB.Architecture.Room:OST_Rooms:Geometry | n/a | 0 | 0 | 0
1C08-box-lowerleft | rich.mitrenga@autodesk.com | 2012-11-14T15:57:40 | box-lowerleft | Space | 1C08 | -35.616 | 49.984 | 0 | Autodesk Revit Architecture 2013 - 20121003_2115(x64) | Autodesk.Revit.DB.Architecture.Room:OST_Rooms:Geometry | n/a | 0 | 0 | 0
1C08-box-upperright | rich.mitrenga@autodesk.com | 2012-11-14T15:57:40 | box-upperright | Space | 1C08 | -31.724 | 52.52 | 2.8 | Autodesk Revit Architecture 2013 - 20121003_2115(x64) | Autodesk.Revit.DB.Architecture.Room:OST_Rooms:Geometry | n/a | 0 | 0 | 0
1C09-box-lowerleft | rich.mitrenga@autodesk.com | 2012-11-14T15:57:40 | box-lowerleft | Space | 1C09 | -35.616 | 52.644 | 0 | Autodesk Revit Architecture 2013 - 20121003_2115(x64) | Autodesk.Revit.DB.Architecture.Room:OST_Rooms:Geometry | n/a | 0 | 0 | 0
1C09-box-upperright | rich.mitrenga@autodesk.com | 2012-11-14T15:57:40 | box-upperright | Space | 1C09 | -31.724 | 56.253 | 2.8 | Autodesk Revit Architecture 2013 - 20121003_2115(x64) | Autodesk.Revit.DB.Architecture.Room:OST_Rooms:Geometry | n/a | 0 | 0 | 0
1C10-box-lowerleft | rich.mitrenga@autodesk.com | 2012-11-14T15:57:40 | box-lowerleft | Space | 1C10 | -30.925 | 44.83 | 0 | Autodesk Revit Architecture 2013 - 20121003_2115(x64) | Autodesk.Revit.DB.Architecture.Room:OST_Rooms:Geometry | n/a | 0 | 0 | 0
1C10-box-upperright | rich.mitrenga@autodesk.com | 2012-11-14T15:57:40 | box-upperright | Space | 1C10 | -23.599 | 48.026 | 2.8 | Autodesk Revit Architecture 2013 - 20121003_2115(x64) | Autodesk.Revit.DB.Architecture.Room:OST_Rooms:Geometry | n/a | 0 | 0 | 0
1D01-box-lowerleft | rich.mitrenga@autodesk.com | 2012-11-14T15:57:40 | box-lowerleft | Space | 1D01 | -27.17 | 34.9035 | 0 | Autodesk Revit Architecture 2013 - 20121003_2115(x64) | Autodesk.Revit.DB.Architecture.Room:OST_Rooms:Geometry | n/a | 0 | 0 | 0
1D01-box-upperright | rich.mitrenga@autodesk.com | 2012-11-14T15:57:40 | box-upperright | Space | 1D01 | -26.204 | 36.786 | 2.8 | Autodesk Revit Architecture 2013 - 20121003_2115(x64) | Autodesk.Revit.DB.Architecture.Room:OST_Rooms:Geometry | n/a | 0 | 0 | 0
1D02-box-lowerleft | rich.mitrenga@autodesk.com | 2012-11-14T15:57:40 | box-lowerleft | Space | 1D02 | -24.246 | 35.24 | 0 | Autodesk Revit Architecture 2013 - 20121003_2115(x64) | Autodesk.Revit.DB.Architecture.Room:OST_Rooms:Geometry | n/a | 0 | 0 | 0
1D02-box-upperright | rich.mitrenga@autodesk.com | 2012-11-14T15:57:40 | box-upperright | Space | 1D02 | -20.29 | 37.95 | 2.8 | Autodesk Revit Architecture 2013 - 20121003_2115(x64) | Autodesk.Revit.DB.Architecture.Room:OST_Rooms:Geometry | n/a | 0 | 0 | 0
1D03-box-lowerleft | rich.mitrenga@autodesk.com | 2012-11-14T15:57:40 | box-lowerleft | Space | 1D03 | -27.17 | 36.91 | 0 | Autodesk Revit Architecture 2013 - 20121003_2115(x64) | Autodesk.Revit.DB.Architecture.Room:OST_Rooms:Geometry | n/a | 0 | 0 | 0
1D03-box-upperright | rich.mitrenga@autodesk.com | 2012-11-14T15:57:40 | box-upperright | Space | 1D03 | -26.08 | 38.826 | 2.8 | Autodesk Revit Architecture 2013 - 20121003_2115(x64) | Autodesk.Revit.DB.Architecture.Room:OST_Rooms:Geometry | n/a | 0 | 0 | 0
1D04-box-lowerleft | rich.mitrenga@autodesk.com | 2012-11-14T15:57:40 | box-lowerleft | Space | 1D04 | -22.256 | 38.33 | 0 | Autodesk Revit Architecture 2013 - 20121003_2115(x64) | Autodesk.Revit.DB.Architecture.Room:OST_Rooms:Geometry | n/a | 0 | 0 | 0
1D04-box-upperright | rich.mitrenga@autodesk.com | 2012-11-14T15:57:40 | box-upperright | Space | 1D04 | -20.29 | 40.66 | 2.8 | Autodesk Revit Architecture 2013 - 20121003_2115(x64) | Autodesk.Revit.DB.Architecture.Room:OST_Rooms:Geometry | n/a | 0 | 0 | 0
1D05-box-lowerleft | rich.mitrenga@autodesk.com | 2012-11-14T15:57:40 | box-lowerleft | Space | 1D05 | -23.69 | 40.784 | 0 | Autodesk Revit Architecture 2013 - 20121003_2115(x64) | Autodesk.Revit.DB.Architecture.Room:OST_Rooms:Geometry | n/a | 0 | 0 | 0
1D05-box-upperright | rich.mitrenga@autodesk.com | 2012-11-14T15:57:40 | box-upperright | Space | 1D05 | -20.29 | 44.74 | 2.8 | Autodesk Revit Architecture 2013 - 20121003_2115(x64) | Autodesk.Revit.DB.Architecture.Room:OST_Rooms:Geometry | n/a | 0 | 0 | 0
1D06-box-lowerleft | rich.mitrenga@autodesk.com | 2012-11-14T15:57:40 | box-lowerleft | Space | 1D06 | -25.916 | 40.784 | 0 | Autodesk Revit Architecture 2013 - 20121003_2115(x64) | Autodesk.Revit.DB.Architecture.Room:OST_Rooms:Geometry | n/a | 0 | 0 | 0
1D06-box-upperright | rich.mitrenga@autodesk.com | 2012-11-14T15:57:40 | box-upperright | Space | 1D06 | -23.814 | 44.74 | 2.8 | Autodesk Revit Architecture 2013 - 20121003_2115(x64) | Autodesk.Revit.DB.Architecture.Room:OST_Rooms:Geometry | n/a | 0 | 0 | 0
1D07-box-lowerleft | rich.mitrenga@autodesk.com | 2012-11-14T15:57:40 | box-lowerleft | Space | 1D07 | -29.086 | 40.784 | 0 | Autodesk Revit Architecture 2013 - 20121003_2115(x64) | Autodesk.Revit.DB.Architecture.Room:OST_Rooms:Geometry | n/a | 0 | 0 | 0
1D07-box-upperright | rich.mitrenga@autodesk.com | 2012-11-14T15:57:40 | box-upperright | Space | 1D07 | -26.04 | 44.706 | 2.8 | Autodesk Revit Architecture 2013 - 20121003_2115(x64) | Autodesk.Revit.DB.Architecture.Room:OST_Rooms:Geometry | n/a | 0 | 0 | 0
1D08-box-lowerleft | rich.mitrenga@autodesk.com | 2012-11-14T15:57:40 | box-lowerleft | Space | 1D08 | -30.34 | 34.9035 | 0 | Autodesk Revit Architecture 2013 - 20121003_2115(x64) | Autodesk.Revit.DB.Architecture.Room:OST_Rooms:Geometry | n/a | 0 | 0 | 0
1D08-box-upperright | rich.mitrenga@autodesk.com | 2012-11-14T15:57:40 | box-upperright | Space | 1D08 | -27.294 | 38.826 | 2.8 | Autodesk Revit Architecture 2013 - 20121003_2115(x64) | Autodesk.Revit.DB.Architecture.Room:OST_Rooms:Geometry | n/a | 0 | 0 | 0
1D09-box-lowerleft | rich.mitrenga@autodesk.com | 2012-11-14T15:57:40 | box-lowerleft | Space | 1D09 | -32.256 | 40.784 | 0 | Autodesk Revit Architecture 2013 - 20121003_2115(x64) | Autodesk.Revit.DB.Architecture.Room:OST_Rooms:Geometry | n/a | 0 | 0 | 0
1D09-box-upperright | rich.mitrenga@autodesk.com | 2012-11-14T15:57:40 | box-upperright | Space | 1D09 | -29.21 | 44.706 | 2.8 | Autodesk Revit Architecture 2013 - 20121003_2115(x64) | Autodesk.Revit.DB.Architecture.Room:OST_Rooms:Geometry | n/a | 0 | 0 | 0
1D10-box-lowerleft | rich.mitrenga@autodesk.com | 2012-11-14T15:57:40 | box-lowerleft | Space | 1D10 | -33.51 | 34.9035 | 0 | Autodesk Revit Architecture 2013 - 20121003_2115(x64) | Autodesk.Revit.DB.Architecture.Room:OST_Rooms:Geometry | n/a | 0 | 0 | 0
1D10-box-upperright | rich.mitrenga@autodesk.com | 2012-11-14T15:57:40 | box-upperright | Space | 1D10 | -30.464 | 38.826 | 2.8 | Autodesk Revit Architecture 2013 - 20121003_2115(x64) | Autodesk.Revit.DB.Architecture.Room:OST_Rooms:Geometry | n/a | 0 | 0 | 0
1D11-box-lowerleft | rich.mitrenga@autodesk.com | 2012-11-14T15:57:40 | box-lowerleft | Space | 1D11 | -35.426 | 40.784 | 0 | Autodesk Revit Architecture 2013 - 20121003_2115(x64) | Autodesk.Revit.DB.Architecture.Room:OST_Rooms:Geometry | n/a | 0 | 0 | 0
1D11-box-upperright | rich.mitrenga@autodesk.com | 2012-11-14T15:57:40 | box-upperright | Space | 1D11 | -32.38 | 44.706 | 2.8 | Autodesk Revit Architecture 2013 - 20121003_2115(x64) | Autodesk.Revit.DB.Architecture.Room:OST_Rooms:Geometry | n/a | 0 | 0 | 0
1D12-box-lowerleft | rich.mitrenga@autodesk.com | 2012-11-14T15:57:40 | box-lowerleft | Space | 1D12 | -36.05 | 34.9035 | 0 | Autodesk Revit Architecture 2013 - 20121003_2115(x64) | Autodesk.Revit.DB.Architecture.Room:OST_Rooms:Geometry | n/a | 0 | 0 | 0
1D12-box-upperright | rich.mitrenga@autodesk.com | 2012-11-14T15:57:40 | box-upperright | Space | 1D12 | -33.634 | 38.826 | 2.8 | Autodesk Revit Architecture 2013 - 20121003_2115(x64) | Autodesk.Revit.DB.Architecture.Room:OST_Rooms:Geometry | n/a | 0 | 0 | 0
1D13-box-lowerleft | rich.mitrenga@autodesk.com | 2012-11-14T15:57:40 | box-lowerleft | Space | 1D13 | -38.596 | 40.784 | 0 | Autodesk Revit Architecture 2013 - 20121003_2115(x64) | Autodesk.Revit.DB.Architecture.Room:OST_Rooms:Geometry | n/a | 0 | 0 | 0
1D13-box-upperright | rich.mitrenga@autodesk.com | 2012-11-14T15:57:40 | box-upperright | Space | 1D13 | -35.55 | 44.706 | 2.8 | Autodesk Revit Architecture 2013 - 20121003_2115(x64) | Autodesk.Revit.DB.Architecture.Room:OST_Rooms:Geometry | n/a | 0 | 0 | 0
1D14-box-lowerleft | rich.mitrenga@autodesk.com | 2012-11-14T15:57:40 | box-lowerleft | Space | 1D14 | -38.34 | 36.894 | 0 | Autodesk Revit Architecture 2013 - 20121003_2115(x64) | Autodesk.Revit.DB.Architecture.Room:OST_Rooms:Geometry | n/a | 0 | 0 | 0
1D14-box-upperright | rich.mitrenga@autodesk.com | 2012-11-14T15:57:40 | box-upperright | Space | 1D14 | -36.174 | 38.826 | 2.8 | Autodesk Revit Architecture 2013 - 20121003_2115(x64) | Autodesk.Revit.DB.Architecture.Room:OST_Rooms:Geometry | n/a | 0 | 0 | 0
1D15-box-lowerleft | rich.mitrenga@autodesk.com | 2012-11-14T15:57:40 | box-lowerleft | Space | 1D15 | -38.658 | 34.9035 | 0 | Autodesk Revit Architecture 2013 - 20121003_2115(x64) | Autodesk.Revit.DB.Architecture.Room:OST_Rooms:Geometry | n/a | 0 | 0 | 0
1D15-box-upperright | rich.mitrenga@autodesk.com | 2012-11-14T15:57:40 | box-upperright | Space | 1D15 | -36.174 | 36.77 | 2.8 | Autodesk Revit Architecture 2013 - 20121003_2115(x64) | Autodesk.Revit.DB.Architecture.Room:OST_Rooms:Geometry | n/a | 0 | 0 | 0
1D16-box-lowerleft | rich.mitrenga@autodesk.com | 2012-11-14T15:57:40 | box-lowerleft | Space | 1D16 | -52.013 | 38.43 | 0 | Autodesk Revit Architecture 2013 - 20121003_2115(x64) | Autodesk.Revit.DB.Architecture.Room:OST_Rooms:Geometry | n/a | 0 | 0 | 0
1D16-box-upperright | rich.mitrenga@autodesk.com | 2012-11-14T15:57:40 | box-upperright | Space | 1D16 | -40.537 | 44.74 | 2.8 | Autodesk Revit Architecture 2013 - 20121003_2115(x64) | Autodesk.Revit.DB.Architecture.Room:OST_Rooms:Geometry | n/a | 0 | 0 | 0
1D17-box-lowerleft | rich.mitrenga@autodesk.com | 2012-11-14T15:57:40 | box-lowerleft | Space | 1D17 | -42.1308 | 39.7574 | 0 | Autodesk Revit Architecture 2013 - 20121003_2115(x64) | Autodesk.Revit.DB.Architecture.Room:OST_Rooms:Geometry | n/a | 0 | 0 | 0
1D17-box-upperright | rich.mitrenga@autodesk.com | 2012-11-14T15:57:40 | box-upperright | Space | 1D17 | -40.537 | 40.806 | 2.8 | Autodesk Revit Architecture 2013 - 20121003_2115(x64) | Autodesk.Revit.DB.Architecture.Room:OST_Rooms:Geometry | n/a | 0 | 0 | 0
1D18-box-lowerleft | rich.mitrenga@autodesk.com | 2012-11-14T15:57:40 | box-lowerleft | Space | 1D18 | -43.186 | 37.004 | 0 | Autodesk Revit Architecture 2013 - 20121003_2115(x64) | Autodesk.Revit.DB.Architecture.Room:OST_Rooms:Geometry | n/a | 0 | 0 | 0
1D18-box-upperright | rich.mitrenga@autodesk.com | 2012-11-14T15:57:40 | box-upperright | Space | 1D18 | -40.537 | 40.5234 | 2.8 | Autodesk Revit Architecture 2013 - 20121003_2115(x64) | Autodesk.Revit.DB.Architecture.Room:OST_Rooms:Geometry | n/a | 0 | 0 | 0
1D19-box-lowerleft | rich.mitrenga@autodesk.com | 2012-11-14T15:57:40 | box-lowerleft | Space | 1D19 | -43.186 | 34.904 | 0 | Autodesk Revit Architecture 2013 - 20121003_2115(x64) | Autodesk.Revit.DB.Architecture.Room:OST_Rooms:Geometry | n/a | 0 | 0 | 0
1D19-box-upperright | rich.mitrenga@autodesk.com | 2012-11-14T15:57:40 | box-upperright | Space | 1D19 | -40.537 | 36.88 | 2.8 | Autodesk Revit Architecture 2013 - 20121003_2115(x64) | Autodesk.Revit.DB.Architecture.Room:OST_Rooms:Geometry | n/a | 0 | 0 | 0
1D20-box-lowerleft | rich.mitrenga@autodesk.com | 2012-11-14T15:57:40 | box-lowerleft | Space | 1D20 | -46.53 | 34.904 | 0 | Autodesk Revit Architecture 2013 - 20121003_2115(x64) | Autodesk.Revit.DB.Architecture.Room:OST_Rooms:Geometry | n/a | 0 | 0 | 0
1D20-box-upperright | rich.mitrenga@autodesk.com | 2012-11-14T15:57:40 | box-upperright | Space | 1D20 | -43.31 | 38.306 | 2.8 | Autodesk Revit Architecture 2013 - 20121003_2115(x64) | Autodesk.Revit.DB.Architecture.Room:OST_Rooms:Geometry | n/a | 0 | 0 | 0
1D21-box-lowerleft | rich.mitrenga@autodesk.com | 2012-11-14T15:57:40 | box-lowerleft | Space | 1D21 | -52.013 | 34.904 | 0 | Autodesk Revit Architecture 2013 - 20121003_2115(x64) | Autodesk.Revit.DB.Architecture.Room:OST_Rooms:Geometry | n/a | 0 | 0 | 0
1D21-box-upperright | rich.mitrenga@autodesk.com | 2012-11-14T15:57:40 | box-upperright | Space | 1D21 | -46.654 | 38.306 | 2.8 | Autodesk Revit Architecture 2013 - 20121003_2115(x64) | Autodesk.Revit.DB.Architecture.Room:OST_Rooms:Geometry | n/a | 0 | 0 | 0
1D22-box-lowerleft | rich.mitrenga@autodesk.com | 2012-11-14T15:57:40 | box-lowerleft | Space | 1D22 | -52.013 | 28.61 | 0 | Autodesk Revit Architecture 2013 - 20121003_2115(x64) | Autodesk.Revit.DB.Architecture.Room:OST_Rooms:Geometry | n/a | 0 | 0 | 0
1D22-box-upperright | rich.mitrenga@autodesk.com | 2012-11-14T15:57:40 | box-upperright | Space | 1D22 | -48.085 | 34.78 | 2.8 | Autodesk Revit Architecture 2013 - 20121003_2115(x64) | Autodesk.Revit.DB.Architecture.Room:OST_Rooms:Geometry | n/a | 0 | 0 | 0
1D23-box-lowerleft | rich.mitrenga@autodesk.com | 2012-11-14T15:57:40 | box-lowerleft | Space | 1D23 | -52.013 | 25.084 | 0 | Autodesk Revit Architecture 2013 - 20121003_2115(x64) | Autodesk.Revit.DB.Architecture.Room:OST_Rooms:Geometry | n/a | 0 | 0 | 0
1D23-box-upperright | rich.mitrenga@autodesk.com | 2012-11-14T15:57:40 | box-upperright | Space | 1D23 | -46.654 | 28.486 | 2.8 | Autodesk Revit Architecture 2013 - 20121003_2115(x64) | Autodesk.Revit.DB.Architecture.Room:OST_Rooms:Geometry | n/a | 0 | 0 | 0
1D24-box-lowerleft | rich.mitrenga@autodesk.com | 2012-11-14T15:57:40 | box-lowerleft | Space | 1D24 | -46.53 | 25.084 | 0 | Autodesk Revit Architecture 2013 - 20121003_2115(x64) | Autodesk.Revit.DB.Architecture.Room:OST_Rooms:Geometry | n/a | 0 | 0 | 0
1D24-box-upperright | rich.mitrenga@autodesk.com | 2012-11-14T15:57:40 | box-upperright | Space | 1D24 | -43.31 | 28.486 | 2.8 | Autodesk Revit Architecture 2013 - 20121003_2115(x64) | Autodesk.Revit.DB.Architecture.Room:OST_Rooms:Geometry | n/a | 0 | 0 | 0
1D25-box-lowerleft | rich.mitrenga@autodesk.com | 2012-11-14T15:57:40 | box-lowerleft | Space | 1D25 | -52.013 | 18.65 | 0 | Autodesk Revit Architecture 2013 - 20121003_2115(x64) | Autodesk.Revit.DB.Architecture.Room:OST_Rooms:Geometry | n/a | 0 | 0 | 0
1D25-box-upperright | rich.mitrenga@autodesk.com | 2012-11-14T15:57:40 | box-upperright | Space | 1D25 | -40.554 | 24.96 | 2.8 | Autodesk Revit Architecture 2013 - 20121003_2115(x64) | Autodesk.Revit.DB.Architecture.Room:OST_Rooms:Geometry | n/a | 0 | 0 | 0
1D26-box-lowerleft | rich.mitrenga@autodesk.com | 2012-11-14T15:57:40 | box-lowerleft | Space | 1D26 | -43.186 | 22.584 | 0 | Autodesk Revit Architecture 2013 - 20121003_2115(x64) | Autodesk.Revit.DB.Architecture.Room:OST_Rooms:Geometry | n/a | 0 | 0 | 0
1D26-box-upperright | rich.mitrenga@autodesk.com | 2012-11-14T15:57:40 | box-upperright | Space | 1D26 | -40.554 | 24.26 | 2.8 | Autodesk Revit Architecture 2013 - 20121003_2115(x64) | Autodesk.Revit.DB.Architecture.Room:OST_Rooms:Geometry | n/a | 0 | 0 | 0
1D27-box-lowerleft | rich.mitrenga@autodesk.com | 2012-11-14T15:57:40 | box-lowerleft | Space | 1D27 | -43.186 | 24.66 | 0 | Autodesk Revit Architecture 2013 - 20121003_2115(x64) | Autodesk.Revit.DB.Architecture.Room:OST_Rooms:Geometry | n/a | 0 | 0 | 0
1D27-box-upperright | rich.mitrenga@autodesk.com | 2012-11-14T15:57:40 | box-upperright | Space | 1D27 | -40.554 | 28.486 | 2.8 | Autodesk Revit Architecture 2013 - 20121003_2115(x64) | Autodesk.Revit.DB.Architecture.Room:OST_Rooms:Geometry | n/a | 0 | 0 | 0
1D28-box-lowerleft | rich.mitrenga@autodesk.com | 2012-11-14T15:57:40 | box-lowerleft | Space | 1D28 | -38.596 | 18.684 | 0 | Autodesk Revit Architecture 2013 - 20121003_2115(x64) | Autodesk.Revit.DB.Architecture.Room:OST_Rooms:Geometry | n/a | 0 | 0 | 0
1D28-box-upperright | rich.mitrenga@autodesk.com | 2012-11-14T15:57:40 | box-upperright | Space | 1D28 | -35.584 | 22.606 | 2.8 | Autodesk Revit Architecture 2013 - 20121003_2115(x64) | Autodesk.Revit.DB.Architecture.Room:OST_Rooms:Geometry | n/a | 0 | 0 | 0
1D30-box-lowerleft | rich.mitrenga@autodesk.com | 2012-11-14T15:57:40 | box-lowerleft | Space | 1D30 | -38.596 | 24.564 | 0 | Autodesk Revit Architecture 2013 - 20121003_2115(x64) | Autodesk.Revit.DB.Architecture.Room:OST_Rooms:Geometry | n/a | 0 | 0 | 0
1D30-box-upperright | rich.mitrenga@autodesk.com | 2012-11-14T15:57:40 | box-upperright | Space | 1D30 | -36.43 | 28.486 | 2.8 | Autodesk Revit Architecture 2013 - 20121003_2115(x64) | Autodesk.Revit.DB.Architecture.Room:OST_Rooms:Geometry | n/a | 0 | 0 | 0
1D31-box-lowerleft | rich.mitrenga@autodesk.com | 2012-11-14T15:57:40 | box-lowerleft | Space | 1D31 | -36.306 | 24.564 | 0 | Autodesk Revit Architecture 2013 - 20121003_2115(x64) | Autodesk.Revit.DB.Architecture.Room:OST_Rooms:Geometry | n/a | 0 | 0 | 0
1D31-box-upperright | rich.mitrenga@autodesk.com | 2012-11-14T15:57:40 | box-upperright | Space | 1D31 | -33.634 | 28.486 | 2.8 | Autodesk Revit Architecture 2013 - 20121003_2115(x64) | Autodesk.Revit.DB.Architecture.Room:OST_Rooms:Geometry | n/a | 0 | 0 | 0
1D32-box-lowerleft | rich.mitrenga@autodesk.com | 2012-11-14T15:57:40 | box-lowerleft | Space | 1D32 | -35.46 | 18.684 | 0 | Autodesk Revit Architecture 2013 - 20121003_2115(x64) | Autodesk.Revit.DB.Architecture.Room:OST_Rooms:Geometry | n/a | 0 | 0 | 0
1D32-box-upperright | rich.mitrenga@autodesk.com | 2012-11-14T15:57:40 | box-upperright | Space | 1D32 | -32.414 | 22.606 | 2.8 | Autodesk Revit Architecture 2013 - 20121003_2115(x64) | Autodesk.Revit.DB.Architecture.Room:OST_Rooms:Geometry | n/a | 0 | 0 | 0
1D33-box-lowerleft | rich.mitrenga@autodesk.com | 2012-11-14T15:57:40 | box-lowerleft | Space | 1D33 | -33.51 | 24.564 | 0 | Autodesk Revit Architecture 2013 - 20121003_2115(x64) | Autodesk.Revit.DB.Architecture.Room:OST_Rooms:Geometry | n/a | 0 | 0 | 0
1D33-box-upperright | rich.mitrenga@autodesk.com | 2012-11-14T15:57:40 | box-upperright | Space | 1D33 | -30.464 | 28.486 | 2.8 | Autodesk Revit Architecture 2013 - 20121003_2115(x64) | Autodesk.Revit.DB.Architecture.Room:OST_Rooms:Geometry | n/a | 0 | 0 | 0
1D34-box-lowerleft | rich.mitrenga@autodesk.com | 2012-11-14T15:57:40 | box-lowerleft | Space | 1D34 | -32.29 | 18.684 | 0 | Autodesk Revit Architecture 2013 - 20121003_2115(x64) | Autodesk.Revit.DB.Architecture.Room:OST_Rooms:Geometry | n/a | 0 | 0 | 0
1D34-box-upperright | rich.mitrenga@autodesk.com | 2012-11-14T15:57:40 | box-upperright | Space | 1D34 | -29.244 | 22.606 | 2.8 | Autodesk Revit Architecture 2013 - 20121003_2115(x64) | Autodesk.Revit.DB.Architecture.Room:OST_Rooms:Geometry | n/a | 0 | 0 | 0
1D35-box-lowerleft | rich.mitrenga@autodesk.com | 2012-11-14T15:57:40 | box-lowerleft | Space | 1D35 | -30.34 | 24.564 | 0 | Autodesk Revit Architecture 2013 - 20121003_2115(x64) | Autodesk.Revit.DB.Architecture.Room:OST_Rooms:Geometry | n/a | 0 | 0 | 0
1D35-box-upperright | rich.mitrenga@autodesk.com | 2012-11-14T15:57:40 | box-upperright | Space | 1D35 | -27.294 | 28.486 | 2.8 | Autodesk Revit Architecture 2013 - 20121003_2115(x64) | Autodesk.Revit.DB.Architecture.Room:OST_Rooms:Geometry | n/a | 0 | 0 | 0
1D36-box-lowerleft | rich.mitrenga@autodesk.com | 2012-11-14T15:57:40 | box-lowerleft | Space | 1D36 | -29.12 | 18.684 | 0 | Autodesk Revit Architecture 2013 - 20121003_2115(x64) | Autodesk.Revit.DB.Architecture.Room:OST_Rooms:Geometry | n/a | 0 | 0 | 0
1D36-box-upperright | rich.mitrenga@autodesk.com | 2012-11-14T15:57:40 | box-upperright | Space | 1D36 | -26.074 | 22.606 | 2.8 | Autodesk Revit Architecture 2013 - 20121003_2115(x64) | Autodesk.Revit.DB.Architecture.Room:OST_Rooms:Geometry | n/a | 0 | 0 | 0
1D37-box-lowerleft | rich.mitrenga@autodesk.com | 2012-11-14T15:57:40 | box-lowerleft | Space | 1D37 | -27.17 | 24.564 | 0 | Autodesk Revit Architecture 2013 - 20121003_2115(x64) | Autodesk.Revit.DB.Architecture.Room:OST_Rooms:Geometry | n/a | 0 | 0 | 0
1D37-box-upperright | rich.mitrenga@autodesk.com | 2012-11-14T15:57:40 | box-upperright | Space | 1D37 | -26.08 | 26.48 | 2.8 | Autodesk Revit Architecture 2013 - 20121003_2115(x64) | Autodesk.Revit.DB.Architecture.Room:OST_Rooms:Geometry | n/a | 0 | 0 | 0
1D38-box-lowerleft | rich.mitrenga@autodesk.com | 2012-11-14T15:57:40 | box-lowerleft | Space | 1D38 | -25.95 | 18.684 | 0 | Autodesk Revit Architecture 2013 - 20121003_2115(x64) | Autodesk.Revit.DB.Architecture.Room:OST_Rooms:Geometry | n/a | 0 | 0 | 0
1D38-box-upperright | rich.mitrenga@autodesk.com | 2012-11-14T15:57:40 | box-upperright | Space | 1D38 | -20.29 | 22.606 | 2.8 | Autodesk Revit Architecture 2013 - 20121003_2115(x64) | Autodesk.Revit.DB.Architecture.Room:OST_Rooms:Geometry | n/a | 0 | 0 | 0
1D39-box-lowerleft | rich.mitrenga@autodesk.com | 2012-11-14T15:57:40 | box-lowerleft | Space | 1D39 | -27.17 | 26.604 | 0 | Autodesk Revit Architecture 2013 - 20121003_2115(x64) | Autodesk.Revit.DB.Architecture.Room:OST_Rooms:Geometry | n/a | 0 | 0 | 0
1D39-box-upperright | rich.mitrenga@autodesk.com | 2012-11-14T15:57:40 | box-upperright | Space | 1D39 | -26.204 | 28.486 | 2.8 | Autodesk Revit Architecture 2013 - 20121003_2115(x64) | Autodesk.Revit.DB.Architecture.Room:OST_Rooms:Geometry | n/a | 0 | 0 | 0
1D40-box-lowerleft | rich.mitrenga@autodesk.com | 2012-11-14T15:57:40 | box-lowerleft | Space | 1D40 | -24.246 | 22.73 | 0 | Autodesk Revit Architecture 2013 - 20121003_2115(x64) | Autodesk.Revit.DB.Architecture.Room:OST_Rooms:Geometry | n/a | 0 | 0 | 0
1D40-box-upperright | rich.mitrenga@autodesk.com | 2012-11-14T15:57:40 | box-upperright | Space | 1D40 | -20.29 | 28.15 | 2.8 | Autodesk Revit Architecture 2013 - 20121003_2115(x64) | Autodesk.Revit.DB.Architecture.Room:OST_Rooms:Geometry | n/a | 0 | 0 | 0
1DC5-box-lowerleft | rich.mitrenga@autodesk.com | 2012-11-14T15:57:40 | box-lowerleft | Space | 1DC5 | -40.43 | 25.0584 | 0 | Autodesk Revit Architecture 2013 - 20121003_2115(x64) | Autodesk.Revit.DB.Architecture.Room:OST_Rooms:Geometry | n/a | 0 | 0 | 0
1DC5-box-upperright | rich.mitrenga@autodesk.com | 2012-11-14T15:57:40 | box-upperright | Space | 1DC5 | -38.72 | 28.61 | 2.8 | Autodesk Revit Architecture 2013 - 20121003_2115(x64) | Autodesk.Revit.DB.Architecture.Room:OST_Rooms:Geometry | n/a | 0 | 0 | 0
1DC6-box-lowerleft | rich.mitrenga@autodesk.com | 2012-11-14T15:57:40 | box-lowerleft | Space | 1DC6 | -40.43 | 16.814 | 0 | Autodesk Revit Architecture 2013 - 20121003_2115(x64) | Autodesk.Revit.DB.Architecture.Room:OST_Rooms:Geometry | n/a | 0 | 0 | 0
1DC6-box-upperright | rich.mitrenga@autodesk.com | 2012-11-14T15:57:40 | box-upperright | Space | 1DC6 | -38.72 | 24.9344 | 2.8 | Autodesk Revit Architecture 2013 - 20121003_2115(x64) | Autodesk.Revit.DB.Architecture.Room:OST_Rooms:Geometry | n/a | 0 | 0 | 0
1DC7-box-lowerleft | rich.mitrenga@autodesk.com | 2012-11-14T15:57:40 | box-lowerleft | Space | 1DC7 | -38.72 | 22.73 | 0 | Autodesk Revit Architecture 2013 - 20121003_2115(x64) | Autodesk.Revit.DB.Architecture.Room:OST_Rooms:Geometry | n/a | 0 | 0 | 0
1DC7-box-upperright | rich.mitrenga@autodesk.com | 2012-11-14T15:57:40 | box-upperright | Space | 1DC7 | -22.38 | 25.42 | 2.8 | Autodesk Revit Architecture 2013 - 20121003_2115(x64) | Autodesk.Revit.DB.Architecture.Room:OST_Rooms:Geometry | n/a | 0 | 0 | 0
1DC8-box-lowerleft | rich.mitrenga@autodesk.com | 2012-11-14T15:57:40 | box-lowerleft | Space | 1DC8 | -26.08 | 24.4422 | 0 | Autodesk Revit Architecture 2013 - 20121003_2115(x64) | Autodesk.Revit.DB.Architecture.Room:OST_Rooms:Geometry | n/a | 0 | 0 | 0
1DC8-box-upperright | rich.mitrenga@autodesk.com | 2012-11-14T15:57:40 | box-upperright | Space | 1DC8 | -24.37 | 27.91 | 2.8 | Autodesk Revit Architecture 2013 - 20121003_2115(x64) | Autodesk.Revit.DB.Architecture.Room:OST_Rooms:Geometry | n/a | 0 | 0 | 0
1C12-box-lowerleft | rich.mitrenga@autodesk.com | 2012-11-14T15:57:40 | box-lowerleft | Space | 1C12 | -42.6 | 53.264 | 0 | Autodesk Revit Architecture 2013 - 20121003_2115(x64) | Autodesk.Revit.DB.Architecture.Room:OST_Rooms:Geometry | n/a | 0 | 0 | 0
1C12-box-upperright | rich.mitrenga@autodesk.com | 2012-11-14T15:57:40 | box-upperright | Space | 1C12 | -40.537 | 55.91 | 2.8 | Autodesk Revit Architecture 2013 - 20121003_2115(x64) | Autodesk.Revit.DB.Architecture.Room:OST_Rooms:Geometry | n/a | 0 | 0 | 0
1C13-box-lowerleft | rich.mitrenga@autodesk.com | 2012-11-14T15:57:40 | box-lowerleft | Space | 1C13 | -43.18 | 44.864 | 0 | Autodesk Revit Architecture 2013 - 20121003_2115(x64) | Autodesk.Revit.DB.Architecture.Room:OST_Rooms:Geometry | n/a | 0 | 0 | 0
1C13-box-upperright | rich.mitrenga@autodesk.com | 2012-11-14T15:57:40 | box-upperright | Space | 1C13 | -40.537 | 49.07 | 2.8 | Autodesk Revit Architecture 2013 - 20121003_2115(x64) | Autodesk.Revit.DB.Architecture.Room:OST_Rooms:Geometry | n/a | 0 | 0 | 0
1C14-box-lowerleft | rich.mitrenga@autodesk.com | 2012-11-14T15:57:40 | box-lowerleft | Space | 1C14 | -45.17 | 53.264 | 0 | Autodesk Revit Architecture 2013 - 20121003_2115(x64) | Autodesk.Revit.DB.Architecture.Room:OST_Rooms:Geometry | n/a | 0 | 0 | 0
1C14-box-upperright | rich.mitrenga@autodesk.com | 2012-11-14T15:57:40 | box-upperright | Space | 1C14 | -42.724 | 56.253 | 2.8 | Autodesk Revit Architecture 2013 - 20121003_2115(x64) | Autodesk.Revit.DB.Architecture.Room:OST_Rooms:Geometry | n/a | 0 | 0 | 0
1C15-box-lowerleft | rich.mitrenga@autodesk.com | 2012-11-14T15:57:40 | box-lowerleft | Space | 1C15 | -46.77 | 44.864 | 0 | Autodesk Revit Architecture 2013 - 20121003_2115(x64) | Autodesk.Revit.DB.Architecture.Room:OST_Rooms:Geometry | n/a | 0 | 0 | 0
1C15-box-upperright | rich.mitrenga@autodesk.com | 2012-11-14T15:57:40 | box-upperright | Space | 1C15 | -43.304 | 49.07 | 2.8 | Autodesk Revit Architecture 2013 - 20121003_2115(x64) | Autodesk.Revit.DB.Architecture.Room:OST_Rooms:Geometry | n/a | 0 | 0 | 0
1C16-box-lowerleft | rich.mitrenga@autodesk.com | 2012-11-14T15:57:40 | box-lowerleft | Space | 1C16 | -48.37 | 53.264 | 0 | Autodesk Revit Architecture 2013 - 20121003_2115(x64) | Autodesk.Revit.DB.Architecture.Room:OST_Rooms:Geometry | n/a | 0 | 0 | 0
1C16-box-upperright | rich.mitrenga@autodesk.com | 2012-11-14T15:57:40 | box-upperright | Space | 1C16 | -45.294 | 56.253 | 2.8 | Autodesk Revit Architecture 2013 - 20121003_2115(x64) | Autodesk.Revit.DB.Architecture.Room:OST_Rooms:Geometry | n/a | 0 | 0 | 0
1C17-box-lowerleft | rich.mitrenga@autodesk.com | 2012-11-14T15:57:40 | box-lowerleft | Space | 1C17 | -52.013 | 44.864 | 0 | Autodesk Revit Architecture 2013 - 20121003_2115(x64) | Autodesk.Revit.DB.Architecture.Room:OST_Rooms:Geometry | n/a | 0 | 0 | 0
1C17-box-upperright | rich.mitrenga@autodesk.com | 2012-11-14T15:57:40 | box-upperright | Space | 1C17 | -48.829 | 47.706 | 2.8 | Autodesk Revit Architecture 2013 - 20121003_2115(x64) | Autodesk.Revit.DB.Architecture.Room:OST_Rooms:Geometry | n/a | 0 | 0 | 0
1C18-box-lowerleft | rich.mitrenga@autodesk.com | 2012-11-14T15:57:40 | box-lowerleft | Space | 1C18 | -52.013 | 44.864 | 0 | Autodesk Revit Architecture 2013 - 20121003_2115(x64) | Autodesk.Revit.DB.Architecture.Room:OST_Rooms:Geometry | n/a | 0 | 0 | 0
1C18-box-upperright | rich.mitrenga@autodesk.com | 2012-11-14T15:57:40 | box-upperright | Space | 1C18 | -40.537 | 53.14 | 2.8 | Autodesk Revit Architecture 2013 - 20121003_2115(x64) | Autodesk.Revit.DB.Architecture.Room:OST_Rooms:Geometry | n/a | 0 | 0 | 0
1C19-box-lowerleft | rich.mitrenga@autodesk.com | 2012-11-14T15:57:40 | box-lowerleft | Space | 1C19 | -52.013 | 53.264 | 0 | Autodesk Revit Architecture 2013 - 20121003_2115(x64) | Autodesk.Revit.DB.Architecture.Room:OST_Rooms:Geometry | n/a | 0 | 0 | 0
1C19-box-upperright | rich.mitrenga@autodesk.com | 2012-11-14T15:57:40 | box-upperright | Space | 1C19 | -48.494 | 56.253 | 2.8 | Autodesk Revit Architecture 2013 - 20121003_2115(x64) | Autodesk.Revit.DB.Architecture.Room:OST_Rooms:Geometry | n/a | 0 | 0 | 0
1C11-box-lowerleft | rich.mitrenga@autodesk.com | 2012-11-14T15:57:40 | box-lowerleft | Space | 1C11 | -38.596 | 52.5834 | 0 | Autodesk Revit Architecture 2013 - 20121003_2115(x64) | Autodesk.Revit.DB.Architecture.Room:OST_Rooms:Geometry | n/a | 0 | 0 | 0
1C11-box-upperright | rich.mitrenga@autodesk.com | 2012-11-14T15:57:40 | box-upperright | Space | 1C11 | -38.284 | 54.3134 | 2.8 | Autodesk Revit Architecture 2013 - 20121003_2115(x64) | Autodesk.Revit.DB.Architecture.Room:OST_Rooms:Geometry | n/a | 0 | 0 | 0
1CS3-box-lowerleft | rich.mitrenga@autodesk.com | 2012-11-14T15:57:40 | box-lowerleft | Space | 1CS3 | -38.16 | 50.32 | 0 | Autodesk Revit Architecture 2013 - 20121003_2115(x64) | Autodesk.Revit.DB.Architecture.Room:OST_Rooms:Geometry | n/a | 0 | 0 | 0
1CS3-box-upperright | rich.mitrenga@autodesk.com | 2012-11-14T15:57:40 | box-upperright | Space | 1CS3 | -35.74 | 55.995 | 2.8 | Autodesk Revit Architecture 2013 - 20121003_2115(x64) | Autodesk.Revit.DB.Architecture.Room:OST_Rooms:Geometry | n/a | 0 | 0 | 0
1E01-box-lowerleft | rich.mitrenga@autodesk.com | 2012-11-14T15:57:40 | box-lowerleft | Space | 1E01 | -22.786 | 12.104 | 0 | Autodesk Revit Architecture 2013 - 20121003_2115(x64) | Autodesk.Revit.DB.Architecture.Room:OST_Rooms:Geometry | n/a | 0 | 0 | 0
1E01-box-upperright | rich.mitrenga@autodesk.com | 2012-11-14T15:57:40 | box-upperright | Space | 1E01 | -19.954 | 15.27 | 2.8 | Autodesk Revit Architecture 2013 - 20121003_2115(x64) | Autodesk.Revit.DB.Architecture.Room:OST_Rooms:Geometry | n/a | 0 | 0 | 0
1E02-box-lowerleft | rich.mitrenga@autodesk.com | 2012-11-14T15:57:40 | box-lowerleft | Space | 1E02 | -22.786 | 15.394 | 0 | Autodesk Revit Architecture 2013 - 20121003_2115(x64) | Autodesk.Revit.DB.Architecture.Room:OST_Rooms:Geometry | n/a | 0 | 0 | 0
1E02-box-upperright | rich.mitrenga@autodesk.com | 2012-11-14T15:57:40 | box-upperright | Space | 1E02 | -19.954 | 17.19 | 2.8 | Autodesk Revit Architecture 2013 - 20121003_2115(x64) | Autodesk.Revit.DB.Architecture.Room:OST_Rooms:Geometry | n/a | 0 | 0 | 0
1E03-box-lowerleft | rich.mitrenga@autodesk.com | 2012-11-14T15:57:40 | box-lowerleft | Space | 1E03 | -22.786 | 17.314 | 0 | Autodesk Revit Architecture 2013 - 20121003_2115(x64) | Autodesk.Revit.DB.Architecture.Room:OST_Rooms:Geometry | n/a | 0 | 0 | 0
1E03-box-upperright | rich.mitrenga@autodesk.com | 2012-11-14T15:57:40 | box-upperright | Space | 1E03 | -19.954 | 18.56 | 2.8 | Autodesk Revit Architecture 2013 - 20121003_2115(x64) | Autodesk.Revit.DB.Architecture.Room:OST_Rooms:Geometry | n/a | 0 | 0 | 0
1E04-box-lowerleft | rich.mitrenga@autodesk.com | 2012-11-14T15:57:40 | box-lowerleft | Space | 1E04 | -25.776 | 12.104 | 0 | Autodesk Revit Architecture 2013 - 20121003_2115(x64) | Autodesk.Revit.DB.Architecture.Room:OST_Rooms:Geometry | n/a | 0 | 0 | 0
1E04-box-upperright | rich.mitrenga@autodesk.com | 2012-11-14T15:57:40 | box-upperright | Space | 1E04 | -22.91 | 15.236 | 2.8 | Autodesk Revit Architecture 2013 - 20121003_2115(x64) | Autodesk.Revit.DB.Architecture.Room:OST_Rooms:Geometry | n/a | 0 | 0 | 0
1E05-box-lowerleft | rich.mitrenga@autodesk.com | 2012-11-14T15:57:40 | box-lowerleft | Space | 1E05 | -25.776 | 15.36 | 0 | Autodesk Revit Architecture 2013 - 20121003_2115(x64) | Autodesk.Revit.DB.Architecture.Room:OST_Rooms:Geometry | n/a | 0 | 0 | 0
1E05-box-upperright | rich.mitrenga@autodesk.com | 2012-11-14T15:57:40 | box-upperright | Space | 1E05 | -22.91 | 18.56 | 2.8 | Autodesk Revit Architecture 2013 - 20121003_2115(x64) | Autodesk.Revit.DB.Architecture.Room:OST_Rooms:Geometry | n/a | 0 | 0 | 0
1E06-box-lowerleft | rich.mitrenga@autodesk.com | 2012-11-14T15:57:40 | box-lowerleft | Space | 1E06 | -31.47 | 12.104 | 0 | Autodesk Revit Architecture 2013 - 20121003_2115(x64) | Autodesk.Revit.DB.Architecture.Room:OST_Rooms:Geometry | n/a | 0 | 0 | 0
1E06-box-upperright | rich.mitrenga@autodesk.com | 2012-11-14T15:57:40 | box-upperright | Space | 1E06 | -25.9 | 18.56 | 2.8 | Autodesk Revit Architecture 2013 - 20121003_2115(x64) | Autodesk.Revit.DB.Architecture.Room:OST_Rooms:Geometry | n/a | 0 | 0 | 0
1E07-box-lowerleft | rich.mitrenga@autodesk.com | 2012-11-14T15:57:40 | box-lowerleft | Space | 1E07 | -34.75 | 12.104 | 0 | Autodesk Revit Architecture 2013 - 20121003_2115(x64) | Autodesk.Revit.DB.Architecture.Room:OST_Rooms:Geometry | n/a | 0 | 0 | 0
1E07-box-upperright | rich.mitrenga@autodesk.com | 2012-11-14T15:57:40 | box-upperright | Space | 1E07 | -31.594 | 15.526 | 2.8 | Autodesk Revit Architecture 2013 - 20121003_2115(x64) | Autodesk.Revit.DB.Architecture.Room:OST_Rooms:Geometry | n/a | 0 | 0 | 0
1E08-box-lowerleft | rich.mitrenga@autodesk.com | 2012-11-14T15:57:40 | box-lowerleft | Space | 1E08 | -34.75 | 15.65 | 0 | Autodesk Revit Architecture 2013 - 20121003_2115(x64) | Autodesk.Revit.DB.Architecture.Room:OST_Rooms:Geometry | n/a | 0 | 0 | 0
1E08-box-upperright | rich.mitrenga@autodesk.com | 2012-11-14T15:57:40 | box-upperright | Space | 1E08 | -31.594 | 18.56 | 2.8 | Autodesk Revit Architecture 2013 - 20121003_2115(x64) | Autodesk.Revit.DB.Architecture.Room:OST_Rooms:Geometry | n/a | 0 | 0 | 0
1E09-box-lowerleft | rich.mitrenga@autodesk.com | 2012-11-14T15:57:40 | box-lowerleft | Space | 1E09 | -36.545 | 12.104 | 0 | Autodesk Revit Architecture 2013 - 20121003_2115(x64) | Autodesk.Revit.DB.Architecture.Room:OST_Rooms:Geometry | n/a | 0 | 0 | 0
1E09-box-upperright | rich.mitrenga@autodesk.com | 2012-11-14T15:57:40 | box-upperright | Space | 1E09 | -34.874 | 14.766 | 2.8 | Autodesk Revit Architecture 2013 - 20121003_2115(x64) | Autodesk.Revit.DB.Architecture.Room:OST_Rooms:Geometry | n/a | 0 | 0 | 0
1E10-box-lowerleft | rich.mitrenga@autodesk.com | 2012-11-14T15:57:40 | box-lowerleft | Space | 1E10 | -38.596 | 12.104 | 0 | Autodesk Revit Architecture 2013 - 20121003_2115(x64) | Autodesk.Revit.DB.Architecture.Room:OST_Rooms:Geometry | n/a | 0 | 0 | 0
1E10-box-upperright | rich.mitrenga@autodesk.com | 2012-11-14T15:57:40 | box-upperright | Space | 1E10 | -36.925 | 14.766 | 2.8 | Autodesk Revit Architecture 2013 - 20121003_2115(x64) | Autodesk.Revit.DB.Architecture.Room:OST_Rooms:Geometry | n/a | 0 | 0 | 0
1E11-box-lowerleft | rich.mitrenga@autodesk.com | 2012-11-14T15:57:40 | box-lowerleft | Space | 1E11 | -38.596 | 14.89 | 0 | Autodesk Revit Architecture 2013 - 20121003_2115(x64) | Autodesk.Revit.DB.Architecture.Room:OST_Rooms:Geometry | n/a | 0 | 0 | 0
1E11-box-upperright | rich.mitrenga@autodesk.com | 2012-11-14T15:57:40 | box-upperright | Space | 1E11 | -34.874 | 18.56 | 2.8 | Autodesk Revit Architecture 2013 - 20121003_2115(x64) | Autodesk.Revit.DB.Architecture.Room:OST_Rooms:Geometry | n/a | 0 | 0 | 0
1E12-box-lowerleft | rich.mitrenga@autodesk.com | 2012-11-14T15:57:40 | box-lowerleft | Space | 1E12 | -43.093 | 12.104 | 0 | Autodesk Revit Architecture 2013 - 20121003_2115(x64) | Autodesk.Revit.DB.Architecture.Room:OST_Rooms:Geometry | n/a | 0 | 0 | 0
1E12-box-upperright | rich.mitrenga@autodesk.com | 2012-11-14T15:57:40 | box-upperright | Space | 1E12 | -40.554 | 13.936 | 2.8 | Autodesk Revit Architecture 2013 - 20121003_2115(x64) | Autodesk.Revit.DB.Architecture.Room:OST_Rooms:Geometry | n/a | 0 | 0 | 0
1E14-box-lowerleft | rich.mitrenga@autodesk.com | 2012-11-14T15:57:40 | box-lowerleft | Space | 1E14 | -46.77 | 12.104 | 0 | Autodesk Revit Architecture 2013 - 20121003_2115(x64) | Autodesk.Revit.DB.Architecture.Room:OST_Rooms:Geometry | n/a | 0 | 0 | 0
1E14-box-upperright | rich.mitrenga@autodesk.com | 2012-11-14T15:57:40 | box-upperright | Space | 1E14 | -43.478 | 18.526 | 2.8 | Autodesk Revit Architecture 2013 - 20121003_2115(x64) | Autodesk.Revit.DB.Architecture.Room:OST_Rooms:Geometry | n/a | 0 | 0 | 0
1E15-box-lowerleft | rich.mitrenga@autodesk.com | 2012-11-14T15:57:40 | box-lowerleft | Space | 1E15 | -52.013 | 12.247 | 0 | Autodesk Revit Architecture 2013 - 20121003_2115(x64) | Autodesk.Revit.DB.Architecture.Room:OST_Rooms:Geometry | n/a | 0 | 0 | 0
1E15-box-upperright | rich.mitrenga@autodesk.com | 2012-11-14T15:57:40 | box-upperright | Space | 1E15 | -47.23 | 18.38 | 2.8 | Autodesk Revit Architecture 2013 - 20121003_2115(x64) | Autodesk.Revit.DB.Architecture.Room:OST_Rooms:Geometry | n/a | 0 | 0 | 0
1E16-box-lowerleft | rich.mitrenga@autodesk.com | 2012-11-14T15:57:40 | box-lowerleft | Space | 1E16 | -52.013 | -0.113 | 0 | Autodesk Revit Architecture 2013 - 20121003_2115(x64) | Autodesk.Revit.DB.Architecture.Room:OST_Rooms:Geometry | n/a | 0 | 0 | 0
1E16-box-upperright | rich.mitrenga@autodesk.com | 2012-11-14T15:57:40 | box-upperright | Space | 1E16 | -47.22 | 10.163 | 2.8 | Autodesk Revit Architecture 2013 - 20121003_2115(x64) | Autodesk.Revit.DB.Architecture.Room:OST_Rooms:Geometry | n/a | 0 | 0 | 0
1E17-box-lowerleft | rich.mitrenga@autodesk.com | 2012-11-14T15:57:40 | box-lowerleft | Space | 1E17 | -47.326 | -0.113 | 0 | Autodesk Revit Architecture 2013 - 20121003_2115(x64) | Autodesk.Revit.DB.Architecture.Room:OST_Rooms:Geometry | n/a | 0 | 0 | 0
1E17-box-upperright | rich.mitrenga@autodesk.com | 2012-11-14T15:57:40 | box-upperright | Space | 1E17 | -44.084 | 2.616 | 2.8 | Autodesk Revit Architecture 2013 - 20121003_2115(x64) | Autodesk.Revit.DB.Architecture.Room:OST_Rooms:Geometry | n/a | 0 | 0 | 0
1E18-box-lowerleft | rich.mitrenga@autodesk.com | 2012-11-14T15:57:40 | box-lowerleft | Space | 1E18 | -47.326 | 2.74 | 0 | Autodesk Revit Architecture 2013 - 20121003_2115(x64) | Autodesk.Revit.DB.Architecture.Room:OST_Rooms:Geometry | n/a | 0 | 0 | 0
1E18-box-upperright | rich.mitrenga@autodesk.com | 2012-11-14T15:57:40 | box-upperright | Space | 1E18 | -44.084 | 7.186 | 2.8 | Autodesk Revit Architecture 2013 - 20121003_2115(x64) | Autodesk.Revit.DB.Architecture.Room:OST_Rooms:Geometry | n/a | 0 | 0 | 0
1E19-box-lowerleft | rich.mitrenga@autodesk.com | 2012-11-14T15:57:40 | box-lowerleft | Space | 1E19 | -47.326 | 7.31 | 0 | Autodesk Revit Architecture 2013 - 20121003_2115(x64) | Autodesk.Revit.DB.Architecture.Room:OST_Rooms:Geometry | n/a | 0 | 0 | 0
1E19-box-upperright | rich.mitrenga@autodesk.com | 2012-11-14T15:57:40 | box-upperright | Space | 1E19 | -44.084 | 10.163 | 2.8 | Autodesk Revit Architecture 2013 - 20121003_2115(x64) | Autodesk.Revit.DB.Architecture.Room:OST_Rooms:Geometry | n/a | 0 | 0 | 0
1E20-box-lowerleft | rich.mitrenga@autodesk.com | 2012-11-14T15:57:40 | box-lowerleft | Space | 1E20 | -41.773 | -0.113 | 0 | Autodesk Revit Architecture 2013 - 20121003_2115(x64) | Autodesk.Revit.DB.Architecture.Room:OST_Rooms:Geometry | n/a | 0 | 0 | 0
1E20-box-upperright | rich.mitrenga@autodesk.com | 2012-11-14T15:57:40 | box-upperright | Space | 1E20 | -38.3794 | 2.47 | 2.8 | Autodesk Revit Architecture 2013 - 20121003_2115(x64) | Autodesk.Revit.DB.Architecture.Room:OST_Rooms:Geometry | n/a | 0 | 0 | 0
1E21-box-lowerleft | rich.mitrenga@autodesk.com | 2012-11-14T15:57:40 | box-lowerleft | Space | 1E21 | -41.773 | 2.594 | 0 | Autodesk Revit Architecture 2013 - 20121003_2115(x64) | Autodesk.Revit.DB.Architecture.Room:OST_Rooms:Geometry | n/a | 0 | 0 | 0
1E21-box-upperright | rich.mitrenga@autodesk.com | 2012-11-14T15:57:40 | box-upperright | Space | 1E21 | -40.2654 | 5.796 | 2.8 | Autodesk Revit Architecture 2013 - 20121003_2115(x64) | Autodesk.Revit.DB.Architecture.Room:OST_Rooms:Geometry | n/a | 0 | 0 | 0
1E22-box-lowerleft | rich.mitrenga@autodesk.com | 2012-11-14T15:57:40 | box-lowerleft | Space | 1E22 | -40.1414 | 2.594 | 0 | Autodesk Revit Architecture 2013 - 20121003_2115(x64) | Autodesk.Revit.DB.Architecture.Room:OST_Rooms:Geometry | n/a | 0 | 0 | 0
1E22-box-upperright | rich.mitrenga@autodesk.com | 2012-11-14T15:57:40 | box-upperright | Space | 1E22 | -38.3794 | 5.796 | 2.8 | Autodesk Revit Architecture 2013 - 20121003_2115(x64) | Autodesk.Revit.DB.Architecture.Room:OST_Rooms:Geometry | n/a | 0 | 0 | 0
1E23-box-lowerleft | rich.mitrenga@autodesk.com | 2012-11-14T15:57:40 | box-lowerleft | Space | 1E23 | -41.916 | 7.799 | 0 | Autodesk Revit Architecture 2013 - 20121003_2115(x64) | Autodesk.Revit.DB.Architecture.Room:OST_Rooms:Geometry | n/a | 0 | 0 | 0
1E23-box-upperright | rich.mitrenga@autodesk.com | 2012-11-14T15:57:40 | box-upperright | Space | 1E23 | -38.3794 | 10.163 | 2.8 | Autodesk Revit Architecture 2013 - 20121003_2115(x64) | Autodesk.Revit.DB.Architecture.Room:OST_Rooms:Geometry | n/a | 0 | 0 | 0
1E24-box-lowerleft | rich.mitrenga@autodesk.com | 2012-11-14T15:57:40 | box-lowerleft | Space | 1E24 | -38.5704 | -0.113 | 0 | Autodesk Revit Architecture 2013 - 20121003_2115(x64) | Autodesk.Revit.DB.Architecture.Room:OST_Rooms:Geometry | n/a | 0 | 0 | 0
1E24-box-upperright | rich.mitrenga@autodesk.com | 2012-11-14T15:57:40 | box-upperright | Space | 1E24 | -26.174 | 10.163 | 2.8 | Autodesk Revit Architecture 2013 - 20121003_2115(x64) | Autodesk.Revit.DB.Architecture.Room:OST_Rooms:Geometry | n/a | 0 | 0 | 0
1E25-box-lowerleft | rich.mitrenga@autodesk.com | 2012-11-14T15:57:40 | box-lowerleft | Space | 1E25 | -26.9664 | 6.034 | 0 | Autodesk Revit Architecture 2013 - 20121003_2115(x64) | Autodesk.Revit.DB.Architecture.Room:OST_Rooms:Geometry | n/a | 0 | 0 | 0
1E25-box-upperright | rich.mitrenga@autodesk.com | 2012-11-14T15:57:40 | box-upperright | Space | 1E25 | -24.344 | 10.163 | 2.8 | Autodesk Revit Architecture 2013 - 20121003_2115(x64) | Autodesk.Revit.DB.Architecture.Room:OST_Rooms:Geometry | n/a | 0 | 0 | 0
1E26-box-lowerleft | rich.mitrenga@autodesk.com | 2012-11-14T15:57:40 | box-lowerleft | Space | 1E26 | -26.05 | 2.904 | 0 | Autodesk Revit Architecture 2013 - 20121003_2115(x64) | Autodesk.Revit.DB.Architecture.Room:OST_Rooms:Geometry | n/a | 0 | 0 | 0
1E26-box-upperright | rich.mitrenga@autodesk.com | 2012-11-14T15:57:40 | box-upperright | Space | 1E26 | -19.947 | 5.91 | 2.8 | Autodesk Revit Architecture 2013 - 20121003_2115(x64) | Autodesk.Revit.DB.Architecture.Room:OST_Rooms:Geometry | n/a | 0 | 0 | 0
1E27-box-lowerleft | rich.mitrenga@autodesk.com | 2012-11-14T15:57:40 | box-lowerleft | Space | 1E27 | -26.05 | -0.113 | 0 | Autodesk Revit Architecture 2013 - 20121003_2115(x64) | Autodesk.Revit.DB.Architecture.Room:OST_Rooms:Geometry | n/a | 0 | 0 | 0
1E27-box-upperright | rich.mitrenga@autodesk.com | 2012-11-14T15:57:40 | box-upperright | Space | 1E27 | -23.094 | 2.78 | 2.8 | Autodesk Revit Architecture 2013 - 20121003_2115(x64) | Autodesk.Revit.DB.Architecture.Room:OST_Rooms:Geometry | n/a | 0 | 0 | 0
1E28-box-lowerleft | rich.mitrenga@autodesk.com | 2012-11-14T15:57:40 | box-lowerleft | Space | 1E28 | -22.97 | -0.113 | 0 | Autodesk Revit Architecture 2013 - 20121003_2115(x64) | Autodesk.Revit.DB.Architecture.Room:OST_Rooms:Geometry | n/a | 0 | 0 | 0
1E28-box-upperright | rich.mitrenga@autodesk.com | 2012-11-14T15:57:40 | box-upperright | Space | 1E28 | -19.947 | 2.78 | 2.8 | Autodesk Revit Architecture 2013 - 20121003_2115(x64) | Autodesk.Revit.DB.Architecture.Room:OST_Rooms:Geometry | n/a | 0 | 0 | 0
1E29-box-lowerleft | rich.mitrenga@autodesk.com | 2012-11-14T15:57:40 | box-lowerleft | Space | 1E29 | -22.386 | 6.034 | 0 | Autodesk Revit Architecture 2013 - 20121003_2115(x64) | Autodesk.Revit.DB.Architecture.Room:OST_Rooms:Geometry | n/a | 0 | 0 | 0
1E29-box-upperright | rich.mitrenga@autodesk.com | 2012-11-14T15:57:40 | box-upperright | Space | 1E29 | -19.947 | 10.163 | 2.8 | Autodesk Revit Architecture 2013 - 20121003_2115(x64) | Autodesk.Revit.DB.Architecture.Room:OST_Rooms:Geometry | n/a | 0 | 0 | 0
1E30-box-lowerleft | rich.mitrenga@autodesk.com | 2012-11-14T15:57:40 | box-lowerleft | Space | 1E30 | -41.916 | 5.92 | 0 | Autodesk Revit Architecture 2013 - 20121003_2115(x64) | Autodesk.Revit.DB.Architecture.Room:OST_Rooms:Geometry | n/a | 0 | 0 | 0
1E30-box-upperright | rich.mitrenga@autodesk.com | 2012-11-14T15:57:40 | box-upperright | Space | 1E30 | -38.3794 | 7.675 | 2.8 | Autodesk Revit Architecture 2013 - 20121003_2115(x64) | Autodesk.Revit.DB.Architecture.Room:OST_Rooms:Geometry | n/a | 0 | 0 | 0
1E33-box-lowerleft | rich.mitrenga@autodesk.com | 2012-11-14T15:57:40 | box-lowerleft | Space | 1E33 | -43.354 | 14.06 | 0 | Autodesk Revit Architecture 2013 - 20121003_2115(x64) | Autodesk.Revit.DB.Architecture.Room:OST_Rooms:Geometry | n/a | 0 | 0 | 0
1E33-box-upperright | rich.mitrenga@autodesk.com | 2012-11-14T15:57:40 | box-upperright | Space | 1E33 | -40.554 | 18.526 | 2.8 | Autodesk Revit Architecture 2013 - 20121003_2115(x64) | Autodesk.Revit.DB.Architecture.Room:OST_Rooms:Geometry | n/a | 0 | 0 | 0
1EC1-box-lowerleft | rich.mitrenga@autodesk.com | 2012-11-14T15:57:40 | box-lowerleft | Space | 1EC1 | -51.049 | 10.287 | 0 | Autodesk Revit Architecture 2013 - 20121003_2115(x64) | Autodesk.Revit.DB.Architecture.Room:OST_Rooms:Geometry | n/a | 0 | 0 | 0
1EC1-box-upperright | rich.mitrenga@autodesk.com | 2012-11-14T15:57:40 | box-upperright | Space | 1EC1 | -20.954 | 11.98 | 2.8 | Autodesk Revit Architecture 2013 - 20121003_2115(x64) | Autodesk.Revit.DB.Architecture.Room:OST_Rooms:Geometry | n/a | 0 | 0 | 0
1EC2-box-lowerleft | rich.mitrenga@autodesk.com | 2012-11-14T15:57:40 | box-lowerleft | Space | 1EC2 | -24.22 | 6.034 | 0 | Autodesk Revit Architecture 2013 - 20121003_2115(x64) | Autodesk.Revit.DB.Architecture.Room:OST_Rooms:Geometry | n/a | 0 | 0 | 0
1EC2-box-upperright | rich.mitrenga@autodesk.com | 2012-11-14T15:57:40 | box-upperright | Space | 1EC2 | -22.51 | 10.287 | 2.8 | Autodesk Revit Architecture 2013 - 20121003_2115(x64) | Autodesk.Revit.DB.Architecture.Room:OST_Rooms:Geometry | n/a | 0 | 0 | 0
1EC3-box-lowerleft | rich.mitrenga@autodesk.com | 2012-11-14T15:57:40 | box-lowerleft | Space | 1EC3 | -40.43 | 11.98 | 0 | Autodesk Revit Architecture 2013 - 20121003_2115(x64) | Autodesk.Revit.DB.Architecture.Room:OST_Rooms:Geometry | n/a | 0 | 0 | 0
1EC3-box-upperright | rich.mitrenga@autodesk.com | 2012-11-14T15:57:40 | box-upperright | Space | 1EC3 | -38.72 | 16.69 | 2.8 | Autodesk Revit Architecture 2013 - 20121003_2115(x64) | Autodesk.Revit.DB.Architecture.Room:OST_Rooms:Geometry | n/a | 0 | 0 | 0
1EC4-box-lowerleft | rich.mitrenga@autodesk.com | 2012-11-14T15:57:40 | box-lowerleft | Space | 1EC4 | -44.185 | 5.92 | 0 | Autodesk Revit Architecture 2013 - 20121003_2115(x64) | Autodesk.Revit.DB.Architecture.Room:OST_Rooms:Geometry | n/a | 0 | 0 | 0
1EC4-box-upperright | rich.mitrenga@autodesk.com | 2012-11-14T15:57:40 | box-upperright | Space | 1EC4 | -42.04 | 10.287 | 2.8 | Autodesk Revit Architecture 2013 - 20121003_2115(x64) | Autodesk.Revit.DB.Architecture.Room:OST_Rooms:Geometry | n/a | 0 | 0 | 0
1BC1-box-lowerleft | rich.mitrenga@autodesk.com | 2012-11-14T15:57:40 | box-lowerleft | Space | 1BC1 | -3.67 | 24.54 | 0 | Autodesk Revit Architecture 2013 - 20121003_2115(x64) | Autodesk.Revit.DB.Architecture.Room:OST_Rooms:Geometry | n/a | 0 | 0 | 0
1BC1-box-upperright | rich.mitrenga@autodesk.com | 2012-11-14T15:57:40 | box-upperright | Space | 1BC1 | -1.96 | 27.52 | 2.8 | Autodesk Revit Architecture 2013 - 20121003_2115(x64) | Autodesk.Revit.DB.Architecture.Room:OST_Rooms:Geometry | n/a | 0 | 0 | 0
1BC2-box-lowerleft | rich.mitrenga@autodesk.com | 2012-11-14T15:57:40 | box-lowerleft | Space | 1BC2 | -9.29 | 12.78 | 0 | Autodesk Revit Architecture 2013 - 20121003_2115(x64) | Autodesk.Revit.DB.Architecture.Room:OST_Rooms:Geometry | n/a | 0 | 0 | 0
1BC2-box-upperright | rich.mitrenga@autodesk.com | 2012-11-14T15:57:40 | box-upperright | Space | 1BC2 | -6.58 | 27.52 | 2.8 | Autodesk Revit Architecture 2013 - 20121003_2115(x64) | Autodesk.Revit.DB.Architecture.Room:OST_Rooms:Geometry | n/a | 0 | 0 | 0
1BC3-box-lowerleft | rich.mitrenga@autodesk.com | 2012-11-14T15:57:40 | box-lowerleft | Space | 1BC3 | -16.556 | 12.78 | 0 | Autodesk Revit Architecture 2013 - 20121003_2115(x64) | Autodesk.Revit.DB.Architecture.Room:OST_Rooms:Geometry | n/a | 0 | 0 | 0
1BC3-box-upperright | rich.mitrenga@autodesk.com | 2012-11-14T15:57:40 | box-upperright | Space | 1BC3 | -9.29 | 14.49 | 2.8 | Autodesk Revit Architecture 2013 - 20121003_2115(x64) | Autodesk.Revit.DB.Architecture.Room:OST_Rooms:Geometry | n/a | 0 | 0 | 0
1BC4-box-lowerleft | rich.mitrenga@autodesk.com | 2012-11-14T15:57:40 | box-lowerleft | Space | 1BC4 | -20.83 | 9.927 | 0 | Autodesk Revit Architecture 2013 - 20121003_2115(x64) | Autodesk.Revit.DB.Architecture.Room:OST_Rooms:Geometry | n/a | 0 | 0 | 0
1BC4-box-upperright | rich.mitrenga@autodesk.com | 2012-11-14T15:57:40 | box-upperright | Space | 1BC4 | -15.46 | 25.6834 | 2.8 | Autodesk Revit Architecture 2013 - 20121003_2115(x64) | Autodesk.Revit.DB.Architecture.Room:OST_Rooms:Geometry | n/a | 0 | 0 | 0
1B01-box-lowerleft | rich.mitrenga@autodesk.com | 2012-11-14T15:57:40 | box-lowerleft | Space | 1B01 | -7.456 | 26.064 | 0 | Autodesk Revit Architecture 2013 - 20121003_2115(x64) | Autodesk.Revit.DB.Architecture.Room:OST_Rooms:Geometry | n/a | 0 | 0 | 0
1B01-box-upperright | rich.mitrenga@autodesk.com | 2012-11-14T15:57:40 | box-upperright | Space | 1B01 | -3.794 | 28.548 | 2.8 | Autodesk Revit Architecture 2013 - 20121003_2115(x64) | Autodesk.Revit.DB.Architecture.Room:OST_Rooms:Geometry | n/a | 0 | 0 | 0
1B02-box-lowerleft | rich.mitrenga@autodesk.com | 2012-11-14T15:57:40 | box-lowerleft | Space | 1B02 | -1.836 | 25.39 | 0 | Autodesk Revit Architecture 2013 - 20121003_2115(x64) | Autodesk.Revit.DB.Architecture.Room:OST_Rooms:Geometry | n/a | 0 | 0 | 0
1B02-box-upperright | rich.mitrenga@autodesk.com | 2012-11-14T15:57:40 | box-upperright | Space | 1B02 | 0.113 | 28.23 | 2.8 | Autodesk Revit Architecture 2013 - 20121003_2115(x64) | Autodesk.Revit.DB.Architecture.Room:OST_Rooms:Geometry | n/a | 0 | 0 | 0
1B03-box-lowerleft | rich.mitrenga@autodesk.com | 2012-11-14T15:57:40 | box-lowerleft | Space | 1B03 | -7.456 | 23.484 | 0 | Autodesk Revit Architecture 2013 - 20121003_2115(x64) | Autodesk.Revit.DB.Architecture.Room:OST_Rooms:Geometry | n/a | 0 | 0 | 0
1B03-box-upperright | rich.mitrenga@autodesk.com | 2012-11-14T15:57:40 | box-upperright | Space | 1B03 | -3.794 | 25.94 | 2.8 | Autodesk Revit Architecture 2013 - 20121003_2115(x64) | Autodesk.Revit.DB.Architecture.Room:OST_Rooms:Geometry | n/a | 0 | 0 | 0
1B04-box-lowerleft | rich.mitrenga@autodesk.com | 2012-11-14T15:57:40 | box-lowerleft | Space | 1B04 | -6.456 | 14.13 | 0 | Autodesk Revit Architecture 2013 - 20121003_2115(x64) | Autodesk.Revit.DB.Architecture.Room:OST_Rooms:Geometry | n/a | 0 | 0 | 0
1B04-box-upperright | rich.mitrenga@autodesk.com | 2012-11-14T15:57:40 | box-upperright | Space | 1B04 | 0.113 | 25.266 | 2.8 | Autodesk Revit Architecture 2013 - 20121003_2115(x64) | Autodesk.Revit.DB.Architecture.Room:OST_Rooms:Geometry | n/a | 0 | 0 | 0
1B05-box-lowerleft | rich.mitrenga@autodesk.com | 2012-11-14T15:57:40 | box-lowerleft | Space | 1B05 | -7.456 | 21.57 | 0 | Autodesk Revit Architecture 2013 - 20121003_2115(x64) | Autodesk.Revit.DB.Architecture.Room:OST_Rooms:Geometry | n/a | 0 | 0 | 0
1B05-box-upperright | rich.mitrenga@autodesk.com | 2012-11-14T15:57:40 | box-upperright | Space | 1B05 | -5.1 | 23.36 | 2.8 | Autodesk Revit Architecture 2013 - 20121003_2115(x64) | Autodesk.Revit.DB.Architecture.Room:OST_Rooms:Geometry | n/a | 0 | 0 | 0
1B06-box-lowerleft | rich.mitrenga@autodesk.com | 2012-11-14T15:57:40 | box-lowerleft | Space | 1B06 | -2.39 | 10.27 | 0 | Autodesk Revit Architecture 2013 - 20121003_2115(x64) | Autodesk.Revit.DB.Architecture.Room:OST_Rooms:Geometry | n/a | 0 | 0 | 0
1B06-box-upperright | rich.mitrenga@autodesk.com | 2012-11-14T15:57:40 | box-upperright | Space | 1B06 | 0.113 | 14.006 | 2.8 | Autodesk Revit Architecture 2013 - 20121003_2115(x64) | Autodesk.Revit.DB.Architecture.Room:OST_Rooms:Geometry | n/a | 0 | 0 | 0
1B07-box-lowerleft | rich.mitrenga@autodesk.com | 2012-11-14T15:57:40 | box-lowerleft | Space | 1B07 | -7.456 | 19.954 | 0 | Autodesk Revit Architecture 2013 - 20121003_2115(x64) | Autodesk.Revit.DB.Architecture.Room:OST_Rooms:Geometry | n/a | 0 | 0 | 0
1B07-box-upperright | rich.mitrenga@autodesk.com | 2012-11-14T15:57:40 | box-upperright | Space | 1B07 | -4.844 | 21.446 | 2.8 | Autodesk Revit Architecture 2013 - 20121003_2115(x64) | Autodesk.Revit.DB.Architecture.Room:OST_Rooms:Geometry | n/a | 0 | 0 | 0
1B08-box-lowerleft | rich.mitrenga@autodesk.com | 2012-11-14T15:57:40 | box-lowerleft | Space | 1B08 | -4.906 | 10.27 | 0 | Autodesk Revit Architecture 2013 - 20121003_2115(x64) | Autodesk.Revit.DB.Architecture.Room:OST_Rooms:Geometry | n/a | 0 | 0 | 0
1B08-box-upperright | rich.mitrenga@autodesk.com | 2012-11-14T15:57:40 | box-upperright | Space | 1B08 | -2.514 | 14.006 | 2.8 | Autodesk Revit Architecture 2013 - 20121003_2115(x64) | Autodesk.Revit.DB.Architecture.Room:OST_Rooms:Geometry | n/a | 0 | 0 | 0
1B09-box-lowerleft | rich.mitrenga@autodesk.com | 2012-11-14T15:57:40 | box-lowerleft | Space | 1B09 | -7.05 | 17.96 | 0 | Autodesk Revit Architecture 2013 - 20121003_2115(x64) | Autodesk.Revit.DB.Architecture.Room:OST_Rooms:Geometry | n/a | 0 | 0 | 0
1B09-box-upperright | rich.mitrenga@autodesk.com | 2012-11-14T15:57:40 | box-upperright | Space | 1B09 | -4.844 | 19.83 | 2.8 | Autodesk Revit Architecture 2013 - 20121003_2115(x64) | Autodesk.Revit.DB.Architecture.Room:OST_Rooms:Geometry | n/a | 0 | 0 | 0
1B10-box-lowerleft | rich.mitrenga@autodesk.com | 2012-11-14T15:57:40 | box-lowerleft | Space | 1B10 | -7.456 | 9.927 | 0 | Autodesk Revit Architecture 2013 - 20121003_2115(x64) | Autodesk.Revit.DB.Architecture.Room:OST_Rooms:Geometry | n/a | 0 | 0 | 0
1B10-box-upperright | rich.mitrenga@autodesk.com | 2012-11-14T15:57:40 | box-upperright | Space | 1B10 | -5.03 | 14.006 | 2.8 | Autodesk Revit Architecture 2013 - 20121003_2115(x64) | Autodesk.Revit.DB.Architecture.Room:OST_Rooms:Geometry | n/a | 0 | 0 | 0
1B11-box-lowerleft | rich.mitrenga@autodesk.com | 2012-11-14T15:57:40 | box-lowerleft | Space | 1B11 | -7.2 | 15.964 | 0 | Autodesk Revit Architecture 2013 - 20121003_2115(x64) | Autodesk.Revit.DB.Architecture.Room:OST_Rooms:Geometry | n/a | 0 | 0 | 0
1B11-box-upperright | rich.mitrenga@autodesk.com | 2012-11-14T15:57:40 | box-upperright | Space | 1B11 | -4.844 | 17.836 | 2.8 | Autodesk Revit Architecture 2013 - 20121003_2115(x64) | Autodesk.Revit.DB.Architecture.Room:OST_Rooms:Geometry | n/a | 0 | 0 | 0
1B12-box-lowerleft | rich.mitrenga@autodesk.com | 2012-11-14T15:57:40 | box-lowerleft | Space | 1B12 | -8.79 | 9.927 | 0 | Autodesk Revit Architecture 2013 - 20121003_2115(x64) | Autodesk.Revit.DB.Architecture.Room:OST_Rooms:Geometry | n/a | 0 | 0 | 0
1B12-box-upperright | rich.mitrenga@autodesk.com | 2012-11-14T15:57:40 | box-upperright | Space | 1B12 | -7.58 | 12.656 | 2.8 | Autodesk Revit Architecture 2013 - 20121003_2115(x64) | Autodesk.Revit.DB.Architecture.Room:OST_Rooms:Geometry | n/a | 0 | 0 | 0
1B13-box-lowerleft | rich.mitrenga@autodesk.com | 2012-11-14T15:57:40 | box-lowerleft | Space | 1B13 | -15.336 | 23.5 | 0 | Autodesk Revit Architecture 2013 - 20121003_2115(x64) | Autodesk.Revit.DB.Architecture.Room:OST_Rooms:Geometry | n/a | 0 | 0 | 0
1B13-box-upperright | rich.mitrenga@autodesk.com | 2012-11-14T15:57:40 | box-upperright | Space | 1B13 | -9.414 | 28.38 | 2.8 | Autodesk Revit Architecture 2013 - 20121003_2115(x64) | Autodesk.Revit.DB.Architecture.Room:OST_Rooms:Geometry | n/a | 0 | 0 | 0
1B14-box-lowerleft | rich.mitrenga@autodesk.com | 2012-11-14T15:57:40 | box-lowerleft | Space | 1B14 | -10.17 | 9.927 | 0 | Autodesk Revit Architecture 2013 - 20121003_2115(x64) | Autodesk.Revit.DB.Architecture.Room:OST_Rooms:Geometry | n/a | 0 | 0 | 0
1B14-box-upperright | rich.mitrenga@autodesk.com | 2012-11-14T15:57:40 | box-upperright | Space | 1B14 | -8.914 | 12.656 | 2.8 | Autodesk Revit Architecture 2013 - 20121003_2115(x64) | Autodesk.Revit.DB.Architecture.Room:OST_Rooms:Geometry | n/a | 0 | 0 | 0
1B15-box-lowerleft | rich.mitrenga@autodesk.com | 2012-11-14T15:57:40 | box-lowerleft | Space | 1B15 | -11.706 | 23.624 | 0 | Autodesk Revit Architecture 2013 - 20121003_2115(x64) | Autodesk.Revit.DB.Architecture.Room:OST_Rooms:Geometry | n/a | 0 | 0 | 0
1B15-box-upperright | rich.mitrenga@autodesk.com | 2012-11-14T15:57:40 | box-upperright | Space | 1B15 | -9.414 | 25.916 | 2.8 | Autodesk Revit Architecture 2013 - 20121003_2115(x64) | Autodesk.Revit.DB.Architecture.Room:OST_Rooms:Geometry | n/a | 0 | 0 | 0
1B16-box-lowerleft | rich.mitrenga@autodesk.com | 2012-11-14T15:57:40 | box-lowerleft | Space | 1B16 | -11.55 | 9.927 | 0 | Autodesk Revit Architecture 2013 - 20121003_2115(x64) | Autodesk.Revit.DB.Architecture.Room:OST_Rooms:Geometry | n/a | 0 | 0 | 0
1B16-box-upperright | rich.mitrenga@autodesk.com | 2012-11-14T15:57:40 | box-upperright | Space | 1B16 | -10.294 | 12.656 | 2.8 | Autodesk Revit Architecture 2013 - 20121003_2115(x64) | Autodesk.Revit.DB.Architecture.Room:OST_Rooms:Geometry | n/a | 0 | 0 | 0
1B17-box-lowerleft | rich.mitrenga@autodesk.com | 2012-11-14T15:57:40 | box-lowerleft | Space | 1B17 | -15.336 | 19.61 | 0 | Autodesk Revit Architecture 2013 - 20121003_2115(x64) | Autodesk.Revit.DB.Architecture.Room:OST_Rooms:Geometry | n/a | 0 | 0 | 0
1B17-box-upperright | rich.mitrenga@autodesk.com | 2012-11-14T15:57:40 | box-upperright | Space | 1B17 | -9.414 | 23.5 | 2.8 | Autodesk Revit Architecture 2013 - 20121003_2115(x64) | Autodesk.Revit.DB.Architecture.Room:OST_Rooms:Geometry | n/a | 0 | 0 | 0
1B19-box-lowerleft | rich.mitrenga@autodesk.com | 2012-11-14T15:57:40 | box-lowerleft | Space | 1B19 | -15.336 | 14.614 | 0 | Autodesk Revit Architecture 2013 - 20121003_2115(x64) | Autodesk.Revit.DB.Architecture.Room:OST_Rooms:Geometry | n/a | 0 | 0 | 0
1B19-box-upperright | rich.mitrenga@autodesk.com | 2012-11-14T15:57:40 | box-upperright | Space | 1B19 | -9.414 | 19.486 | 2.8 | Autodesk Revit Architecture 2013 - 20121003_2115(x64) | Autodesk.Revit.DB.Architecture.Room:OST_Rooms:Geometry | n/a | 0 | 0 | 0
1B21-box-lowerleft | rich.mitrenga@autodesk.com | 2012-11-14T15:57:40 | box-lowerleft | Space | 1B21 | -17.706 | 18.784 | 0 | Autodesk Revit Architecture 2013 - 20121003_2115(x64) | Autodesk.Revit.DB.Architecture.Room:OST_Rooms:Geometry | n/a | 0 | 0 | 0
1B21-box-upperright | rich.mitrenga@autodesk.com | 2012-11-14T15:57:40 | box-upperright | Space | 1B21 | -15.46 | 22.796 | 2.8 | Autodesk Revit Architecture 2013 - 20121003_2115(x64) | Autodesk.Revit.DB.Architecture.Room:OST_Rooms:Geometry | n/a | 0 | 0 | 0
1B23-box-lowerleft | rich.mitrenga@autodesk.com | 2012-11-14T15:57:40 | box-lowerleft | Space | 1B23 | -17.706 | 14.614 | 0 | Autodesk Revit Architecture 2013 - 20121003_2115(x64) | Autodesk.Revit.DB.Architecture.Room:OST_Rooms:Geometry | n/a | 0 | 0 | 0
1B23-box-upperright | rich.mitrenga@autodesk.com | 2012-11-14T15:57:40 | box-upperright | Space | 1B23 | -15.46 | 18.66 | 2.8 | Autodesk Revit Architecture 2013 - 20121003_2115(x64) | Autodesk.Revit.DB.Architecture.Room:OST_Rooms:Geometry | n/a | 0 | 0 | 0
1BS2-box-lowerleft | rich.mitrenga@autodesk.com | 2012-11-14T15:57:40 | box-lowerleft | Space | 1BS2 | -17.706 | 9.927 | 0 | Autodesk Revit Architecture 2013 - 20121003_2115(x64) | Autodesk.Revit.DB.Architecture.Room:OST_Rooms:Geometry | n/a | 0 | 0 | 0
1BS2-box-upperright | rich.mitrenga@autodesk.com | 2012-11-14T15:57:40 | box-upperright | Space | 1BS2 | -11.674 | 12.656 | 2.8 | Autodesk Revit Architecture 2013 - 20121003_2115(x64) | Autodesk.Revit.DB.Architecture.Room:OST_Rooms:Geometry | n/a | 0 | 0 | 0
1A16-box-lowerleft | rich.mitrenga@autodesk.com | 2012-11-14T15:57:40 | box-lowerleft | Space | 1A16 | -12.85 | 34.904 | 0 | Autodesk Revit Architecture 2013 - 20121003_2115(x64) | Autodesk.Revit.DB.Architecture.Room:OST_Rooms:Geometry | n/a | 0 | 0 | 0
1A16-box-upperright | rich.mitrenga@autodesk.com | 2012-11-14T15:57:40 | box-upperright | Space | 1A16 | -7.51 | 50.203 | 2.8 | Autodesk Revit Architecture 2013 - 20121003_2115(x64) | Autodesk.Revit.DB.Architecture.Room:OST_Rooms:Geometry | n/a | 0 | 0 | 0
1AS1-box-lowerleft | rich.mitrenga@autodesk.com | 2012-11-14T15:57:40 | box-lowerleft | Space | 1AS1 | -18.055 | 37.192 | 0 | Autodesk Revit Architecture 2013 - 20121003_2115(x64) | Autodesk.Revit.DB.Architecture.Room:OST_Rooms:Geometry | n/a | 0 | 0 | 0
1AS1-box-upperright | rich.mitrenga@autodesk.com | 2012-11-14T15:57:40 | box-upperright | Space | 1AS1 | -15.32 | 42.156 | 2.8 | Autodesk Revit Architecture 2013 - 20121003_2115(x64) | Autodesk.Revit.DB.Architecture.Room:OST_Rooms:Geometry | n/a | 0 | 0 | 0
1E15A-box-lowerleft | rich.mitrenga@autodesk.com | 2012-11-14T15:57:40 | box-lowerleft | Space | 1E15A | -52.013 | 12.984 | 0 | Autodesk Revit Architecture 2013 - 20121003_2115(x64) | Autodesk.Revit.DB.Architecture.Room:OST_Rooms:Geometry | n/a | 0 | 0 | 0
1E15A-box-upperright | rich.mitrenga@autodesk.com | 2012-11-14T15:57:40 | box-upperright | Space | 1E15A | -51.404 | 15.7058 | 2.8 | Autodesk Revit Architecture 2013 - 20121003_2115(x64) | Autodesk.Revit.DB.Architecture.Room:OST_Rooms:Geometry | n/a | 0 | 0 | 0
E1-box-lowerleft | rich.mitrenga@autodesk.com | 2012-11-14T15:57:40 | box-lowerleft | Space | E1 | -17.7052 | 25.8074 | 0 | Autodesk Revit Architecture 2013 - 20121003_2115(x64) | Autodesk.Revit.DB.Architecture.Room:OST_Rooms:Geometry | n/a | 0 | 0 | 0
E1-box-upperright | rich.mitrenga@autodesk.com | 2012-11-14T15:57:40 | box-upperright | Space | E1 | -15.46 | 27.5839 | 9.25 | Autodesk Revit Architecture 2013 - 20121003_2115(x64) | Autodesk.Revit.DB.Architecture.Room:OST_Rooms:Geometry | n/a | 0 | 0 | 0
2AC1-box-lowerleft | rich.mitrenga@autodesk.com | 2012-11-14T15:57:40 | box-lowerleft | Space | 2AC1 | -20.166 | 27.5839 | 4.57 | Autodesk Revit Architecture 2013 - 20121003_2115(x64) | Autodesk.Revit.DB.Architecture.Room:OST_Rooms:Geometry | n/a | 0 | 0 | 0
2AC1-box-upperright | rich.mitrenga@autodesk.com | 2012-11-14T15:57:40 | box-upperright | Space | 2AC1 | -14.32 | 37.0744 | 9.25 | Autodesk Revit Architecture 2013 - 20121003_2115(x64) | Autodesk.Revit.DB.Architecture.Room:OST_Rooms:Geometry | n/a | 0 | 0 | 0
2AC2-box-lowerleft | rich.mitrenga@autodesk.com | 2012-11-14T15:57:40 | box-lowerleft | Space | 2AC2 | -21.73 | 37.1984 | 4.57 | Autodesk Revit Architecture 2013 - 20121003_2115(x64) | Autodesk.Revit.DB.Architecture.Room:OST_Rooms:Geometry | n/a | 0 | 0 | 0
2AC2-box-upperright | rich.mitrenga@autodesk.com | 2012-11-14T15:57:40 | box-upperright | Space | 2AC2 | -18.129 | 43.9154 | 7.37 | Autodesk Revit Architecture 2013 - 20121003_2115(x64) | Autodesk.Revit.DB.Architecture.Room:OST_Rooms:Geometry | n/a | 0 | 0 | 0
2AC3-box-lowerleft | rich.mitrenga@autodesk.com | 2012-11-14T15:57:40 | box-lowerleft | Space | 2AC3 | -19.83 | 44.0394 | 4.57 | Autodesk Revit Architecture 2013 - 20121003_2115(x64) | Autodesk.Revit.DB.Architecture.Room:OST_Rooms:Geometry | n/a | 0 | 0 | 0
2AC3-box-upperright | rich.mitrenga@autodesk.com | 2012-11-14T15:57:40 | box-upperright | Space | 2AC3 | -5.98 | 46.8164 | 7.37 | Autodesk Revit Architecture 2013 - 20121003_2115(x64) | Autodesk.Revit.DB.Architecture.Room:OST_Rooms:Geometry | n/a | 0 | 0 | 0
2AC4-box-lowerleft | rich.mitrenga@autodesk.com | 2012-11-14T15:57:40 | box-lowerleft | Space | 2AC4 | -5.98 | 38.9444 | 4.57 | Autodesk Revit Architecture 2013 - 20121003_2115(x64) | Autodesk.Revit.DB.Architecture.Room:OST_Rooms:Geometry | n/a | 0 | 0 | 0
2AC4-box-upperright | rich.mitrenga@autodesk.com | 2012-11-14T15:57:40 | box-upperright | Space | 2AC4 | -4.27 | 46.7544 | 7.37 | Autodesk Revit Architecture 2013 - 20121003_2115(x64) | Autodesk.Revit.DB.Architecture.Room:OST_Rooms:Geometry | n/a | 0 | 0 | 0
2AC5-box-lowerleft | rich.mitrenga@autodesk.com | 2012-11-14T15:57:40 | box-lowerleft | Space | 2AC5 | -10.881 | 39.5444 | 4.57 | Autodesk Revit Architecture 2013 - 20121003_2115(x64) | Autodesk.Revit.DB.Architecture.Room:OST_Rooms:Geometry | n/a | 0 | 0 | 0
2AC5-box-upperright | rich.mitrenga@autodesk.com | 2012-11-14T15:57:40 | box-upperright | Space | 2AC5 | -5.98 | 41.2544 | 7.37 | Autodesk Revit Architecture 2013 - 20121003_2115(x64) | Autodesk.Revit.DB.Architecture.Room:OST_Rooms:Geometry | n/a | 0 | 0 | 0
2AS1-box-lowerleft | rich.mitrenga@autodesk.com | 2012-11-14T15:57:40 | box-lowerleft | Space | 2AS1 | -18.005 | 37.0744 | 4.57 | Autodesk Revit Architecture 2013 - 20121003_2115(x64) | Autodesk.Revit.DB.Architecture.Room:OST_Rooms:Geometry | n/a | 0 | 0 | 0
2AS1-box-upperright | rich.mitrenga@autodesk.com | 2012-11-14T15:57:40 | box-upperright | Space | 2AS1 | -15.32 | 42.156 | 7.37 | Autodesk Revit Architecture 2013 - 20121003_2115(x64) | Autodesk.Revit.DB.Architecture.Room:OST_Rooms:Geometry | n/a | 0 | 0 | 0
2A01-box-lowerleft | rich.mitrenga@autodesk.com | 2012-11-14T15:57:40 | box-lowerleft | Space | 2A01 | -4.146 | 33.754 | 4.57 | Autodesk Revit Architecture 2013 - 20121003_2115(x64) | Autodesk.Revit.DB.Architecture.Room:OST_Rooms:Geometry | n/a | 0 | 0 | 0
2A01-box-upperright | rich.mitrenga@autodesk.com | 2012-11-14T15:57:40 | box-upperright | Space | 2A01 | 0.113 | 40.0744 | 7.37 | Autodesk Revit Architecture 2013 - 20121003_2115(x64) | Autodesk.Revit.DB.Architecture.Room:OST_Rooms:Geometry | n/a | 0 | 0 | 0
2A02-box-lowerleft | rich.mitrenga@autodesk.com | 2012-11-14T15:57:40 | box-lowerleft | Space | 2A02 | -4.146 | 40.1984 | 4.57 | Autodesk Revit Architecture 2013 - 20121003_2115(x64) | Autodesk.Revit.DB.Architecture.Room:OST_Rooms:Geometry | n/a | 0 | 0 | 0
2A02-box-upperright | rich.mitrenga@autodesk.com | 2012-11-14T15:57:40 | box-upperright | Space | 2A02 | 0.113 | 42.6704 | 7.37 | Autodesk Revit Architecture 2013 - 20121003_2115(x64) | Autodesk.Revit.DB.Architecture.Room:OST_Rooms:Geometry | n/a | 0 | 0 | 0
2A03-box-lowerleft | rich.mitrenga@autodesk.com | 2012-11-14T15:57:40 | box-lowerleft | Space | 2A03 | -4.146 | 42.7944 | 4.57 | Autodesk Revit Architecture 2013 - 20121003_2115(x64) | Autodesk.Revit.DB.Architecture.Room:OST_Rooms:Geometry | n/a | 0 | 0 | 0
2A03-box-upperright | rich.mitrenga@autodesk.com | 2012-11-14T15:57:40 | box-upperright | Space | 2A03 | 0.113 | 46.2644 | 7.37 | Autodesk Revit Architecture 2013 - 20121003_2115(x64) | Autodesk.Revit.DB.Architecture.Room:OST_Rooms:Geometry | n/a | 0 | 0 | 0
2A04-box-lowerleft | rich.mitrenga@autodesk.com | 2012-11-14T15:57:40 | box-lowerleft | Space | 2A04 | -4.146 | 46.3884 | 4.57 | Autodesk Revit Architecture 2013 - 20121003_2115(x64) | Autodesk.Revit.DB.Architecture.Room:OST_Rooms:Geometry | n/a | 0 | 0 | 0
2A04-box-upperright | rich.mitrenga@autodesk.com | 2012-11-14T15:57:40 | box-upperright | Space | 2A04 | 0.113 | 49.8944 | 7.37 | Autodesk Revit Architecture 2013 - 20121003_2115(x64) | Autodesk.Revit.DB.Architecture.Room:OST_Rooms:Geometry | n/a | 0 | 0 | 0
2A05-box-lowerleft | rich.mitrenga@autodesk.com | 2012-11-14T15:57:40 | box-lowerleft | Space | 2A05 | -7.556 | 46.8784 | 4.57 | Autodesk Revit Architecture 2013 - 20121003_2115(x64) | Autodesk.Revit.DB.Architecture.Room:OST_Rooms:Geometry | n/a | 0 | 0 | 0
2A05-box-upperright | rich.mitrenga@autodesk.com | 2012-11-14T15:57:40 | box-upperright | Space | 2A05 | -4.27 | 50.203 | 7.37 | Autodesk Revit Architecture 2013 - 20121003_2115(x64) | Autodesk.Revit.DB.Architecture.Room:OST_Rooms:Geometry | n/a | 0 | 0 | 0
2A06-box-lowerleft | rich.mitrenga@autodesk.com | 2012-11-14T15:57:40 | box-lowerleft | Space | 2A06 | -10.99 | 46.8784 | 4.57 | Autodesk Revit Architecture 2013 - 20121003_2115(x64) | Autodesk.Revit.DB.Architecture.Room:OST_Rooms:Geometry | n/a | 0 | 0 | 0
2A06-box-upperright | rich.mitrenga@autodesk.com | 2012-11-14T15:57:40 | box-upperright | Space | 2A06 | -7.68 | 50.203 | 7.37 | Autodesk Revit Architecture 2013 - 20121003_2115(x64) | Autodesk.Revit.DB.Architecture.Room:OST_Rooms:Geometry | n/a | 0 | 0 | 0
2A07-box-lowerleft | rich.mitrenga@autodesk.com | 2012-11-14T15:57:40 | box-lowerleft | Space | 2A07 | -14.4 | 46.8164 | 4.57 | Autodesk Revit Architecture 2013 - 20121003_2115(x64) | Autodesk.Revit.DB.Architecture.Room:OST_Rooms:Geometry | n/a | 0 | 0 | 0
2A07-box-upperright | rich.mitrenga@autodesk.com | 2012-11-14T15:57:40 | box-upperright | Space | 2A07 | -11.114 | 50.203 | 7.37 | Autodesk Revit Architecture 2013 - 20121003_2115(x64) | Autodesk.Revit.DB.Architecture.Room:OST_Rooms:Geometry | n/a | 0 | 0 | 0
2A08-box-lowerleft | rich.mitrenga@autodesk.com | 2012-11-14T15:57:40 | box-lowerleft | Space | 2A08 | -17.81 | 46.8164 | 4.57 | Autodesk Revit Architecture 2013 - 20121003_2115(x64) | Autodesk.Revit.DB.Architecture.Room:OST_Rooms:Geometry | n/a | 0 | 0 | 0
2A08-box-upperright | rich.mitrenga@autodesk.com | 2012-11-14T15:57:40 | box-upperright | Space | 2A08 | -14.524 | 50.203 | 7.37 | Autodesk Revit Architecture 2013 - 20121003_2115(x64) | Autodesk.Revit.DB.Architecture.Room:OST_Rooms:Geometry | n/a | 0 | 0 | 0
2A09-box-lowerleft | rich.mitrenga@autodesk.com | 2012-11-14T15:57:40 | box-lowerleft | Space | 2A09 | -21.186 | 46.8164 | 4.57 | Autodesk Revit Architecture 2013 - 20121003_2115(x64) | Autodesk.Revit.DB.Architecture.Room:OST_Rooms:Geometry | n/a | 0 | 0 | 0
2A09-box-upperright | rich.mitrenga@autodesk.com | 2012-11-14T15:57:40 | box-upperright | Space | 2A09 | -17.934 | 50.203 | 7.37 | Autodesk Revit Architecture 2013 - 20121003_2115(x64) | Autodesk.Revit.DB.Architecture.Room:OST_Rooms:Geometry | n/a | 0 | 0 | 0
2A10-box-lowerleft | rich.mitrenga@autodesk.com | 2012-11-14T15:57:40 | box-lowerleft | Space | 2A10 | -18.005 | 42.28 | 4.57 | Autodesk Revit Architecture 2013 - 20121003_2115(x64) | Autodesk.Revit.DB.Architecture.Room:OST_Rooms:Geometry | n/a | 0 | 0 | 0
2A10-box-upperright | rich.mitrenga@autodesk.com | 2012-11-14T15:57:40 | box-upperright | Space | 2A10 | -15.32 | 45.0444 | 7.37 | Autodesk Revit Architecture 2013 - 20121003_2115(x64) | Autodesk.Revit.DB.Architecture.Room:OST_Rooms:Geometry | n/a | 0 | 0 | 0
2A11-box-lowerleft | rich.mitrenga@autodesk.com | 2012-11-14T15:57:40 | box-lowerleft | Space | 2A11 | -15.196 | 34.8338 | 4.57 | Autodesk Revit Architecture 2013 - 20121003_2115(x64) | Autodesk.Revit.DB.Architecture.Room:OST_Rooms:Geometry | n/a | 0 | 0 | 0
2A11-box-upperright | rich.mitrenga@autodesk.com | 2012-11-14T15:57:40 | box-upperright | Space | 2A11 | -11.005 | 44.9204 | 7.37 | Autodesk Revit Architecture 2013 - 20121003_2115(x64) | Autodesk.Revit.DB.Architecture.Room:OST_Rooms:Geometry | n/a | 0 | 0 | 0
2A12-box-lowerleft | rich.mitrenga@autodesk.com | 2012-11-14T15:57:40 | box-lowerleft | Space | 2A12 | -11.796 | 41.3784 | 4.57 | Autodesk Revit Architecture 2013 - 20121003_2115(x64) | Autodesk.Revit.DB.Architecture.Room:OST_Rooms:Geometry | n/a | 0 | 0 | 0
2A12-box-upperright | rich.mitrenga@autodesk.com | 2012-11-14T15:57:40 | box-upperright | Space | 2A12 | -8.254 | 44.9204 | 7.37 | Autodesk Revit Architecture 2013 - 20121003_2115(x64) | Autodesk.Revit.DB.Architecture.Room:OST_Rooms:Geometry | n/a | 0 | 0 | 0
2A13-box-lowerleft | rich.mitrenga@autodesk.com | 2012-11-14T15:57:40 | box-lowerleft | Space | 2A13 | -8.13 | 41.3784 | 4.57 | Autodesk Revit Architecture 2013 - 20121003_2115(x64) | Autodesk.Revit.DB.Architecture.Room:OST_Rooms:Geometry | n/a | 0 | 0 | 0
2A13-box-upperright | rich.mitrenga@autodesk.com | 2012-11-14T15:57:40 | box-upperright | Space | 2A13 | -6.104 | 44.9204 | 7.37 | Autodesk Revit Architecture 2013 - 20121003_2115(x64) | Autodesk.Revit.DB.Architecture.Room:OST_Rooms:Geometry | n/a | 0 | 0 | 0
2A12A-box-lowerleft | rich.mitrenga@autodesk.com | 2012-11-14T15:57:40 | box-lowerleft | Space | 2A12A | -11.796 | 43.3813 | 4.57 | Autodesk Revit Architecture 2013 - 20121003_2115(x64) | Autodesk.Revit.DB.Architecture.Room:OST_Rooms:Geometry | n/a | 0 | 0 | 0
2A12A-box-upperright | rich.mitrenga@autodesk.com | 2012-11-14T15:57:40 | box-upperright | Space | 2A12A | -10.504 | 45.0444 | 7.37 | Autodesk Revit Architecture 2013 - 20121003_2115(x64) | Autodesk.Revit.DB.Architecture.Room:OST_Rooms:Geometry | n/a | 0 | 0 | 0
2A14-box-lowerleft | rich.mitrenga@autodesk.com | 2012-11-14T15:57:40 | box-lowerleft | Space | 2A14 | -11.83 | 34.8338 | 4.57 | Autodesk Revit Architecture 2013 - 20121003_2115(x64) | Autodesk.Revit.DB.Architecture.Room:OST_Rooms:Geometry | n/a | 0 | 0 | 0
2A14-box-upperright | rich.mitrenga@autodesk.com | 2012-11-14T15:57:40 | box-upperright | Space | 2A14 | -4.27 | 39.4204 | 7.37 | Autodesk Revit Architecture 2013 - 20121003_2115(x64) | Autodesk.Revit.DB.Architecture.Room:OST_Rooms:Geometry | n/a | 0 | 0 | 0
2C01-box-lowerleft | rich.mitrenga@autodesk.com | 2012-11-14T15:57:40 | box-lowerleft | Space | 2C01 | -22.73 | 41.5944 | 4.57 | Autodesk Revit Architecture 2013 - 20121003_2115(x64) | Autodesk.Revit.DB.Architecture.Room:OST_Rooms:Geometry | n/a | 0 | 0 | 0
2C01-box-upperright | rich.mitrenga@autodesk.com | 2012-11-14T15:57:40 | box-upperright | Space | 2C01 | -20.29 | 44.9204 | 7.37 | Autodesk Revit Architecture 2013 - 20121003_2115(x64) | Autodesk.Revit.DB.Architecture.Room:OST_Rooms:Geometry | n/a | 0 | 0 | 0
2C02-box-lowerleft | rich.mitrenga@autodesk.com | 2012-11-14T15:57:40 | box-lowerleft | Space | 2C02 | -24.596 | 46.8164 | 4.57 | Autodesk Revit Architecture 2013 - 20121003_2115(x64) | Autodesk.Revit.DB.Architecture.Room:OST_Rooms:Geometry | n/a | 0 | 0 | 0
2C02-box-upperright | rich.mitrenga@autodesk.com | 2012-11-14T15:57:40 | box-upperright | Space | 2C02 | -21.31 | 50.203 | 7.37 | Autodesk Revit Architecture 2013 - 20121003_2115(x64) | Autodesk.Revit.DB.Architecture.Room:OST_Rooms:Geometry | n/a | 0 | 0 | 0
2C03-box-lowerleft | rich.mitrenga@autodesk.com | 2012-11-14T15:57:40 | box-lowerleft | Space | 2C03 | -27.026 | 34.8338 | 4.57 | Autodesk Revit Architecture 2013 - 20121003_2115(x64) | Autodesk.Revit.DB.Architecture.Room:OST_Rooms:Geometry | n/a | 0 | 0 | 0
2C03-box-upperright | rich.mitrenga@autodesk.com | 2012-11-14T15:57:40 | box-upperright | Space | 2C03 | -22.854 | 44.9204 | 7.37 | Autodesk Revit Architecture 2013 - 20121003_2115(x64) | Autodesk.Revit.DB.Architecture.Room:OST_Rooms:Geometry | n/a | 0 | 0 | 0
2C04-box-lowerleft | rich.mitrenga@autodesk.com | 2012-11-14T15:57:40 | box-lowerleft | Space | 2C04 | -28.006 | 46.8784 | 4.57 | Autodesk Revit Architecture 2013 - 20121003_2115(x64) | Autodesk.Revit.DB.Architecture.Room:OST_Rooms:Geometry | n/a | 0 | 0 | 0
2C04-box-upperright | rich.mitrenga@autodesk.com | 2012-11-14T15:57:40 | box-upperright | Space | 2C04 | -24.72 | 50.203 | 7.37 | Autodesk Revit Architecture 2013 - 20121003_2115(x64) | Autodesk.Revit.DB.Architecture.Room:OST_Rooms:Geometry | n/a | 0 | 0 | 0
2C05-box-lowerleft | rich.mitrenga@autodesk.com | 2012-11-14T15:57:40 | box-lowerleft | Space | 2C05 | -27.026 | 43.4884 | 4.57 | Autodesk Revit Architecture 2013 - 20121003_2115(x64) | Autodesk.Revit.DB.Architecture.Room:OST_Rooms:Geometry | n/a | 0 | 0 | 0
2C05-box-upperright | rich.mitrenga@autodesk.com | 2012-11-14T15:57:40 | box-upperright | Space | 2C05 | -24.574 | 44.9204 | 7.37 | Autodesk Revit Architecture 2013 - 20121003_2115(x64) | Autodesk.Revit.DB.Architecture.Room:OST_Rooms:Geometry | n/a | 0 | 0 | 0
2C06-box-lowerleft | rich.mitrenga@autodesk.com | 2012-11-14T15:57:40 | box-lowerleft | Space | 2C06 | -31.416 | 46.8784 | 4.57 | Autodesk Revit Architecture 2013 - 20121003_2115(x64) | Autodesk.Revit.DB.Architecture.Room:OST_Rooms:Geometry | n/a | 0 | 0 | 0
2C06-box-upperright | rich.mitrenga@autodesk.com | 2012-11-14T15:57:40 | box-upperright | Space | 2C06 | -28.13 | 50.203 | 7.37 | Autodesk Revit Architecture 2013 - 20121003_2115(x64) | Autodesk.Revit.DB.Architecture.Room:OST_Rooms:Geometry | n/a | 0 | 0 | 0
2C07-box-lowerleft | rich.mitrenga@autodesk.com | 2012-11-14T15:57:40 | box-lowerleft | Space | 2C07 | -29.91 | 37.3444 | 4.57 | Autodesk Revit Architecture 2013 - 20121003_2115(x64) | Autodesk.Revit.DB.Architecture.Room:OST_Rooms:Geometry | n/a | 0 | 0 | 0
2C07-box-upperright | rich.mitrenga@autodesk.com | 2012-11-14T15:57:40 | box-upperright | Space | 2C07 | -27.15 | 44.9204 | 7.37 | Autodesk Revit Architecture 2013 - 20121003_2115(x64) | Autodesk.Revit.DB.Architecture.Room:OST_Rooms:Geometry | n/a | 0 | 0 | 0
2C08-box-lowerleft | rich.mitrenga@autodesk.com | 2012-11-14T15:57:40 | box-lowerleft | Space | 2C08 | -31.486 | 37.3444 | 4.57 | Autodesk Revit Architecture 2013 - 20121003_2115(x64) | Autodesk.Revit.DB.Architecture.Room:OST_Rooms:Geometry | n/a | 0 | 0 | 0
2C08-box-upperright | rich.mitrenga@autodesk.com | 2012-11-14T15:57:40 | box-upperright | Space | 2C08 | -29.124 | 44.9204 | 7.37 | Autodesk Revit Architecture 2013 - 20121003_2115(x64) | Autodesk.Revit.DB.Architecture.Room:OST_Rooms:Geometry | n/a | 0 | 0 | 0
2C09-box-lowerleft | rich.mitrenga@autodesk.com | 2012-11-14T15:57:40 | box-lowerleft | Space | 2C09 | -34.826 | 46.8784 | 4.57 | Autodesk Revit Architecture 2013 - 20121003_2115(x64) | Autodesk.Revit.DB.Architecture.Room:OST_Rooms:Geometry | n/a | 0 | 0 | 0
2C09-box-upperright | rich.mitrenga@autodesk.com | 2012-11-14T15:57:40 | box-upperright | Space | 2C09 | -31.54 | 50.203 | 7.37 | Autodesk Revit Architecture 2013 - 20121003_2115(x64) | Autodesk.Revit.DB.Architecture.Room:OST_Rooms:Geometry | n/a | 0 | 0 | 0
2C10-box-lowerleft | rich.mitrenga@autodesk.com | 2012-11-14T15:57:40 | box-lowerleft | Space | 2C10 | -36.48 | 41.4584 | 4.57 | Autodesk Revit Architecture 2013 - 20121003_2115(x64) | Autodesk.Revit.DB.Architecture.Room:OST_Rooms:Geometry | n/a | 0 | 0 | 0
2C10-box-upperright | rich.mitrenga@autodesk.com | 2012-11-14T15:57:40 | box-upperright | Space | 2C10 | -33.444 | 44.9204 | 7.37 | Autodesk Revit Architecture 2013 - 20121003_2115(x64) | Autodesk.Revit.DB.Architecture.Room:OST_Rooms:Geometry | n/a | 0 | 0 | 0
2C11-box-lowerleft | rich.mitrenga@autodesk.com | 2012-11-14T15:57:40 | box-lowerleft | Space | 2C11 | -36.466 | 46.8784 | 4.57 | Autodesk Revit Architecture 2013 - 20121003_2115(x64) | Autodesk.Revit.DB.Architecture.Room:OST_Rooms:Geometry | n/a | 0 | 0 | 0
2C11-box-upperright | rich.mitrenga@autodesk.com | 2012-11-14T15:57:40 | box-upperright | Space | 2C11 | -34.95 | 49.8944 | 7.37 | Autodesk Revit Architecture 2013 - 20121003_2115(x64) | Autodesk.Revit.DB.Architecture.Room:OST_Rooms:Geometry | n/a | 0 | 0 | 0
2C12-box-lowerleft | rich.mitrenga@autodesk.com | 2012-11-14T15:57:40 | box-lowerleft | Space | 2C12 | -40.476 | 41.4584 | 4.57 | Autodesk Revit Architecture 2013 - 20121003_2115(x64) | Autodesk.Revit.DB.Architecture.Room:OST_Rooms:Geometry | n/a | 0 | 0 | 0
2C12-box-upperright | rich.mitrenga@autodesk.com | 2012-11-14T15:57:40 | box-upperright | Space | 2C12 | -36.604 | 44.9544 | 7.37 | Autodesk Revit Architecture 2013 - 20121003_2115(x64) | Autodesk.Revit.DB.Architecture.Room:OST_Rooms:Geometry | n/a | 0 | 0 | 0
2C13-box-lowerleft | rich.mitrenga@autodesk.com | 2012-11-14T15:57:40 | box-lowerleft | Space | 2C13 | -40.286 | 46.8784 | 4.57 | Autodesk Revit Architecture 2013 - 20121003_2115(x64) | Autodesk.Revit.DB.Architecture.Room:OST_Rooms:Geometry | n/a | 0 | 0 | 0
2C13-box-upperright | rich.mitrenga@autodesk.com | 2012-11-14T15:57:40 | box-upperright | Space | 2C13 | -38.424 | 49.8944 | 7.37 | Autodesk Revit Architecture 2013 - 20121003_2115(x64) | Autodesk.Revit.DB.Architecture.Room:OST_Rooms:Geometry | n/a | 0 | 0 | 0
2C14-box-lowerleft | rich.mitrenga@autodesk.com | 2012-11-14T15:57:40 | box-lowerleft | Space | 2C14 | -43.73 | 46.8164 | 4.57 | Autodesk Revit Architecture 2013 - 20121003_2115(x64) | Autodesk.Revit.DB.Architecture.Room:OST_Rooms:Geometry | n/a | 0 | 0 | 0
2C14-box-upperright | rich.mitrenga@autodesk.com | 2012-11-14T15:57:40 | box-upperright | Space | 2C14 | -40.41 | 50.2374 | 7.37 | Autodesk Revit Architecture 2013 - 20121003_2115(x64) | Autodesk.Revit.DB.Architecture.Room:OST_Rooms:Geometry | n/a | 0 | 0 | 0
2C15-box-lowerleft | rich.mitrenga@autodesk.com | 2012-11-14T15:57:40 | box-lowerleft | Space | 2C15 | -43.476 | 41.7984 | 4.57 | Autodesk Revit Architecture 2013 - 20121003_2115(x64) | Autodesk.Revit.DB.Architecture.Room:OST_Rooms:Geometry | n/a | 0 | 0 | 0
2C15-box-upperright | rich.mitrenga@autodesk.com | 2012-11-14T15:57:40 | box-upperright | Space | 2C15 | -40.6 | 44.9544 | 7.37 | Autodesk Revit Architecture 2013 - 20121003_2115(x64) | Autodesk.Revit.DB.Architecture.Room:OST_Rooms:Geometry | n/a | 0 | 0 | 0
2C16-box-lowerleft | rich.mitrenga@autodesk.com | 2012-11-14T15:57:40 | box-lowerleft | Space | 2C16 | -47.113 | 46.8784 | 4.57 | Autodesk Revit Architecture 2013 - 20121003_2115(x64) | Autodesk.Revit.DB.Architecture.Room:OST_Rooms:Geometry | n/a | 0 | 0 | 0
2C16-box-upperright | rich.mitrenga@autodesk.com | 2012-11-14T15:57:40 | box-upperright | Space | 2C16 | -43.854 | 50.2374 | 7.37 | Autodesk Revit Architecture 2013 - 20121003_2115(x64) | Autodesk.Revit.DB.Architecture.Room:OST_Rooms:Geometry | n/a | 0 | 0 | 0
2C17-box-lowerleft | rich.mitrenga@autodesk.com | 2012-11-14T15:57:40 | box-lowerleft | Space | 2C17 | -47.113 | 38.5184 | 4.57 | Autodesk Revit Architecture 2013 - 20121003_2115(x64) | Autodesk.Revit.DB.Architecture.Room:OST_Rooms:Geometry | n/a | 0 | 0 | 0
2C17-box-upperright | rich.mitrenga@autodesk.com | 2012-11-14T15:57:40 | box-upperright | Space | 2C17 | -43.37 | 46.7544 | 7.37 | Autodesk Revit Architecture 2013 - 20121003_2115(x64) | Autodesk.Revit.DB.Architecture.Room:OST_Rooms:Geometry | n/a | 0 | 0 | 0
2C18-box-lowerleft | rich.mitrenga@autodesk.com | 2012-11-14T15:57:40 | box-lowerleft | Space | 2C18 | -43.476 | 38.5184 | 4.57 | Autodesk Revit Architecture 2013 - 20121003_2115(x64) | Autodesk.Revit.DB.Architecture.Room:OST_Rooms:Geometry | n/a | 0 | 0 | 0
2C18-box-upperright | rich.mitrenga@autodesk.com | 2012-11-14T15:57:40 | box-upperright | Space | 2C18 | -40.6 | 41.6744 | 7.37 | Autodesk Revit Architecture 2013 - 20121003_2115(x64) | Autodesk.Revit.DB.Architecture.Room:OST_Rooms:Geometry | n/a | 0 | 0 | 0
2C19-box-lowerleft | rich.mitrenga@autodesk.com | 2012-11-14T15:57:40 | box-lowerleft | Space | 2C19 | -40.476 | 38.5184 | 4.57 | Autodesk Revit Architecture 2013 - 20121003_2115(x64) | Autodesk.Revit.DB.Architecture.Room:OST_Rooms:Geometry | n/a | 0 | 0 | 0
2C19-box-upperright | rich.mitrenga@autodesk.com | 2012-11-14T15:57:40 | box-upperright | Space | 2C19 | -33.444 | 41.3344 | 7.37 | Autodesk Revit Architecture 2013 - 20121003_2115(x64) | Autodesk.Revit.DB.Architecture.Room:OST_Rooms:Geometry | n/a | 0 | 0 | 0
2C22-box-lowerleft | rich.mitrenga@autodesk.com | 2012-11-14T15:57:40 | box-lowerleft | Space | 2C22 | -31.486 | 34.8338 | 4.57 | Autodesk Revit Architecture 2013 - 20121003_2115(x64) | Autodesk.Revit.DB.Architecture.Room:OST_Rooms:Geometry | n/a | 0 | 0 | 0
2C22-box-upperright | rich.mitrenga@autodesk.com | 2012-11-14T15:57:40 | box-upperright | Space | 2C22 | -27.15 | 37.2204 | 7.37 | Autodesk Revit Architecture 2013 - 20121003_2115(x64) | Autodesk.Revit.DB.Architecture.Room:OST_Rooms:Geometry | n/a | 0 | 0 | 0
2C23-box-lowerleft | rich.mitrenga@autodesk.com | 2012-11-14T15:57:40 | box-lowerleft | Space | 2C23 | -23.29 | 35.209 | 4.57 | Autodesk Revit Architecture 2013 - 20121003_2115(x64) | Autodesk.Revit.DB.Architecture.Room:OST_Rooms:Geometry | n/a | 0 | 0 | 0
2C23-box-upperright | rich.mitrenga@autodesk.com | 2012-11-14T15:57:40 | box-upperright | Space | 2C23 | -20.29 | 38.5144 | 7.37 | Autodesk Revit Architecture 2013 - 20121003_2115(x64) | Autodesk.Revit.DB.Architecture.Room:OST_Rooms:Geometry | n/a | 0 | 0 | 0
2C24-box-lowerleft | rich.mitrenga@autodesk.com | 2012-11-14T15:57:40 | box-lowerleft | Space | 2C24 | -23.29 | 38.6384 | 4.57 | Autodesk Revit Architecture 2013 - 20121003_2115(x64) | Autodesk.Revit.DB.Architecture.Room:OST_Rooms:Geometry | n/a | 0 | 0 | 0
2C24-box-upperright | rich.mitrenga@autodesk.com | 2012-11-14T15:57:40 | box-upperright | Space | 2C24 | -20.29 | 41.4704 | 7.37 | Autodesk Revit Architecture 2013 - 20121003_2115(x64) | Autodesk.Revit.DB.Architecture.Room:OST_Rooms:Geometry | n/a | 0 | 0 | 0
2CC1-box-lowerleft | rich.mitrenga@autodesk.com | 2012-11-14T15:57:40 | box-lowerleft | Space | 2CC1 | -33.32 | 34.8584 | 4.57 | Autodesk Revit Architecture 2013 - 20121003_2115(x64) | Autodesk.Revit.DB.Architecture.Room:OST_Rooms:Geometry | n/a | 0 | 0 | 0
2CC1-box-upperright | rich.mitrenga@autodesk.com | 2012-11-14T15:57:40 | box-upperright | Space | 2CC1 | -31.61 | 45.0444 | 7.37 | Autodesk Revit Architecture 2013 - 20121003_2115(x64) | Autodesk.Revit.DB.Architecture.Room:OST_Rooms:Geometry | n/a | 0 | 0 | 0
2CC3-box-lowerleft | rich.mitrenga@autodesk.com | 2012-11-14T15:57:40 | box-lowerleft | Space | 2CC3 | -36.59 | 45.0444 | 4.57 | Autodesk Revit Architecture 2013 - 20121003_2115(x64) | Autodesk.Revit.DB.Architecture.Room:OST_Rooms:Geometry | n/a | 0 | 0 | 0
2CC3-box-upperright | rich.mitrenga@autodesk.com | 2012-11-14T15:57:40 | box-upperright | Space | 2CC3 | -27.184 | 46.7544 | 7.37 | Autodesk Revit Architecture 2013 - 20121003_2115(x64) | Autodesk.Revit.DB.Architecture.Room:OST_Rooms:Geometry | n/a | 0 | 0 | 0
2CC4-box-lowerleft | rich.mitrenga@autodesk.com | 2012-11-14T15:57:40 | box-lowerleft | Space | 2CC4 | -38.96 | 45.0444 | 4.57 | Autodesk Revit Architecture 2013 - 20121003_2115(x64) | Autodesk.Revit.DB.Architecture.Room:OST_Rooms:Geometry | n/a | 0 | 0 | 0
2CC4-box-upperright | rich.mitrenga@autodesk.com | 2012-11-14T15:57:40 | box-upperright | Space | 2CC4 | -36.59 | 49.8944 | 7.37 | Autodesk Revit Architecture 2013 - 20121003_2115(x64) | Autodesk.Revit.DB.Architecture.Room:OST_Rooms:Geometry | n/a | 0 | 0 | 0
2CC2-box-lowerleft | rich.mitrenga@autodesk.com | 2012-11-14T15:57:40 | box-lowerleft | Space | 2CC2 | -27.06 | 45.0444 | 4.57 | Autodesk Revit Architecture 2013 - 20121003_2115(x64) | Autodesk.Revit.DB.Architecture.Room:OST_Rooms:Geometry | n/a | 0 | 0 | 0
2CC2-box-upperright | rich.mitrenga@autodesk.com | 2012-11-14T15:57:40 | box-upperright | Space | 2CC2 | -19.83 | 46.8164 | 7.37 | Autodesk Revit Architecture 2013 - 20121003_2115(x64) | Autodesk.Revit.DB.Architecture.Room:OST_Rooms:Geometry | n/a | 0 | 0 | 0
2D01-box-lowerleft | rich.mitrenga@autodesk.com | 2012-11-14T15:57:40 | box-lowerleft | Space | 2D01 | -24.071 | 21.2784 | 4.57 | Autodesk Revit Architecture 2013 - 20121003_2115(x64) | Autodesk.Revit.DB.Architecture.Room:OST_Rooms:Geometry | n/a | 0 | 0 | 0
2D01-box-upperright | rich.mitrenga@autodesk.com | 2012-11-14T15:57:40 | box-upperright | Space | 2D01 | -20.29 | 23.4604 | 7.37 | Autodesk Revit Architecture 2013 - 20121003_2115(x64) | Autodesk.Revit.DB.Architecture.Room:OST_Rooms:Geometry | n/a | 0 | 0 | 0
2D02-box-lowerleft | rich.mitrenga@autodesk.com | 2012-11-14T15:57:40 | box-lowerleft | Space | 2D02 | -24.071 | 23.5844 | 4.57 | Autodesk Revit Architecture 2013 - 20121003_2115(x64) | Autodesk.Revit.DB.Architecture.Room:OST_Rooms:Geometry | n/a | 0 | 0 | 0
2D02-box-upperright | rich.mitrenga@autodesk.com | 2012-11-14T15:57:40 | box-upperright | Space | 2D02 | -20.29 | 26.0244 | 7.37 | Autodesk Revit Architecture 2013 - 20121003_2115(x64) | Autodesk.Revit.DB.Architecture.Room:OST_Rooms:Geometry | n/a | 0 | 0 | 0
2D03-box-lowerleft | rich.mitrenga@autodesk.com | 2012-11-14T15:57:40 | box-lowerleft | Space | 2D03 | -24.071 | 26.1484 | 4.57 | Autodesk Revit Architecture 2013 - 20121003_2115(x64) | Autodesk.Revit.DB.Architecture.Room:OST_Rooms:Geometry | n/a | 0 | 0 | 0
2D03-box-upperright | rich.mitrenga@autodesk.com | 2012-11-14T15:57:40 | box-upperright | Space | 2D03 | -20.29 | 28.5662 | 7.37 | Autodesk Revit Architecture 2013 - 20121003_2115(x64) | Autodesk.Revit.DB.Architecture.Room:OST_Rooms:Geometry | n/a | 0 | 0 | 0
2D04-box-lowerleft | rich.mitrenga@autodesk.com | 2012-11-14T15:57:40 | box-lowerleft | Space | 2D04 | -26.941 | 21.2784 | 4.57 | Autodesk Revit Architecture 2013 - 20121003_2115(x64) | Autodesk.Revit.DB.Architecture.Room:OST_Rooms:Geometry | n/a | 0 | 0 | 0
2D04-box-upperright | rich.mitrenga@autodesk.com | 2012-11-14T15:57:40 | box-upperright | Space | 2D04 | -24.195 | 28.5662 | 7.37 | Autodesk Revit Architecture 2013 - 20121003_2115(x64) | Autodesk.Revit.DB.Architecture.Room:OST_Rooms:Geometry | n/a | 0 | 0 | 0
2D05-box-lowerleft | rich.mitrenga@autodesk.com | 2012-11-14T15:57:40 | box-lowerleft | Space | 2D05 | -47.113 | 21.6444 | 4.57 | Autodesk Revit Architecture 2013 - 20121003_2115(x64) | Autodesk.Revit.DB.Architecture.Room:OST_Rooms:Geometry | n/a | 0 | 0 | 0
2D05-box-upperright | rich.mitrenga@autodesk.com | 2012-11-14T15:57:40 | box-upperright | Space | 2D05 | -33.55 | 38.3944 | 7.37 | Autodesk Revit Architecture 2013 - 20121003_2115(x64) | Autodesk.Revit.DB.Architecture.Room:OST_Rooms:Geometry | n/a | 0 | 0 | 0
2D06-box-lowerleft | rich.mitrenga@autodesk.com | 2012-11-14T15:57:40 | box-lowerleft | Space | 2D06 | -37.14 | 18.3484 | 4.57 | Autodesk Revit Architecture 2013 - 20121003_2115(x64) | Autodesk.Revit.DB.Architecture.Room:OST_Rooms:Geometry | n/a | 0 | 0 | 0
2D06-box-upperright | rich.mitrenga@autodesk.com | 2012-11-14T15:57:40 | box-upperright | Space | 2D06 | -33.444 | 21.4144 | 7.37 | Autodesk Revit Architecture 2013 - 20121003_2115(x64) | Autodesk.Revit.DB.Architecture.Room:OST_Rooms:Geometry | n/a | 0 | 0 | 0
2D07-box-lowerleft | rich.mitrenga@autodesk.com | 2012-11-14T15:57:40 | box-lowerleft | Space | 2D07 | -40.035 | 18.3484 | 4.57 | Autodesk Revit Architecture 2013 - 20121003_2115(x64) | Autodesk.Revit.DB.Architecture.Room:OST_Rooms:Geometry | n/a | 0 | 0 | 0
2D07-box-upperright | rich.mitrenga@autodesk.com | 2012-11-14T15:57:40 | box-upperright | Space | 2D07 | -37.264 | 21.4144 | 7.37 | Autodesk Revit Architecture 2013 - 20121003_2115(x64) | Autodesk.Revit.DB.Architecture.Room:OST_Rooms:Geometry | n/a | 0 | 0 | 0
2D08-box-lowerleft | rich.mitrenga@autodesk.com | 2012-11-14T15:57:40 | box-lowerleft | Space | 2D08 | -42.986 | 18.3484 | 4.57 | Autodesk Revit Architecture 2013 - 20121003_2115(x64) | Autodesk.Revit.DB.Architecture.Room:OST_Rooms:Geometry | n/a | 0 | 0 | 0
2D08-box-upperright | rich.mitrenga@autodesk.com | 2012-11-14T15:57:40 | box-upperright | Space | 2D08 | -40.159 | 21.4144 | 7.37 | Autodesk Revit Architecture 2013 - 20121003_2115(x64) | Autodesk.Revit.DB.Architecture.Room:OST_Rooms:Geometry | n/a | 0 | 0 | 0
2D09-box-lowerleft | rich.mitrenga@autodesk.com | 2012-11-14T15:57:40 | box-lowerleft | Space | 2D09 | -47.113 | 18.0144 | 4.57 | Autodesk Revit Architecture 2013 - 20121003_2115(x64) | Autodesk.Revit.DB.Architecture.Room:OST_Rooms:Geometry | n/a | 0 | 0 | 0
2D09-box-upperright | rich.mitrenga@autodesk.com | 2012-11-14T15:57:40 | box-upperright | Space | 2D09 | -43.11 | 21.4144 | 7.37 | Autodesk Revit Architecture 2013 - 20121003_2115(x64) | Autodesk.Revit.DB.Architecture.Room:OST_Rooms:Geometry | n/a | 0 | 0 | 0
2D10-box-lowerleft | rich.mitrenga@autodesk.com | 2012-11-14T15:57:40 | box-lowerleft | Space | 2D10 | -47.113 | 13.7044 | 4.57 | Autodesk Revit Architecture 2013 - 20121003_2115(x64) | Autodesk.Revit.DB.Architecture.Room:OST_Rooms:Geometry | n/a | 0 | 0 | 0
2D10-box-upperright | rich.mitrenga@autodesk.com | 2012-11-14T15:57:40 | box-upperright | Space | 2D10 | -43.11 | 17.8904 | 7.37 | Autodesk Revit Architecture 2013 - 20121003_2115(x64) | Autodesk.Revit.DB.Architecture.Room:OST_Rooms:Geometry | n/a | 0 | 0 | 0
2D11-box-lowerleft | rich.mitrenga@autodesk.com | 2012-11-14T15:57:40 | box-lowerleft | Space | 2D11 | -47.113 | 9.927 | 4.57 | Autodesk Revit Architecture 2013 - 20121003_2115(x64) | Autodesk.Revit.DB.Architecture.Room:OST_Rooms:Geometry | n/a | 0 | 0 | 0
2D11-box-upperright | rich.mitrenga@autodesk.com | 2012-11-14T15:57:40 | box-upperright | Space | 2D11 | -43.11 | 13.5804 | 7.37 | Autodesk Revit Architecture 2013 - 20121003_2115(x64) | Autodesk.Revit.DB.Architecture.Room:OST_Rooms:Geometry | n/a | 0 | 0 | 0
2D12-box-lowerleft | rich.mitrenga@autodesk.com | 2012-11-14T15:57:40 | box-lowerleft | Space | 2D12 | -43.11 | 9.927 | 4.57 | Autodesk Revit Architecture 2013 - 20121003_2115(x64) | Autodesk.Revit.DB.Architecture.Room:OST_Rooms:Geometry | n/a | 0 | 0 | 0
2D12-box-upperright | rich.mitrenga@autodesk.com | 2012-11-14T15:57:40 | box-upperright | Space | 2D12 | -41.09 | 11.0944 | 7.37 | Autodesk Revit Architecture 2013 - 20121003_2115(x64) | Autodesk.Revit.DB.Architecture.Room:OST_Rooms:Geometry | n/a | 0 | 0 | 0
2D13-box-lowerleft | rich.mitrenga@autodesk.com | 2012-11-14T15:57:40 | box-lowerleft | Space | 2D13 | -42.986 | 11.2184 | 4.57 | Autodesk Revit Architecture 2013 - 20121003_2115(x64) | Autodesk.Revit.DB.Architecture.Room:OST_Rooms:Geometry | n/a | 0 | 0 | 0
2D13-box-upperright | rich.mitrenga@autodesk.com | 2012-11-14T15:57:40 | box-upperright | Space | 2D13 | -41.09 | 13.5804 | 7.37 | Autodesk Revit Architecture 2013 - 20121003_2115(x64) | Autodesk.Revit.DB.Architecture.Room:OST_Rooms:Geometry | n/a | 0 | 0 | 0
2D14-box-lowerleft | rich.mitrenga@autodesk.com | 2012-11-14T15:57:40 | box-lowerleft | Space | 2D14 | -38.22 | 9.927 | 4.57 | Autodesk Revit Architecture 2013 - 20121003_2115(x64) | Autodesk.Revit.DB.Architecture.Room:OST_Rooms:Geometry | n/a | 0 | 0 | 0
2D14-box-upperright | rich.mitrenga@autodesk.com | 2012-11-14T15:57:40 | box-upperright | Space | 2D14 | -34.454 | 13.5804 | 7.37 | Autodesk Revit Architecture 2013 - 20121003_2115(x64) | Autodesk.Revit.DB.Architecture.Room:OST_Rooms:Geometry | n/a | 0 | 0 | 0
2D15-box-lowerleft | rich.mitrenga@autodesk.com | 2012-11-14T15:57:40 | box-lowerleft | Space | 2D15 | -34.33 | 9.927 | 4.57 | Autodesk Revit Architecture 2013 - 20121003_2115(x64) | Autodesk.Revit.DB.Architecture.Room:OST_Rooms:Geometry | n/a | 0 | 0 | 0
2D15-box-upperright | rich.mitrenga@autodesk.com | 2012-11-14T15:57:40 | box-upperright | Space | 2D15 | -31.509 | 13.5804 | 7.37 | Autodesk Revit Architecture 2013 - 20121003_2115(x64) | Autodesk.Revit.DB.Architecture.Room:OST_Rooms:Geometry | n/a | 0 | 0 | 0
2D16-box-lowerleft | rich.mitrenga@autodesk.com | 2012-11-14T15:57:40 | box-lowerleft | Space | 2D16 | -40.966 | 9.927 | 4.57 | Autodesk Revit Architecture 2013 - 20121003_2115(x64) | Autodesk.Revit.DB.Architecture.Room:OST_Rooms:Geometry | n/a | 0 | 0 | 0
2D16-box-upperright | rich.mitrenga@autodesk.com | 2012-11-14T15:57:40 | box-upperright | Space | 2D16 | -38.344 | 13.5804 | 7.37 | Autodesk Revit Architecture 2013 - 20121003_2115(x64) | Autodesk.Revit.DB.Architecture.Room:OST_Rooms:Geometry | n/a | 0 | 0 | 0
2D17-box-lowerleft | rich.mitrenga@autodesk.com | 2012-11-14T15:57:40 | box-lowerleft | Space | 2D17 | -31.385 | 9.927 | 4.57 | Autodesk Revit Architecture 2013 - 20121003_2115(x64) | Autodesk.Revit.DB.Architecture.Room:OST_Rooms:Geometry | n/a | 0 | 0 | 0
2D17-box-upperright | rich.mitrenga@autodesk.com | 2012-11-14T15:57:40 | box-upperright | Space | 2D17 | -28.979 | 13.5804 | 7.37 | Autodesk Revit Architecture 2013 - 20121003_2115(x64) | Autodesk.Revit.DB.Architecture.Room:OST_Rooms:Geometry | n/a | 0 | 0 | 0
2D18-box-lowerleft | rich.mitrenga@autodesk.com | 2012-11-14T15:57:40 | box-lowerleft | Space | 2D18 | -42.986 | 13.7044 | 4.57 | Autodesk Revit Architecture 2013 - 20121003_2115(x64) | Autodesk.Revit.DB.Architecture.Room:OST_Rooms:Geometry | n/a | 0 | 0 | 0
2D18-box-upperright | rich.mitrenga@autodesk.com | 2012-11-14T15:57:40 | box-upperright | Space | 2D18 | -26.064 | 19.3204 | 7.37 | Autodesk Revit Architecture 2013 - 20121003_2115(x64) | Autodesk.Revit.DB.Architecture.Room:OST_Rooms:Geometry | n/a | 0 | 0 | 0
2D19-box-lowerleft | rich.mitrenga@autodesk.com | 2012-11-14T15:57:40 | box-lowerleft | Space | 2D19 | -28.855 | 9.927 | 4.57 | Autodesk Revit Architecture 2013 - 20121003_2115(x64) | Autodesk.Revit.DB.Architecture.Room:OST_Rooms:Geometry | n/a | 0 | 0 | 0
2D19-box-upperright | rich.mitrenga@autodesk.com | 2012-11-14T15:57:40 | box-upperright | Space | 2D19 | -26.064 | 13.5804 | 7.37 | Autodesk Revit Architecture 2013 - 20121003_2115(x64) | Autodesk.Revit.DB.Architecture.Room:OST_Rooms:Geometry | n/a | 0 | 0 | 0
2D20-box-lowerleft | rich.mitrenga@autodesk.com | 2012-11-14T15:57:40 | box-lowerleft | Space | 2D20 | -25.94 | 9.927 | 4.57 | Autodesk Revit Architecture 2013 - 20121003_2115(x64) | Autodesk.Revit.DB.Architecture.Room:OST_Rooms:Geometry | n/a | 0 | 0 | 0
2D20-box-upperright | rich.mitrenga@autodesk.com | 2012-11-14T15:57:40 | box-upperright | Space | 2D20 | -19.954 | 14.8522 | 7.37 | Autodesk Revit Architecture 2013 - 20121003_2115(x64) | Autodesk.Revit.DB.Architecture.Room:OST_Rooms:Geometry | n/a | 0 | 0 | 0
2D04A-box-lowerleft | rich.mitrenga@autodesk.com | 2012-11-14T15:57:40 | box-lowerleft | Space | 2D04A | -31.486 | 21.2784 | 4.57 | Autodesk Revit Architecture 2013 - 20121003_2115(x64) | Autodesk.Revit.DB.Architecture.Room:OST_Rooms:Geometry | n/a | 0 | 0 | 0
2D04A-box-upperright | rich.mitrenga@autodesk.com | 2012-11-14T15:57:40 | box-upperright | Space | 2D04A | -27.065 | 28.5662 | 7.37 | Autodesk Revit Architecture 2013 - 20121003_2115(x64) | Autodesk.Revit.DB.Architecture.Room:OST_Rooms:Geometry | n/a | 0 | 0 | 0
2DC1-box-lowerleft | rich.mitrenga@autodesk.com | 2012-11-14T15:57:40 | box-lowerleft | Space | 2DC1 | -31.61 | 19.4444 | 4.57 | Autodesk Revit Architecture 2013 - 20121003_2115(x64) | Autodesk.Revit.DB.Architecture.Room:OST_Rooms:Geometry | n/a | 0 | 0 | 0
2DC1-box-upperright | rich.mitrenga@autodesk.com | 2012-11-14T15:57:40 | box-upperright | Space | 2DC1 | -19.83 | 21.1544 | 7.37 | Autodesk Revit Architecture 2013 - 20121003_2115(x64) | Autodesk.Revit.DB.Architecture.Room:OST_Rooms:Geometry | n/a | 0 | 0 | 0
2DC2-box-lowerleft | rich.mitrenga@autodesk.com | 2012-11-14T15:57:40 | box-lowerleft | Space | 2DC2 | -33.426 | 18.3484 | 4.57 | Autodesk Revit Architecture 2013 - 20121003_2115(x64) | Autodesk.Revit.DB.Architecture.Room:OST_Rooms:Geometry | n/a | 0 | 0 | 0
2DC2-box-upperright | rich.mitrenga@autodesk.com | 2012-11-14T15:57:40 | box-upperright | Space | 2DC2 | -31.551 | 34.7344 | 7.37 | Autodesk Revit Architecture 2013 - 20121003_2115(x64) | Autodesk.Revit.DB.Architecture.Room:OST_Rooms:Geometry | n/a | 0 | 0 | 0
2BC1-box-lowerleft | rich.mitrenga@autodesk.com | 2012-11-14T15:57:40 | box-lowerleft | Space | 2BC1 | -19.83 | 22.9744 | 4.57 | Autodesk Revit Architecture 2013 - 20121003_2115(x64) | Autodesk.Revit.DB.Architecture.Room:OST_Rooms:Geometry | n/a | 0 | 0 | 0
2BC1-box-upperright | rich.mitrenga@autodesk.com | 2012-11-14T15:57:40 | box-upperright | Space | 2BC1 | -16.83 | 27.6944 | 7.37 | Autodesk Revit Architecture 2013 - 20121003_2115(x64) | Autodesk.Revit.DB.Architecture.Room:OST_Rooms:Geometry | n/a | 0 | 0 | 0
2BC2-box-lowerleft | rich.mitrenga@autodesk.com | 2012-11-14T15:57:40 | box-lowerleft | Space | 2BC2 | -19.83 | 9.927 | 4.57 | Autodesk Revit Architecture 2013 - 20121003_2115(x64) | Autodesk.Revit.DB.Architecture.Room:OST_Rooms:Geometry | n/a | 0 | 0 | 0
2BC2-box-upperright | rich.mitrenga@autodesk.com | 2012-11-14T15:57:40 | box-upperright | Space | 2BC2 | -16.83 | 22.8504 | 7.37 | Autodesk Revit Architecture 2013 - 20121003_2115(x64) | Autodesk.Revit.DB.Architecture.Room:OST_Rooms:Geometry | n/a | 0 | 0 | 0
2BC3-box-lowerleft | rich.mitrenga@autodesk.com | 2012-11-14T15:57:40 | box-lowerleft | Space | 2BC3 | -16.706 | 12.78 | 4.57 | Autodesk Revit Architecture 2013 - 20121003_2115(x64) | Autodesk.Revit.DB.Architecture.Room:OST_Rooms:Geometry | n/a | 0 | 0 | 0
2BC3-box-upperright | rich.mitrenga@autodesk.com | 2012-11-14T15:57:40 | box-upperright | Space | 2BC3 | -2.464 | 14.7494 | 7.37 | Autodesk Revit Architecture 2013 - 20121003_2115(x64) | Autodesk.Revit.DB.Architecture.Room:OST_Rooms:Geometry | n/a | 0 | 0 | 0
2BC4-box-lowerleft | rich.mitrenga@autodesk.com | 2012-11-14T15:57:40 | box-lowerleft | Space | 2BC4 | -5.2 | 14.5244 | 4.57 | Autodesk Revit Architecture 2013 - 20121003_2115(x64) | Autodesk.Revit.DB.Architecture.Room:OST_Rooms:Geometry | n/a | 0 | 0 | 0
2BC4-box-upperright | rich.mitrenga@autodesk.com | 2012-11-14T15:57:40 | box-upperright | Space | 2BC4 | -3.49 | 21.277 | 7.37 | Autodesk Revit Architecture 2013 - 20121003_2115(x64) | Autodesk.Revit.DB.Architecture.Room:OST_Rooms:Geometry | n/a | 0 | 0 | 0
2BC5-box-lowerleft | rich.mitrenga@autodesk.com | 2012-11-14T15:57:40 | box-lowerleft | Space | 2BC5 | -12.886 | 21.401 | 4.57 | Autodesk Revit Architecture 2013 - 20121003_2115(x64) | Autodesk.Revit.DB.Architecture.Room:OST_Rooms:Geometry | n/a | 0 | 0 | 0
2BC5-box-upperright | rich.mitrenga@autodesk.com | 2012-11-14T15:57:40 | box-upperright | Space | 2BC5 | -1.81 | 24.6844 | 7.37 | Autodesk Revit Architecture 2013 - 20121003_2115(x64) | Autodesk.Revit.DB.Architecture.Room:OST_Rooms:Geometry | n/a | 0 | 0 | 0
2BC6-box-lowerleft | rich.mitrenga@autodesk.com | 2012-11-14T15:57:40 | box-lowerleft | Space | 2BC6 | -16.706 | 22.9744 | 4.57 | Autodesk Revit Architecture 2013 - 20121003_2115(x64) | Autodesk.Revit.DB.Architecture.Room:OST_Rooms:Geometry | n/a | 0 | 0 | 0
2BC6-box-upperright | rich.mitrenga@autodesk.com | 2012-11-14T15:57:40 | box-upperright | Space | 2BC6 | -13.01 | 25.6834 | 7.37 | Autodesk Revit Architecture 2013 - 20121003_2115(x64) | Autodesk.Revit.DB.Architecture.Room:OST_Rooms:Geometry | n/a | 0 | 0 | 0
2B01-box-lowerleft | rich.mitrenga@autodesk.com | 2012-11-14T15:57:40 | box-lowerleft | Space | 2B01 | -3.366 | 20.6284 | 4.57 | Autodesk Revit Architecture 2013 - 20121003_2115(x64) | Autodesk.Revit.DB.Architecture.Room:OST_Rooms:Geometry | n/a | 0 | 0 | 0
2B01-box-upperright | rich.mitrenga@autodesk.com | 2012-11-14T15:57:40 | box-upperright | Space | 2B01 | 0.113 | 23.2604 | 7.37 | Autodesk Revit Architecture 2013 - 20121003_2115(x64) | Autodesk.Revit.DB.Architecture.Room:OST_Rooms:Geometry | n/a | 0 | 0 | 0
2B02-box-lowerleft | rich.mitrenga@autodesk.com | 2012-11-14T15:57:40 | box-lowerleft | Space | 2B02 | -1.686 | 23.3844 | 4.57 | Autodesk Revit Architecture 2013 - 20121003_2115(x64) | Autodesk.Revit.DB.Architecture.Room:OST_Rooms:Geometry | n/a | 0 | 0 | 0
2B02-box-upperright | rich.mitrenga@autodesk.com | 2012-11-14T15:57:40 | box-upperright | Space | 2B02 | -0.23 | 24.6844 | 7.37 | Autodesk Revit Architecture 2013 - 20121003_2115(x64) | Autodesk.Revit.DB.Architecture.Room:OST_Rooms:Geometry | n/a | 0 | 0 | 0
2B03-box-lowerleft | rich.mitrenga@autodesk.com | 2012-11-14T15:57:40 | box-lowerleft | Space | 2B03 | -8.8577 | 24.8084 | 4.57 | Autodesk Revit Architecture 2013 - 20121003_2115(x64) | Autodesk.Revit.DB.Architecture.Room:OST_Rooms:Geometry | n/a | 0 | 0 | 0
2B03-box-upperright | rich.mitrenga@autodesk.com | 2012-11-14T15:57:40 | box-upperright | Space | 2B03 | 0.113 | 29.646 | 6.656 | Autodesk Revit Architecture 2013 - 20121003_2115(x64) | Autodesk.Revit.DB.Architecture.Room:OST_Rooms:Geometry | n/a | 0 | 0 | 0
2B04-box-lowerleft | rich.mitrenga@autodesk.com | 2012-11-14T15:57:40 | box-lowerleft | Space | 2B04 | -6.63 | 24.8084 | 4.57 | Autodesk Revit Architecture 2013 - 20121003_2115(x64) | Autodesk.Revit.DB.Architecture.Room:OST_Rooms:Geometry | n/a | 0 | 0 | 0
2B04-box-upperright | rich.mitrenga@autodesk.com | 2012-11-14T15:57:40 | box-upperright | Space | 2B04 | -3.914 | 28.1844 | 7.37 | Autodesk Revit Architecture 2013 - 20121003_2115(x64) | Autodesk.Revit.DB.Architecture.Room:OST_Rooms:Geometry | n/a | 0 | 0 | 0
2B05-box-lowerleft | rich.mitrenga@autodesk.com | 2012-11-14T15:57:40 | box-lowerleft | Space | 2B05 | -6.87 | 20.1784 | 4.57 | Autodesk Revit Architecture 2013 - 20121003_2115(x64) | Autodesk.Revit.DB.Architecture.Room:OST_Rooms:Geometry | n/a | 0 | 0 | 0
2B05-box-upperright | rich.mitrenga@autodesk.com | 2012-11-14T15:57:40 | box-upperright | Space | 2B05 | -5.324 | 22.8504 | 7.37 | Autodesk Revit Architecture 2013 - 20121003_2115(x64) | Autodesk.Revit.DB.Architecture.Room:OST_Rooms:Geometry | n/a | 0 | 0 | 0
2B06-box-lowerleft | rich.mitrenga@autodesk.com | 2012-11-14T15:57:40 | box-lowerleft | Space | 2B06 | -9.126 | 20.1784 | 4.57 | Autodesk Revit Architecture 2013 - 20121003_2115(x64) | Autodesk.Revit.DB.Architecture.Room:OST_Rooms:Geometry | n/a | 0 | 0 | 0
2B06-box-upperright | rich.mitrenga@autodesk.com | 2012-11-14T15:57:40 | box-upperright | Space | 2B06 | -7.25 | 22.8504 | 7.37 | Autodesk Revit Architecture 2013 - 20121003_2115(x64) | Autodesk.Revit.DB.Architecture.Room:OST_Rooms:Geometry | n/a | 0 | 0 | 0
2B07-box-lowerleft | rich.mitrenga@autodesk.com | 2012-11-14T15:57:40 | box-lowerleft | Space | 2B07 | -9.49 | 24.8084 | 4.57 | Autodesk Revit Architecture 2013 - 20121003_2115(x64) | Autodesk.Revit.DB.Architecture.Room:OST_Rooms:Geometry | n/a | 0 | 0 | 0
2B07-box-upperright | rich.mitrenga@autodesk.com | 2012-11-14T15:57:40 | box-upperright | Space | 2B07 | -6.754 | 28.1844 | 7.37 | Autodesk Revit Architecture 2013 - 20121003_2115(x64) | Autodesk.Revit.DB.Architecture.Room:OST_Rooms:Geometry | n/a | 0 | 0 | 0
2B08-box-lowerleft | rich.mitrenga@autodesk.com | 2012-11-14T15:57:40 | box-lowerleft | Space | 2B08 | -11.776 | 18.2044 | 4.57 | Autodesk Revit Architecture 2013 - 20121003_2115(x64) | Autodesk.Revit.DB.Architecture.Room:OST_Rooms:Geometry | n/a | 0 | 0 | 0
2B08-box-upperright | rich.mitrenga@autodesk.com | 2012-11-14T15:57:40 | box-upperright | Space | 2B08 | -9.25 | 22.8504 | 7.37 | Autodesk Revit Architecture 2013 - 20121003_2115(x64) | Autodesk.Revit.DB.Architecture.Room:OST_Rooms:Geometry | n/a | 0 | 0 | 0
2B09-box-lowerleft | rich.mitrenga@autodesk.com | 2012-11-14T15:57:40 | box-lowerleft | Space | 2B09 | -12.33 | 24.8084 | 4.57 | Autodesk Revit Architecture 2013 - 20121003_2115(x64) | Autodesk.Revit.DB.Architecture.Room:OST_Rooms:Geometry | n/a | 0 | 0 | 0
2B09-box-upperright | rich.mitrenga@autodesk.com | 2012-11-14T15:57:40 | box-upperright | Space | 2B09 | -9.614 | 28.1844 | 7.37 | Autodesk Revit Architecture 2013 - 20121003_2115(x64) | Autodesk.Revit.DB.Architecture.Room:OST_Rooms:Geometry | n/a | 0 | 0 | 0
2B10-box-lowerleft | rich.mitrenga@autodesk.com | 2012-11-14T15:57:40 | box-lowerleft | Space | 2B10 | -15.336 | 18.2044 | 4.57 | Autodesk Revit Architecture 2013 - 20121003_2115(x64) | Autodesk.Revit.DB.Architecture.Room:OST_Rooms:Geometry | n/a | 0 | 0 | 0
2B10-box-upperright | rich.mitrenga@autodesk.com | 2012-11-14T15:57:40 | box-upperright | Space | 2B10 | -11.9 | 22.8504 | 7.37 | Autodesk Revit Architecture 2013 - 20121003_2115(x64) | Autodesk.Revit.DB.Architecture.Room:OST_Rooms:Geometry | n/a | 0 | 0 | 0
2B11-box-lowerleft | rich.mitrenga@autodesk.com | 2012-11-14T15:57:40 | box-lowerleft | Space | 2B11 | -15.346 | 24.8084 | 4.57 | Autodesk Revit Architecture 2013 - 20121003_2115(x64) | Autodesk.Revit.DB.Architecture.Room:OST_Rooms:Geometry | n/a | 0 | 0 | 0
2B11-box-upperright | rich.mitrenga@autodesk.com | 2012-11-14T15:57:40 | box-upperright | Space | 2B11 | -12.454 | 28.1844 | 7.37 | Autodesk Revit Architecture 2013 - 20121003_2115(x64) | Autodesk.Revit.DB.Architecture.Room:OST_Rooms:Geometry | n/a | 0 | 0 | 0
2B12-box-lowerleft | rich.mitrenga@autodesk.com | 2012-11-14T15:57:40 | box-lowerleft | Space | 2B12 | -17.706 | 18.7845 | 4.57 | Autodesk Revit Architecture 2013 - 20121003_2115(x64) | Autodesk.Revit.DB.Architecture.Room:OST_Rooms:Geometry | n/a | 0 | 0 | 0
2B12-box-upperright | rich.mitrenga@autodesk.com | 2012-11-14T15:57:40 | box-upperright | Space | 2B12 | -15.46 | 22.8504 | 7.37 | Autodesk Revit Architecture 2013 - 20121003_2115(x64) | Autodesk.Revit.DB.Architecture.Room:OST_Rooms:Geometry | n/a | 0 | 0 | 0
2B13-box-lowerleft | rich.mitrenga@autodesk.com | 2012-11-14T15:57:40 | box-lowerleft | Space | 2B13 | -17.706 | 14.6484 | 4.57 | Autodesk Revit Architecture 2013 - 20121003_2115(x64) | Autodesk.Revit.DB.Architecture.Room:OST_Rooms:Geometry | n/a | 0 | 0 | 0
2B13-box-upperright | rich.mitrenga@autodesk.com | 2012-11-14T15:57:40 | box-upperright | Space | 2B13 | -15.46 | 18.6605 | 7.37 | Autodesk Revit Architecture 2013 - 20121003_2115(x64) | Autodesk.Revit.DB.Architecture.Room:OST_Rooms:Geometry | n/a | 0 | 0 | 0
2B14-box-lowerleft | rich.mitrenga@autodesk.com | 2012-11-14T15:57:40 | box-lowerleft | Space | 2B14 | -15.336 | 14.6484 | 4.57 | Autodesk Revit Architecture 2013 - 20121003_2115(x64) | Autodesk.Revit.DB.Architecture.Room:OST_Rooms:Geometry | n/a | 0 | 0 | 0
2B14-box-upperright | rich.mitrenga@autodesk.com | 2012-11-14T15:57:40 | box-upperright | Space | 2B14 | -12.914 | 18.7804 | 7.37 | Autodesk Revit Architecture 2013 - 20121003_2115(x64) | Autodesk.Revit.DB.Architecture.Room:OST_Rooms:Geometry | n/a | 0 | 0 | 0
2B15-box-lowerleft | rich.mitrenga@autodesk.com | 2012-11-14T15:57:40 | box-lowerleft | Space | 2B15 | -12.79 | 14.6484 | 4.57 | Autodesk Revit Architecture 2013 - 20121003_2115(x64) | Autodesk.Revit.DB.Architecture.Room:OST_Rooms:Geometry | n/a | 0 | 0 | 0
2B15-box-upperright | rich.mitrenga@autodesk.com | 2012-11-14T15:57:40 | box-upperright | Space | 2B15 | -10.35 | 18.0804 | 7.37 | Autodesk Revit Architecture 2013 - 20121003_2115(x64) | Autodesk.Revit.DB.Architecture.Room:OST_Rooms:Geometry | n/a | 0 | 0 | 0
2B16-box-lowerleft | rich.mitrenga@autodesk.com | 2012-11-14T15:57:40 | box-lowerleft | Space | 2B16 | -11.55 | 9.927 | 4.57 | Autodesk Revit Architecture 2013 - 20121003_2115(x64) | Autodesk.Revit.DB.Architecture.Room:OST_Rooms:Geometry | n/a | 0 | 0 | 0
2B16-box-upperright | rich.mitrenga@autodesk.com | 2012-11-14T15:57:40 | box-upperright | Space | 2B16 | -8.42 | 12.656 | 7.37 | Autodesk Revit Architecture 2013 - 20121003_2115(x64) | Autodesk.Revit.DB.Architecture.Room:OST_Rooms:Geometry | n/a | 0 | 0 | 0
2B17-box-lowerleft | rich.mitrenga@autodesk.com | 2012-11-14T15:57:40 | box-lowerleft | Space | 2B17 | -10.226 | 14.6484 | 4.57 | Autodesk Revit Architecture 2013 - 20121003_2115(x64) | Autodesk.Revit.DB.Architecture.Room:OST_Rooms:Geometry | n/a | 0 | 0 | 0
2B17-box-upperright | rich.mitrenga@autodesk.com | 2012-11-14T15:57:40 | box-upperright | Space | 2B17 | -7.82 | 18.0804 | 7.37 | Autodesk Revit Architecture 2013 - 20121003_2115(x64) | Autodesk.Revit.DB.Architecture.Room:OST_Rooms:Geometry | n/a | 0 | 0 | 0
2B18-box-lowerleft | rich.mitrenga@autodesk.com | 2012-11-14T15:57:40 | box-lowerleft | Space | 2B18 | -8.296 | 9.927 | 4.57 | Autodesk Revit Architecture 2013 - 20121003_2115(x64) | Autodesk.Revit.DB.Architecture.Room:OST_Rooms:Geometry | n/a | 0 | 0 | 0
2B18-box-upperright | rich.mitrenga@autodesk.com | 2012-11-14T15:57:40 | box-upperright | Space | 2B18 | -4.9 | 12.656 | 7.37 | Autodesk Revit Architecture 2013 - 20121003_2115(x64) | Autodesk.Revit.DB.Architecture.Room:OST_Rooms:Geometry | n/a | 0 | 0 | 0
2B19-box-lowerleft | rich.mitrenga@autodesk.com | 2012-11-14T15:57:40 | box-lowerleft | Space | 2B19 | -7.696 | 14.6484 | 4.57 | Autodesk Revit Architecture 2013 - 20121003_2115(x64) | Autodesk.Revit.DB.Architecture.Room:OST_Rooms:Geometry | n/a | 0 | 0 | 0
2B19-box-upperright | rich.mitrenga@autodesk.com | 2012-11-14T15:57:40 | box-upperright | Space | 2B19 | -5.324 | 18.0804 | 7.37 | Autodesk Revit Architecture 2013 - 20121003_2115(x64) | Autodesk.Revit.DB.Architecture.Room:OST_Rooms:Geometry | n/a | 0 | 0 | 0
2B20-box-lowerleft | rich.mitrenga@autodesk.com | 2012-11-14T15:57:40 | box-lowerleft | Space | 2B20 | -4.776 | 10.3044 | 4.57 | Autodesk Revit Architecture 2013 - 20121003_2115(x64) | Autodesk.Revit.DB.Architecture.Room:OST_Rooms:Geometry | n/a | 0 | 0 | 0
2B20-box-upperright | rich.mitrenga@autodesk.com | 2012-11-14T15:57:40 | box-upperright | Space | 2B20 | -3.574 | 12.656 | 7.37 | Autodesk Revit Architecture 2013 - 20121003_2115(x64) | Autodesk.Revit.DB.Architecture.Room:OST_Rooms:Geometry | n/a | 0 | 0 | 0
2B21-box-lowerleft | rich.mitrenga@autodesk.com | 2012-11-14T15:57:40 | box-lowerleft | Space | 2B21 | -3.45 | 10.3044 | 4.57 | Autodesk Revit Architecture 2013 - 20121003_2115(x64) | Autodesk.Revit.DB.Architecture.Room:OST_Rooms:Geometry | n/a | 0 | 0 | 0
2B21-box-upperright | rich.mitrenga@autodesk.com | 2012-11-14T15:57:40 | box-upperright | Space | 2B21 | 0.113 | 12.7944 | 7.37 | Autodesk Revit Architecture 2013 - 20121003_2115(x64) | Autodesk.Revit.DB.Architecture.Room:OST_Rooms:Geometry | n/a | 0 | 0 | 0
2B22-box-lowerleft | rich.mitrenga@autodesk.com | 2012-11-14T15:57:40 | box-lowerleft | Space | 2B22 | -2.34 | 12.78 | 4.57 | Autodesk Revit Architecture 2013 - 20121003_2115(x64) | Autodesk.Revit.DB.Architecture.Room:OST_Rooms:Geometry | n/a | 0 | 0 | 0
2B22-box-upperright | rich.mitrenga@autodesk.com | 2012-11-14T15:57:40 | box-upperright | Space | 2B22 | 0.113 | 14.6144 | 7.37 | Autodesk Revit Architecture 2013 - 20121003_2115(x64) | Autodesk.Revit.DB.Architecture.Room:OST_Rooms:Geometry | n/a | 0 | 0 | 0
2B23-box-lowerleft | rich.mitrenga@autodesk.com | 2012-11-14T15:57:40 | box-lowerleft | Space | 2B23 | -3.366 | 14.9944 | 4.57 | Autodesk Revit Architecture 2013 - 20121003_2115(x64) | Autodesk.Revit.DB.Architecture.Room:OST_Rooms:Geometry | n/a | 0 | 0 | 0
2B23-box-upperright | rich.mitrenga@autodesk.com | 2012-11-14T15:57:40 | box-upperright | Space | 2B23 | 0.113 | 17.8439 | 7.37 | Autodesk Revit Architecture 2013 - 20121003_2115(x64) | Autodesk.Revit.DB.Architecture.Room:OST_Rooms:Geometry | n/a | 0 | 0 | 0
2B24-box-lowerleft | rich.mitrenga@autodesk.com | 2012-11-14T15:57:40 | box-lowerleft | Space | 2B24 | -3.366 | 17.9679 | 4.57 | Autodesk Revit Architecture 2013 - 20121003_2115(x64) | Autodesk.Revit.DB.Architecture.Room:OST_Rooms:Geometry | n/a | 0 | 0 | 0
2B24-box-upperright | rich.mitrenga@autodesk.com | 2012-11-14T15:57:40 | box-upperright | Space | 2B24 | 0.113 | 20.5044 | 7.37 | Autodesk Revit Architecture 2013 - 20121003_2115(x64) | Autodesk.Revit.DB.Architecture.Room:OST_Rooms:Geometry | n/a | 0 | 0 | 0
2B25-box-lowerleft | rich.mitrenga@autodesk.com | 2012-11-14T15:57:40 | box-lowerleft | Space | 2B25 | -9.126 | 18.2044 | 4.57 | Autodesk Revit Architecture 2013 - 20121003_2115(x64) | Autodesk.Revit.DB.Architecture.Room:OST_Rooms:Geometry | n/a | 0 | 0 | 0
2B25-box-upperright | rich.mitrenga@autodesk.com | 2012-11-14T15:57:40 | box-upperright | Space | 2B25 | -5.324 | 20.0544 | 7.37 | Autodesk Revit Architecture 2013 - 20121003_2115(x64) | Autodesk.Revit.DB.Architecture.Room:OST_Rooms:Geometry | n/a | 0 | 0 | 0
2BS2-box-lowerleft | rich.mitrenga@autodesk.com | 2012-11-14T15:57:40 | box-lowerleft | Space | 2BS2 | -17.706 | 10.27 | 4.57 | Autodesk Revit Architecture 2013 - 20121003_2115(x64) | Autodesk.Revit.DB.Architecture.Room:OST_Rooms:Geometry | n/a | 0 | 0 | 0
2BS2-box-upperright | rich.mitrenga@autodesk.com | 2012-11-14T15:57:40 | box-upperright | Space | 2BS2 | -11.674 | 12.656 | 7.37 | Autodesk Revit Architecture 2013 - 20121003_2115(x64) | Autodesk.Revit.DB.Architecture.Room:OST_Rooms:Geometry | n/a | 0 | 0 | 0
2CS3-box-lowerleft | rich.mitrenga@autodesk.com | 2012-11-14T15:57:40 | box-lowerleft | Space | 2CS3 | -38.16 | 50.0184 | 4.57 | Autodesk Revit Architecture 2013 - 20121003_2115(x64) | Autodesk.Revit.DB.Architecture.Room:OST_Rooms:Geometry | n/a | 0 | 0 | 0
2CS3-box-upperright | rich.mitrenga@autodesk.com | 2012-11-14T15:57:40 | box-upperright | Space | 2CS3 | -35.74 | 56.0344 | 7.37 | Autodesk Revit Architecture 2013 - 20121003_2115(x64) | Autodesk.Revit.DB.Architecture.Room:OST_Rooms:Geometry | n/a | 0 | 0 | 0
3D01-box-lowerleft | rich.mitrenga@autodesk.com | 2012-11-14T15:57:40 | box-lowerleft | Space | 3D01 | -40.773 | 26.6725 | 9.25 | Autodesk Revit Architecture 2013 - 20121003_2115(x64) | Autodesk.Revit.DB.Architecture.Room:OST_Rooms:Geometry | n/a | 0 | 0 | 0
3D01-box-upperright | rich.mitrenga@autodesk.com | 2012-11-14T15:57:40 | box-upperright | Space | 3D01 | -33.612 | 36.7175 | 12.65 | Autodesk Revit Architecture 2013 - 20121003_2115(x64) | Autodesk.Revit.DB.Architecture.Room:OST_Rooms:Geometry | n/a | 0 | 0 | 0
3AC1-box-lowerleft | rich.mitrenga@autodesk.com | 2012-11-14T15:57:40 | box-lowerleft | Space | 3AC1 | -33.488 | 27.673 | 9.25 | Autodesk Revit Architecture 2013 - 20121003_2115(x64) | Autodesk.Revit.DB.Architecture.Room:OST_Rooms:Geometry | n/a | 0 | 0 | 0
3AC1-box-upperright | rich.mitrenga@autodesk.com | 2012-11-14T15:57:40 | box-upperright | Space | 3AC1 | -21.6196 | 35.7175 | 12.65 | Autodesk Revit Architecture 2013 - 20121003_2115(x64) | Autodesk.Revit.DB.Architecture.Room:OST_Rooms:Geometry | n/a | 0 | 0 | 0
2CC5-box-lowerleft | rich.mitrenga@autodesk.com | 2012-11-14T15:57:40 | box-lowerleft | Space | 2CC5 | -43.476 | 45.0784 | 4.57 | Autodesk Revit Architecture 2013 - 20121003_2115(x64) | Autodesk.Revit.DB.Architecture.Room:OST_Rooms:Geometry | n/a | 0 | 0 | 0
2CC5-box-upperright | rich.mitrenga@autodesk.com | 2012-11-14T15:57:40 | box-upperright | Space | 2CC5 | -39.084 | 46.8164 | 8.57 | Autodesk Revit Architecture 2013 - 20121003_2115(x64) | Autodesk.Revit.DB.Architecture.Room:OST_Rooms:Geometry | n/a | 0 | 0 | 0
2D21-box-lowerleft | rich.mitrenga@autodesk.com | 2012-11-14T15:57:40 | box-lowerleft | Space | 2D21 | -25.94 | 14.8522 | 4.57 | Autodesk Revit Architecture 2013 - 20121003_2115(x64) | Autodesk.Revit.DB.Architecture.Room:OST_Rooms:Geometry | n/a | 0 | 0 | 0
2D21-box-upperright | rich.mitrenga@autodesk.com | 2012-11-14T15:57:40 | box-upperright | Space | 2D21 | -19.954 | 19.3204 | 8.57 | Autodesk Revit Architecture 2013 - 20121003_2115(x64) | Autodesk.Revit.DB.Architecture.Room:OST_Rooms:Geometry | n/a | 0 | 0 | 0
1F01-box-lowerleft | rich.mitrenga@autodesk.com | 2012-11-14T15:57:40 | box-lowerleft | Space | 1F01 | -38.5017 | -9.5542 | -1 | Autodesk Revit Architecture 2013 - 20121003_2115(x64) | Autodesk.Revit.DB.Architecture.Room:OST_Rooms:Geometry | n/a | 0 | 0 | 0
1F01-box-upperright | rich.mitrenga@autodesk.com | 2012-11-14T15:57:40 | box-upperright | Space | 1F01 | -29.8597 | -0.38 | 4.57 | Autodesk Revit Architecture 2013 - 20121003_2115(x64) | Autodesk.Revit.DB.Architecture.Room:OST_Rooms:Geometry | n/a | 0 | 0 | 0
2R02-box-lowerleft | rich.mitrenga@autodesk.com | 2012-11-14T15:57:40 | box-lowerleft | Space | 2R02 | -52.013 | -0.113 | 4.57 | Autodesk Revit Architecture 2013 - 20121003_2115(x64) | Autodesk.Revit.DB.Architecture.Room:OST_Rooms:Geometry | n/a | 0 | 0 | 0
2R02-box-upperright | rich.mitrenga@autodesk.com | 2012-11-14T15:57:40 | box-upperright | Space | 2R02 | -19.947 | 56.253 | 8.57 | Autodesk Revit Architecture 2013 - 20121003_2115(x64) | Autodesk.Revit.DB.Architecture.Room:OST_Rooms:Geometry | n/a | 0 | 0 | 0
2R01-box-lowerleft | rich.mitrenga@autodesk.com | 2012-11-14T15:57:40 | box-lowerleft | Space | 2R01 | -35.13 | 50.47 | 4.57 | Autodesk Revit Architecture 2013 - 20121003_2115(x64) | Autodesk.Revit.DB.Architecture.Room:OST_Rooms:Geometry | n/a | 0 | 0 | 0
2R01-box-upperright | rich.mitrenga@autodesk.com | 2012-11-14T15:57:40 | box-upperright | Space | 2R01 | -26.327 | 56.253 | 8.57 | Autodesk Revit Architecture 2013 - 20121003_2115(x64) | Autodesk.Revit.DB.Architecture.Room:OST_Rooms:Geometry | n/a | 0 | 0 | 0
3R01-box-lowerleft | rich.mitrenga@autodesk.com | 2012-11-14T15:57:40 | box-lowerleft | Space | 3R01 | -47.113 | 9.927 | 9.25 | Autodesk Revit Architecture 2013 - 20121003_2115(x64) | Autodesk.Revit.DB.Architecture.Room:OST_Rooms:Geometry | n/a | 0 | 0 | 0
3R01-box-upperright | rich.mitrenga@autodesk.com | 2012-11-14T15:57:40 | box-upperright | Space | 3R01 | 0.113 | 56.253 | 13.25 | Autodesk Revit Architecture 2013 - 20121003_2115(x64) | Autodesk.Revit.DB.Architecture.Room:OST_Rooms:Geometry | n/a | 0 | 0 | 0
3R02-box-lowerleft | rich.mitrenga@autodesk.com | 2012-11-14T15:57:40 | box-lowerleft | Space | 3R02 | -15.0965 | 34.897 | 9.25 | Autodesk Revit Architecture 2013 - 20121003_2115(x64) | Autodesk.Revit.DB.Architecture.Room:OST_Rooms:Geometry | n/a | 0 | 0 | 0
3R02-box-upperright | rich.mitrenga@autodesk.com | 2012-11-14T15:57:40 | box-upperright | Space | 3R02 | 0.113 | 35.8974 | 13.25 | Autodesk Revit Architecture 2013 - 20121003_2115(x64) | Autodesk.Revit.DB.Architecture.Room:OST_Rooms:Geometry | n/a | 0 | 0 | 0
3R04-box-lowerleft | rich.mitrenga@autodesk.com | 2012-11-14T15:57:40 | box-lowerleft | Space | 3R04 | -15.0965 | 27.4931 | 8.05 | Autodesk Revit Architecture 2013 - 20121003_2115(x64) | Autodesk.Revit.DB.Architecture.Room:OST_Rooms:Geometry | n/a | 0 | 0 | 0
3R04-box-upperright | rich.mitrenga@autodesk.com | 2012-11-14T15:57:40 | box-upperright | Space | 3R04 | 0.113 | 28.493 | 13.25 | Autodesk Revit Architecture 2013 - 20121003_2115(x64) | Autodesk.Revit.DB.Architecture.Room:OST_Rooms:Geometry | n/a | 0 | 0 | 0
3R03-box-lowerleft | rich.mitrenga@autodesk.com | 2012-11-14T15:57:40 | box-lowerleft | Space | 3R03 | -15.23 | 28.493 | 6.7631 | Autodesk Revit Architecture 2013 - 20121003_2115(x64) | Autodesk.Revit.DB.Architecture.Room:OST_Rooms:Geometry | n/a | 0 | 0 | 0
3R03-box-upperright | rich.mitrenga@autodesk.com | 2012-11-14T15:57:40 | box-upperright | Space | 3R03 | 0.113 | 34.897 | 13.25 | Autodesk Revit Architecture 2013 - 20121003_2115(x64) | Autodesk.Revit.DB.Architecture.Room:OST_Rooms:Geometry | n/a | 0 | 0 | 0
1F02-box-lowerleft | rich.mitrenga@autodesk.com | 2012-11-14T15:57:40 | box-lowerleft | Space | 1F02 | -51.978 | -9.5442 | 0 | Autodesk Revit Architecture 2013 - 20121003_2115(x64) | Autodesk.Revit.DB.Architecture.Room:OST_Rooms:Geometry | n/a | 0 | 0 | 0
1F02-box-upperright | rich.mitrenga@autodesk.com | 2012-11-14T15:57:40 | box-upperright | Space | 1F02 | -35.7997 | 5.653 | 4 | Autodesk Revit Architecture 2013 - 20121003_2115(x64) | Autodesk.Revit.DB.Architecture.Room:OST_Rooms:Geometry | n/a | 0 | 0 | 0
SITE-box-lowerleft | rich.mitrenga@autodesk.com | 2012-12-11T16:43:58 | box-lowerleft | Space | SITE | -72.4099 | -24.633 | 0 | Autodesk Revit 2013 - 20120221_2030(x64) | Autodesk.Revit.DB.Architecture.Room:OST_Rooms:Geometry | n/a | 0 | 0 | 0
SITE-box-upperright | rich.mitrenga@autodesk.com | 2012-12-11T16:43:58 | box-upperright | Space | SITE | 7.3901 | 65.067 | 13.25 | Autodesk Revit 2013 - 20120221_2030(x64) | Autodesk.Revit.DB.Architecture.Room:OST_Rooms:Geometry | n/a | 0 | 0 | 0
TOF Footing-box-lowerleft | rich.mitrenga@autodesk.com | 2012-11-14T15:57:40 | box-lowerleft | Floor | TOF Footing | 0 | 0 | -1 | Autodesk Revit Architecture 2013 - 20121003_2115(x64) | Autodesk.Revit.DB.Level:OST_Levels:Geometry | n/a | 0 | 0 | 0
TOF Footing-box-upperright | rich.mitrenga@autodesk.com | 2012-11-14T15:57:40 | box-upperright | Floor | TOF Footing | 0 | 0 | -1 | Autodesk Revit Architecture 2013 - 20121003_2115(x64) | Autodesk.Revit.DB.Level:OST_Levels:Geometry | n/a | 0 | 0 | 0
First Floor-box-lowerleft | rich.mitrenga@autodesk.com | 2012-11-14T15:57:40 | box-lowerleft | Floor | First Floor | -52.013 | -9.5542 | -1 | Autodesk Revit Architecture 2013 - 20121003_2115(x64) | Autodesk.Revit.DB.Level:OST_Levels:Geometry | n/a | 0 | 0 | 0
First Floor-box-upperright | rich.mitrenga@autodesk.com | 2012-11-14T15:57:40 | box-upperright | Floor | First Floor | 0.2465 | 56.253 | 9.25 | Autodesk Revit Architecture 2013 - 20121003_2115(x64) | Autodesk.Revit.DB.Level:OST_Levels:Geometry | n/a | 0 | 0 | 0
Second Floor-box-lowerleft | rich.mitrenga@autodesk.com | 2012-11-14T15:57:40 | box-lowerleft | Floor | Second Floor | -52.013 | -0.113 | 4.57 | Autodesk Revit Architecture 2013 - 20121003_2115(x64) | Autodesk.Revit.DB.Level:OST_Levels:Geometry | n/a | 0 | 0 | 0
Second Floor-box-upperright | rich.mitrenga@autodesk.com | 2012-11-14T15:57:40 | box-upperright | Floor | Second Floor | 0.113 | 56.253 | 9.25 | Autodesk Revit Architecture 2013 - 20121003_2115(x64) | Autodesk.Revit.DB.Level:OST_Levels:Geometry | n/a | 0 | 0 | 0
Roof - Main-box-lowerleft | rich.mitrenga@autodesk.com | 2012-11-14T15:57:40 | box-lowerleft | Floor | Roof - Main | -47.113 | 9.927 | 6.7631 | Autodesk Revit Architecture 2013 - 20121003_2115(x64) | Autodesk.Revit.DB.Level:OST_Levels:Geometry | n/a | 0 | 0 | 0
Roof - Main-box-upperright | rich.mitrenga@autodesk.com | 2012-11-14T15:57:40 | box-upperright | Floor | Roof - Main | 0.113 | 56.253 | 13.25 | Autodesk Revit Architecture 2013 - 20121003_2115(x64) | Autodesk.Revit.DB.Level:OST_Levels:Geometry | n/a | 0 | 0 | 0
Site-box-lowerleft | rich.mitrenga@autodesk.com | 2012-12-11T16:43:58 | box-lowerleft | Floor | Site | -72.4099 | -24.633 | 0 | Autodesk Revit 2013 - 20120221_2030(x64) | Autodesk.Revit.DB.Level:OST_Levels:Geometry | n/a | 0 | 0 | 0
Site-box-upperright | rich.mitrenga@autodesk.com | 2012-12-11T16:43:58 | box-upperright | Floor | Site | 7.3901 | 65.067 | 13.25 | Autodesk Revit 2013 - 20120221_2030(x64) | Autodesk.Revit.DB.Level:OST_Levels:Geometry | n/a | 0 | 0 | 0
Door 1C19-point | rich.mitrenga@autodesk.com | 2012-11-14T15:57:40 | point | Component | Door 1C19 | -49.0115 | 53.202 | 0 | Autodesk Revit Architecture 2013 - 20121003_2115(x64) | Autodesk.Revit.DB.FamilyInstance:OST_Doors:Geometry | n/a | 0 | 0 | 0
Door 1C19-box-lowerleft | rich.mitrenga@autodesk.com | 2012-11-14T15:57:40 | box-lowerleft | Component | Door 1C19 | -49.545 | 53.115 | 0 | Autodesk Revit Architecture 2013 - 20121003_2115(x64) | Autodesk.Revit.DB.FamilyInstance:OST_Doors:Geometry | n/a | 0 | 0 | 0
Door 1C19-box-upperright | rich.mitrenga@autodesk.com | 2012-11-14T15:57:40 | box-upperright | Component | Door 1C19 | -48.478 | 54.1793 | 2.21 | Autodesk Revit Architecture 2013 - 20121003_2115(x64) | Autodesk.Revit.DB.FamilyInstance:OST_Doors:Geometry | n/a | 0 | 0 | 0
Door 1C16-point | rich.mitrenga@autodesk.com | 2012-11-14T15:57:40 | point | Component | Door 1C16 | -47.8125 | 53.202 | 0 | Autodesk Revit Architecture 2013 - 20121003_2115(x64) | Autodesk.Revit.DB.FamilyInstance:OST_Doors:Geometry | n/a | 180 | 0 | 0
Door 1C16-box-lowerleft | rich.mitrenga@autodesk.com | 2012-11-14T15:57:40 | box-lowerleft | Component | Door 1C16 | -48.346 | 53.115 | 0 | Autodesk Revit Architecture 2013 - 20121003_2115(x64) | Autodesk.Revit.DB.FamilyInstance:OST_Doors:Geometry | n/a | 0 | 0 | 0
Door 1C16-box-upperright | rich.mitrenga@autodesk.com | 2012-11-14T15:57:40 | box-upperright | Component | Door 1C16 | -47.279 | 54.1793 | 2.21 | Autodesk Revit Architecture 2013 - 20121003_2115(x64) | Autodesk.Revit.DB.FamilyInstance:OST_Doors:Geometry | n/a | 0 | 0 | 0
Door 1C14-point | rich.mitrenga@autodesk.com | 2012-11-14T15:57:40 | point | Component | Door 1C14 | -44.6125 | 53.202 | 0 | Autodesk Revit Architecture 2013 - 20121003_2115(x64) | Autodesk.Revit.DB.FamilyInstance:OST_Doors:Geometry | n/a | 180 | 0 | 0
Door 1C14-box-lowerleft | rich.mitrenga@autodesk.com | 2012-11-14T15:57:40 | box-lowerleft | Component | Door 1C14 | -45.146 | 53.115 | 0 | Autodesk Revit Architecture 2013 - 20121003_2115(x64) | Autodesk.Revit.DB.FamilyInstance:OST_Doors:Geometry | n/a | 0 | 0 | 0
Door 1C14-box-upperright | rich.mitrenga@autodesk.com | 2012-11-14T15:57:40 | box-upperright | Component | Door 1C14 | -44.079 | 54.1793 | 2.21 | Autodesk Revit Architecture 2013 - 20121003_2115(x64) | Autodesk.Revit.DB.FamilyInstance:OST_Doors:Geometry | n/a | 0 | 0 | 0
Door 1C12-point | rich.mitrenga@autodesk.com | 2012-11-14T15:57:40 | point | Component | Door 1C12 | -40.475 | 53.7815 | 0 | Autodesk Revit Architecture 2013 - 20121003_2115(x64) | Autodesk.Revit.DB.FamilyInstance:OST_Doors:Geometry | n/a | 90 | 0 | 0
Door 1C12-box-lowerleft | rich.mitrenga@autodesk.com | 2012-11-14T15:57:40 | box-lowerleft | Component | Door 1C12 | -41.4523 | 53.248 | 0 | Autodesk Revit Architecture 2013 - 20121003_2115(x64) | Autodesk.Revit.DB.FamilyInstance:OST_Doors:Geometry | n/a | 0 | 0 | 0
Door 1C12-box-upperright | rich.mitrenga@autodesk.com | 2012-11-14T15:57:40 | box-upperright | Component | Door 1C12 | -40.388 | 54.315 | 2.21 | Autodesk Revit Architecture 2013 - 20121003_2115(x64) | Autodesk.Revit.DB.FamilyInstance:OST_Doors:Geometry | n/a | 0 | 0 | 0
Door 1C18-point | rich.mitrenga@autodesk.com | 2012-11-14T15:57:40 | point | Component | Door 1C18 | -40.475 | 52.6425 | 0 | Autodesk Revit Architecture 2013 - 20121003_2115(x64) | Autodesk.Revit.DB.FamilyInstance:OST_Doors:Geometry | n/a | 270 | 0 | 0
Door 1C18-box-lowerleft | rich.mitrenga@autodesk.com | 2012-11-14T15:57:40 | box-lowerleft | Component | Door 1C18 | -41.4523 | 52.109 | 0 | Autodesk Revit Architecture 2013 - 20121003_2115(x64) | Autodesk.Revit.DB.FamilyInstance:OST_Doors:Geometry | n/a | 0 | 0 | 0
Door 1C18-box-upperright | rich.mitrenga@autodesk.com | 2012-11-14T15:57:40 | box-upperright | Component | Door 1C18 | -40.388 | 53.176 | 2.21 | Autodesk Revit Architecture 2013 - 20121003_2115(x64) | Autodesk.Revit.DB.FamilyInstance:OST_Doors:Geometry | n/a | 0 | 0 | 0
Door 1CC3-point | rich.mitrenga@autodesk.com | 2012-11-14T15:57:40 | point | Component | Door 1CC3 | -39.3775 | 55.4215 | 0 | Autodesk Revit Architecture 2013 - 20121003_2115(x64) | Autodesk.Revit.DB.FamilyInstance:OST_Doors:Geometry | n/a | 0 | 0 | 0
Door 1CC3-box-lowerleft | rich.mitrenga@autodesk.com | 2012-11-14T15:57:40 | box-lowerleft | Component | Door 1CC3 | -39.911 | 55.263 | 0 | Autodesk Revit Architecture 2013 - 20121003_2115(x64) | Autodesk.Revit.DB.FamilyInstance:OST_Doors:Geometry | n/a | 0 | 0 | 0
Door 1CC3-box-upperright | rich.mitrenga@autodesk.com | 2012-11-14T15:57:40 | box-upperright | Component | Door 1CC3 | -38.844 | 56.4703 | 2.21 | Autodesk Revit Architecture 2013 - 20121003_2115(x64) | Autodesk.Revit.DB.FamilyInstance:OST_Doors:Geometry | n/a | 0 | 0 | 0
Door 1CS3-point | rich.mitrenga@autodesk.com | 2012-11-14T15:57:40 | point | Component | Door 1CS3 | -37.693 | 50.8375 | 0 | Autodesk Revit Architecture 2013 - 20121003_2115(x64) | Autodesk.Revit.DB.FamilyInstance:OST_Doors:Geometry | n/a | 90 | 0 | 0
Door 1CS3-box-lowerleft | rich.mitrenga@autodesk.com | 2012-11-14T15:57:40 | box-lowerleft | Component | Door 1CS3 | -38.6703 | 50.304 | 0 | Autodesk Revit Architecture 2013 - 20121003_2115(x64) | Autodesk.Revit.DB.FamilyInstance:OST_Doors:Geometry | n/a | 0 | 0 | 0
Door 1CS3-box-upperright | rich.mitrenga@autodesk.com | 2012-11-14T15:57:40 | box-upperright | Component | Door 1CS3 | -37.606 | 51.371 | 2.21 | Autodesk Revit Architecture 2013 - 20121003_2115(x64) | Autodesk.Revit.DB.FamilyInstance:OST_Doors:Geometry | n/a | 0 | 0 | 0
Door 1C09-point | rich.mitrenga@autodesk.com | 2012-11-14T15:57:40 | point | Component | Door 1C09 | -31.662 | 53.1615 | 0 | Autodesk Revit Architecture 2013 - 20121003_2115(x64) | Autodesk.Revit.DB.FamilyInstance:OST_Doors:Geometry | n/a | 90 | 0 | 0
Door 1C09-box-lowerleft | rich.mitrenga@autodesk.com | 2012-11-14T15:57:40 | box-lowerleft | Component | Door 1C09 | -32.6393 | 52.628 | 0 | Autodesk Revit Architecture 2013 - 20121003_2115(x64) | Autodesk.Revit.DB.FamilyInstance:OST_Doors:Geometry | n/a | 0 | 0 | 0
Door 1C09-box-upperright | rich.mitrenga@autodesk.com | 2012-11-14T15:57:40 | box-upperright | Component | Door 1C09 | -31.575 | 53.695 | 2.21 | Autodesk Revit Architecture 2013 - 20121003_2115(x64) | Autodesk.Revit.DB.FamilyInstance:OST_Doors:Geometry | n/a | 0 | 0 | 0
Door 1C08-point | rich.mitrenga@autodesk.com | 2012-11-14T15:57:40 | point | Component | Door 1C08 | -31.662 | 50.5015 | 0 | Autodesk Revit Architecture 2013 - 20121003_2115(x64) | Autodesk.Revit.DB.FamilyInstance:OST_Doors:Geometry | n/a | 90 | 0 | 0
Door 1C08-box-lowerleft | rich.mitrenga@autodesk.com | 2012-11-14T15:57:40 | box-lowerleft | Component | Door 1C08 | -32.6393 | 49.968 | 0 | Autodesk Revit Architecture 2013 - 20121003_2115(x64) | Autodesk.Revit.DB.FamilyInstance:OST_Doors:Geometry | n/a | 0 | 0 | 0
Door 1C08-box-upperright | rich.mitrenga@autodesk.com | 2012-11-14T15:57:40 | box-upperright | Component | Door 1C08 | -31.575 | 51.035 | 2.21 | Autodesk Revit Architecture 2013 - 20121003_2115(x64) | Autodesk.Revit.DB.FamilyInstance:OST_Doors:Geometry | n/a | 0 | 0 | 0
Door 1C05-point | rich.mitrenga@autodesk.com | 2012-11-14T15:57:40 | point | Component | Door 1C05 | -29.828 | 53.3315 | 0 | Autodesk Revit Architecture 2013 - 20121003_2115(x64) | Autodesk.Revit.DB.FamilyInstance:OST_Doors:Geometry | n/a | 90 | 0 | 0
Door 1C05-box-lowerleft | rich.mitrenga@autodesk.com | 2012-11-14T15:57:40 | box-lowerleft | Component | Door 1C05 | -29.915 | 52.798 | 0 | Autodesk Revit Architecture 2013 - 20121003_2115(x64) | Autodesk.Revit.DB.FamilyInstance:OST_Doors:Geometry | n/a | 0 | 0 | 0
Door 1C05-box-upperright | rich.mitrenga@autodesk.com | 2012-11-14T15:57:40 | box-upperright | Component | Door 1C05 | -28.8507 | 53.865 | 2.21 | Autodesk Revit Architecture 2013 - 20121003_2115(x64) | Autodesk.Revit.DB.FamilyInstance:OST_Doors:Geometry | n/a | 0 | 0 | 0
Door 1C04-point | rich.mitrenga@autodesk.com | 2012-11-14T15:57:40 | point | Component | Door 1C04 | -27.2275 | 49.922 | 0 | Autodesk Revit Architecture 2013 - 20121003_2115(x64) | Autodesk.Revit.DB.FamilyInstance:OST_Doors:Geometry | n/a | 0 | 0 | 0
Door 1C04-box-lowerleft | rich.mitrenga@autodesk.com | 2012-11-14T15:57:40 | box-lowerleft | Component | Door 1C04 | -27.761 | 49.835 | 0 | Autodesk Revit Architecture 2013 - 20121003_2115(x64) | Autodesk.Revit.DB.FamilyInstance:OST_Doors:Geometry | n/a | 0 | 0 | 0
Door 1C04-box-upperright | rich.mitrenga@autodesk.com | 2012-11-14T15:57:40 | box-upperright | Component | Door 1C04 | -26.694 | 50.8993 | 2.21 | Autodesk Revit Architecture 2013 - 20121003_2115(x64) | Autodesk.Revit.DB.FamilyInstance:OST_Doors:Geometry | n/a | 0 | 0 | 0
Door 1C06-point | rich.mitrenga@autodesk.com | 2012-11-14T15:57:40 | point | Component | Door 1C06 | -31.0425 | 54.3486 | 0 | Autodesk Revit Architecture 2013 - 20121003_2115(x64) | Autodesk.Revit.DB.FamilyInstance:OST_Doors:Geometry | n/a | 180 | 0 | 0
Door 1C06-box-lowerleft | rich.mitrenga@autodesk.com | 2012-11-14T15:57:40 | box-lowerleft | Component | Door 1C06 | -31.576 | 54.2616 | 0 | Autodesk Revit Architecture 2013 - 20121003_2115(x64) | Autodesk.Revit.DB.FamilyInstance:OST_Doors:Geometry | n/a | 0 | 0 | 0
Door 1C06-box-upperright | rich.mitrenga@autodesk.com | 2012-11-14T15:57:40 | box-upperright | Component | Door 1C06 | -30.509 | 55.3259 | 2.21 | Autodesk Revit Architecture 2013 - 20121003_2115(x64) | Autodesk.Revit.DB.FamilyInstance:OST_Doors:Geometry | n/a | 0 | 0 | 0
Door 1C02-point | rich.mitrenga@autodesk.com | 2012-11-14T15:57:40 | point | Component | Door 1C02 | -32.8865 | 48.088 | 0 | Autodesk Revit Architecture 2013 - 20121003_2115(x64) | Autodesk.Revit.DB.FamilyInstance:OST_Doors:Geometry | n/a | 0 | 0 | 0
Door 1C02-box-lowerleft | rich.mitrenga@autodesk.com | 2012-11-14T15:57:40 | box-lowerleft | Component | Door 1C02 | -33.42 | 47.1107 | 0 | Autodesk Revit Architecture 2013 - 20121003_2115(x64) | Autodesk.Revit.DB.FamilyInstance:OST_Doors:Geometry | n/a | 0 | 0 | 0
Door 1C02-box-upperright | rich.mitrenga@autodesk.com | 2012-11-14T15:57:40 | box-upperright | Component | Door 1C02 | -32.353 | 48.175 | 2.21 | Autodesk Revit Architecture 2013 - 20121003_2115(x64) | Autodesk.Revit.DB.FamilyInstance:OST_Doors:Geometry | n/a | 0 | 0 | 0
Door 1C10-point | rich.mitrenga@autodesk.com | 2012-11-14T15:57:40 | point | Component | Door 1C10 | -27.7675 | 48.088 | 0 | Autodesk Revit Architecture 2013 - 20121003_2115(x64) | Autodesk.Revit.DB.FamilyInstance:OST_Doors:Geometry | n/a | 0 | 0 | 0
Door 1C10-box-lowerleft | rich.mitrenga@autodesk.com | 2012-11-14T15:57:40 | box-lowerleft | Component | Door 1C10 | -28.301 | 47.1107 | 0 | Autodesk Revit Architecture 2013 - 20121003_2115(x64) | Autodesk.Revit.DB.FamilyInstance:OST_Doors:Geometry | n/a | 0 | 0 | 0
Door 1C10-box-upperright | rich.mitrenga@autodesk.com | 2012-11-14T15:57:40 | box-upperright | Component | Door 1C10 | -27.234 | 48.175 | 2.21 | Autodesk Revit Architecture 2013 - 20121003_2115(x64) | Autodesk.Revit.DB.FamilyInstance:OST_Doors:Geometry | n/a | 0 | 0 | 0
Door 1C07-point | rich.mitrenga@autodesk.com | 2012-11-14T15:57:40 | point | Component | Door 1C07 | -22.9175 | 48.088 | 0 | Autodesk Revit Architecture 2013 - 20121003_2115(x64) | Autodesk.Revit.DB.FamilyInstance:OST_Doors:Geometry | n/a | 180 | 0 | 0
Door 1C07-box-lowerleft | rich.mitrenga@autodesk.com | 2012-11-14T15:57:40 | box-lowerleft | Component | Door 1C07 | -23.451 | 47.1107 | 0 | Autodesk Revit Architecture 2013 - 20121003_2115(x64) | Autodesk.Revit.DB.FamilyInstance:OST_Doors:Geometry | n/a | 0 | 0 | 0
Door 1C07-box-upperright | rich.mitrenga@autodesk.com | 2012-11-14T15:57:40 | box-upperright | Component | Door 1C07 | -22.384 | 48.175 | 2.21 | Autodesk Revit Architecture 2013 - 20121003_2115(x64) | Autodesk.Revit.DB.FamilyInstance:OST_Doors:Geometry | n/a | 0 | 0 | 0
Door 1CC1-point | rich.mitrenga@autodesk.com | 2012-11-14T15:57:40 | point | Component | Door 1CC1 | -21.118 | 48.7075 | 0 | Autodesk Revit Architecture 2013 - 20121003_2115(x64) | Autodesk.Revit.DB.FamilyInstance:OST_Doors:Geometry | n/a | 90 | 0 | 0
Door 1CC1-box-lowerleft | rich.mitrenga@autodesk.com | 2012-11-14T15:57:40 | box-lowerleft | Component | Door 1CC1 | -21.205 | 48.174 | 0 | Autodesk Revit Architecture 2013 - 20121003_2115(x64) | Autodesk.Revit.DB.FamilyInstance:OST_Doors:Geometry | n/a | 0 | 0 | 0
Door 1CC1-box-upperright | rich.mitrenga@autodesk.com | 2012-11-14T15:57:40 | box-upperright | Component | Door 1CC1 | -20.1407 | 49.241 | 2.21 | Autodesk Revit Architecture 2013 - 20121003_2115(x64) | Autodesk.Revit.DB.FamilyInstance:OST_Doors:Geometry | n/a | 0 | 0 | 0
Door 1A09-point | rich.mitrenga@autodesk.com | 2012-11-14T15:57:40 | point | Component | Door 1A09 | -18.058 | 48.6855 | 0 | Autodesk Revit Architecture 2013 - 20121003_2115(x64) | Autodesk.Revit.DB.FamilyInstance:OST_Doors:Geometry | n/a | 270 | 0 | 0
Door 1A09-box-lowerleft | rich.mitrenga@autodesk.com | 2012-11-14T15:57:40 | box-lowerleft | Component | Door 1A09 | -18.145 | 48.152 | 0 | Autodesk Revit Architecture 2013 - 20121003_2115(x64) | Autodesk.Revit.DB.FamilyInstance:OST_Doors:Geometry | n/a | 0 | 0 | 0
Door 1A09-box-upperright | rich.mitrenga@autodesk.com | 2012-11-14T15:57:40 | box-upperright | Component | Door 1A09 | -17.0807 | 49.219 | 2.21 | Autodesk Revit Architecture 2013 - 20121003_2115(x64) | Autodesk.Revit.DB.FamilyInstance:OST_Doors:Geometry | n/a | 0 | 0 | 0
Door 1A12-point | rich.mitrenga@autodesk.com | 2012-11-14T15:57:40 | point | Component | Door 1A12 | -18.058 | 45.7225 | 0 | Autodesk Revit Architecture 2013 - 20121003_2115(x64) | Autodesk.Revit.DB.FamilyInstance:OST_Doors:Geometry | n/a | 90 | 0 | 0
Door 1A12-box-lowerleft | rich.mitrenga@autodesk.com | 2012-11-14T15:57:40 | box-lowerleft | Component | Door 1A12 | -18.145 | 45.189 | 0 | Autodesk Revit Architecture 2013 - 20121003_2115(x64) | Autodesk.Revit.DB.FamilyInstance:OST_Doors:Geometry | n/a | 0 | 0 | 0
Door 1A12-box-upperright | rich.mitrenga@autodesk.com | 2012-11-14T15:57:40 | box-upperright | Component | Door 1A12 | -17.0807 | 46.256 | 2.21 | Autodesk Revit Architecture 2013 - 20121003_2115(x64) | Autodesk.Revit.DB.FamilyInstance:OST_Doors:Geometry | n/a | 0 | 0 | 0
Door 1A10-point | rich.mitrenga@autodesk.com | 2012-11-14T15:57:40 | point | Component | Door 1A10 | -12.8585 | 44.052 | 0 | Autodesk Revit Architecture 2013 - 20121003_2115(x64) | Autodesk.Revit.DB.FamilyInstance:OST_Doors:Geometry | n/a | 180 | 0 | 0
Door 1A10-box-lowerleft | rich.mitrenga@autodesk.com | 2012-11-14T15:57:40 | box-lowerleft | Component | Door 1A10 | -13.392 | 43.0747 | 0 | Autodesk Revit Architecture 2013 - 20121003_2115(x64) | Autodesk.Revit.DB.FamilyInstance:OST_Doors:Geometry | n/a | 0 | 0 | 0
Door 1A10-box-upperright | rich.mitrenga@autodesk.com | 2012-11-14T15:57:40 | box-upperright | Component | Door 1A10 | -12.325 | 44.139 | 2.21 | Autodesk Revit Architecture 2013 - 20121003_2115(x64) | Autodesk.Revit.DB.FamilyInstance:OST_Doors:Geometry | n/a | 0 | 0 | 0
Door 1A08-point | rich.mitrenga@autodesk.com | 2012-11-14T15:57:40 | point | Component | Door 1A08 | -10.732 | 48.2165 | 0 | Autodesk Revit Architecture 2013 - 20121003_2115(x64) | Autodesk.Revit.DB.FamilyInstance:OST_Doors:Geometry | n/a | 90 | 0 | 0
Door 1A08-box-lowerleft | rich.mitrenga@autodesk.com | 2012-11-14T15:57:40 | box-lowerleft | Component | Door 1A08 | -11.7093 | 47.683 | 0 | Autodesk Revit Architecture 2013 - 20121003_2115(x64) | Autodesk.Revit.DB.FamilyInstance:OST_Doors:Geometry | n/a | 0 | 0 | 0
Door 1A08-box-upperright | rich.mitrenga@autodesk.com | 2012-11-14T15:57:40 | box-upperright | Component | Door 1A08 | -10.645 | 48.75 | 2.21 | Autodesk Revit Architecture 2013 - 20121003_2115(x64) | Autodesk.Revit.DB.FamilyInstance:OST_Doors:Geometry | n/a | 0 | 0 | 0
Door 1A11-point | rich.mitrenga@autodesk.com | 2012-11-14T15:57:40 | point | Component | Door 1A11 | -10.732 | 46.2315 | 0 | Autodesk Revit Architecture 2013 - 20121003_2115(x64) | Autodesk.Revit.DB.FamilyInstance:OST_Doors:Geometry | n/a | 90 | 0 | 0
Door 1A11-box-lowerleft | rich.mitrenga@autodesk.com | 2012-11-14T15:57:40 | box-lowerleft | Component | Door 1A11 | -10.819 | 45.698 | 0 | Autodesk Revit Architecture 2013 - 20121003_2115(x64) | Autodesk.Revit.DB.FamilyInstance:OST_Doors:Geometry | n/a | 0 | 0 | 0
Door 1A11-box-upperright | rich.mitrenga@autodesk.com | 2012-11-14T15:57:40 | box-upperright | Component | Door 1A11 | -9.7547 | 46.765 | 2.21 | Autodesk Revit Architecture 2013 - 20121003_2115(x64) | Autodesk.Revit.DB.FamilyInstance:OST_Doors:Geometry | n/a | 0 | 0 | 0
Door 1A07-point | rich.mitrenga@autodesk.com | 2012-11-14T15:57:40 | point | Component | Door 1A07 | -4.362 | 47.7915 | 0 | Autodesk Revit Architecture 2013 - 20121003_2115(x64) | Autodesk.Revit.DB.FamilyInstance:OST_Doors:Geometry | n/a | 90 | 0 | 0
Door 1A07-box-lowerleft | rich.mitrenga@autodesk.com | 2012-11-14T15:57:40 | box-lowerleft | Component | Door 1A07 | -5.3393 | 47.258 | 0 | Autodesk Revit Architecture 2013 - 20121003_2115(x64) | Autodesk.Revit.DB.FamilyInstance:OST_Doors:Geometry | n/a | 0 | 0 | 0
Door 1A07-box-upperright | rich.mitrenga@autodesk.com | 2012-11-14T15:57:40 | box-upperright | Component | Door 1A07 | -4.275 | 48.325 | 2.21 | Autodesk Revit Architecture 2013 - 20121003_2115(x64) | Autodesk.Revit.DB.FamilyInstance:OST_Doors:Geometry | n/a | 0 | 0 | 0
Door 1A06-point | rich.mitrenga@autodesk.com | 2012-11-14T15:57:40 | point | Component | Door 1A06 | -2.978 | 47.5915 | 0 | Autodesk Revit Architecture 2013 - 20121003_2115(x64) | Autodesk.Revit.DB.FamilyInstance:OST_Doors:Geometry | n/a | 90 | 0 | 0
Door 1A06-box-lowerleft | rich.mitrenga@autodesk.com | 2012-11-14T15:57:40 | box-lowerleft | Component | Door 1A06 | -3.065 | 47.058 | 0 | Autodesk Revit Architecture 2013 - 20121003_2115(x64) | Autodesk.Revit.DB.FamilyInstance:OST_Doors:Geometry | n/a | 0 | 0 | 0
Door 1A06-box-upperright | rich.mitrenga@autodesk.com | 2012-11-14T15:57:40 | box-upperright | Component | Door 1A06 | -2.0007 | 48.125 | 2.21 | Autodesk Revit Architecture 2013 - 20121003_2115(x64) | Autodesk.Revit.DB.FamilyInstance:OST_Doors:Geometry | n/a | 0 | 0 | 0
Door 1A04-point | rich.mitrenga@autodesk.com | 2012-11-14T15:57:40 | point | Component | Door 1A04 | -2.978 | 44.6315 | 0 | Autodesk Revit Architecture 2013 - 20121003_2115(x64) | Autodesk.Revit.DB.FamilyInstance:OST_Doors:Geometry | n/a | 90 | 0 | 0
Door 1A04-box-lowerleft | rich.mitrenga@autodesk.com | 2012-11-14T15:57:40 | box-lowerleft | Component | Door 1A04 | -3.065 | 44.098 | 0 | Autodesk Revit Architecture 2013 - 20121003_2115(x64) | Autodesk.Revit.DB.FamilyInstance:OST_Doors:Geometry | n/a | 0 | 0 | 0
Door 1A04-box-upperright | rich.mitrenga@autodesk.com | 2012-11-14T15:57:40 | box-upperright | Component | Door 1A04 | -2.0007 | 45.165 | 2.21 | Autodesk Revit Architecture 2013 - 20121003_2115(x64) | Autodesk.Revit.DB.FamilyInstance:OST_Doors:Geometry | n/a | 0 | 0 | 0
Door 1A05-point | rich.mitrenga@autodesk.com | 2012-11-14T15:57:40 | point | Component | Door 1A05 | -4.362 | 44.7815 | 0 | Autodesk Revit Architecture 2013 - 20121003_2115(x64) | Autodesk.Revit.DB.FamilyInstance:OST_Doors:Geometry | n/a | 90 | 0 | 0
Door 1A05-box-lowerleft | rich.mitrenga@autodesk.com | 2012-11-14T15:57:40 | box-lowerleft | Component | Door 1A05 | -5.3393 | 44.248 | 0 | Autodesk Revit Architecture 2013 - 20121003_2115(x64) | Autodesk.Revit.DB.FamilyInstance:OST_Doors:Geometry | n/a | 0 | 0 | 0
Door 1A05-box-upperright | rich.mitrenga@autodesk.com | 2012-11-14T15:57:40 | box-upperright | Component | Door 1A05 | -4.275 | 45.315 | 2.21 | Autodesk Revit Architecture 2013 - 20121003_2115(x64) | Autodesk.Revit.DB.FamilyInstance:OST_Doors:Geometry | n/a | 0 | 0 | 0
Door 1A03-point | rich.mitrenga@autodesk.com | 2012-11-14T15:57:40 | point | Component | Door 1A03 | -4.362 | 41.8715 | 0 | Autodesk Revit Architecture 2013 - 20121003_2115(x64) | Autodesk.Revit.DB.FamilyInstance:OST_Doors:Geometry | n/a | 90 | 0 | 0
Door 1A03-box-lowerleft | rich.mitrenga@autodesk.com | 2012-11-14T15:57:40 | box-lowerleft | Component | Door 1A03 | -5.3393 | 41.338 | 0 | Autodesk Revit Architecture 2013 - 20121003_2115(x64) | Autodesk.Revit.DB.FamilyInstance:OST_Doors:Geometry | n/a | 0 | 0 | 0
Door 1A03-box-upperright | rich.mitrenga@autodesk.com | 2012-11-14T15:57:40 | box-upperright | Component | Door 1A03 | -4.275 | 42.405 | 2.21 | Autodesk Revit Architecture 2013 - 20121003_2115(x64) | Autodesk.Revit.DB.FamilyInstance:OST_Doors:Geometry | n/a | 0 | 0 | 0
Door 1AC5-point | rich.mitrenga@autodesk.com | 2012-11-14T15:57:40 | point | Component | Door 1AC5 | -3.6925 | 34.842 | 0 | Autodesk Revit Architecture 2013 - 20121003_2115(x64) | Autodesk.Revit.DB.FamilyInstance:OST_Doors:Geometry | n/a | 0 | 0 | 0
Door 1AC5-box-lowerleft | rich.mitrenga@autodesk.com | 2012-11-14T15:57:40 | box-lowerleft | Component | Door 1AC5 | -4.226 | 34.755 | 0 | Autodesk Revit Architecture 2013 - 20121003_2115(x64) | Autodesk.Revit.DB.FamilyInstance:OST_Doors:Geometry | n/a | 0 | 0 | 0
Door 1AC5-box-upperright | rich.mitrenga@autodesk.com | 2012-11-14T15:57:40 | box-upperright | Component | Door 1AC5 | -3.159 | 35.8193 | 2.21 | Autodesk Revit Architecture 2013 - 20121003_2115(x64) | Autodesk.Revit.DB.FamilyInstance:OST_Doors:Geometry | n/a | 0 | 0 | 0
Door 1A15A-point | rich.mitrenga@autodesk.com | 2012-11-14T15:57:40 | point | Component | Door 1A15A | -12.622 | 37.0585 | 0 | Autodesk Revit Architecture 2013 - 20121003_2115(x64) | Autodesk.Revit.DB.FamilyInstance:OST_Doors:Geometry | n/a | 270 | 0 | 0
Door 1A15A-box-lowerleft | rich.mitrenga@autodesk.com | 2012-11-14T15:57:40 | box-lowerleft | Component | Door 1A15A | -13.5993 | 36.525 | 0 | Autodesk Revit Architecture 2013 - 20121003_2115(x64) | Autodesk.Revit.DB.FamilyInstance:OST_Doors:Geometry | n/a | 0 | 0 | 0
Door 1A15A-box-upperright | rich.mitrenga@autodesk.com | 2012-11-14T15:57:40 | box-upperright | Component | Door 1A15A | -12.535 | 37.592 | 2.21 | Autodesk Revit Architecture 2013 - 20121003_2115(x64) | Autodesk.Revit.DB.FamilyInstance:OST_Doors:Geometry | n/a | 0 | 0 | 0
Door 1A15-point | rich.mitrenga@autodesk.com | 2012-11-14T15:57:40 | point | Component | Door 1A15 | -15.258 | 37.0585 | 0 | Autodesk Revit Architecture 2013 - 20121003_2115(x64) | Autodesk.Revit.DB.FamilyInstance:OST_Doors:Geometry | n/a | 270 | 0 | 0
Door 1A15-box-lowerleft | rich.mitrenga@autodesk.com | 2012-11-14T15:57:40 | box-lowerleft | Component | Door 1A15 | -15.345 | 36.525 | 0 | Autodesk Revit Architecture 2013 - 20121003_2115(x64) | Autodesk.Revit.DB.FamilyInstance:OST_Doors:Geometry | n/a | 0 | 0 | 0
Door 1A15-box-upperright | rich.mitrenga@autodesk.com | 2012-11-14T15:57:40 | box-upperright | Component | Door 1A15 | -14.2807 | 37.592 | 2.21 | Autodesk Revit Architecture 2013 - 20121003_2115(x64) | Autodesk.Revit.DB.FamilyInstance:OST_Doors:Geometry | n/a | 0 | 0 | 0
Door 1A13-point | rich.mitrenga@autodesk.com | 2012-11-14T15:57:40 | point | Component | Door 1A13 | -14.6785 | 42.218 | 0 | Autodesk Revit Architecture 2013 - 20121003_2115(x64) | Autodesk.Revit.DB.FamilyInstance:OST_Doors:Geometry | n/a | 180 | 0 | 0
Door 1A13-box-lowerleft | rich.mitrenga@autodesk.com | 2012-11-14T15:57:40 | box-lowerleft | Component | Door 1A13 | -15.212 | 41.2407 | 0 | Autodesk Revit Architecture 2013 - 20121003_2115(x64) | Autodesk.Revit.DB.FamilyInstance:OST_Doors:Geometry | n/a | 0 | 0 | 0
Door 1A13-box-upperright | rich.mitrenga@autodesk.com | 2012-11-14T15:57:40 | box-upperright | Component | Door 1A13 | -14.145 | 42.305 | 2.21 | Autodesk Revit Architecture 2013 - 20121003_2115(x64) | Autodesk.Revit.DB.FamilyInstance:OST_Doors:Geometry | n/a | 0 | 0 | 0
Door 1AC4-point | rich.mitrenga@autodesk.com | 2012-11-14T15:57:40 | point | Component | Door 1AC4 | -18.058 | 43.4325 | 0 | Autodesk Revit Architecture 2013 - 20121003_2115(x64) | Autodesk.Revit.DB.FamilyInstance:OST_Doors:Geometry | n/a | 270 | 0 | 0
Door 1AC4-box-lowerleft | rich.mitrenga@autodesk.com | 2012-11-14T15:57:40 | box-lowerleft | Component | Door 1AC4 | -18.145 | 42.899 | 0 | Autodesk Revit Architecture 2013 - 20121003_2115(x64) | Autodesk.Revit.DB.FamilyInstance:OST_Doors:Geometry | n/a | 0 | 0 | 0
Door 1AC4-box-upperright | rich.mitrenga@autodesk.com | 2012-11-14T15:57:40 | box-upperright | Component | Door 1AC4 | -17.0807 | 43.966 | 2.21 | Autodesk Revit Architecture 2013 - 20121003_2115(x64) | Autodesk.Revit.DB.FamilyInstance:OST_Doors:Geometry | n/a | 0 | 0 | 0
Door 1AC2-point | rich.mitrenga@autodesk.com | 2012-11-14T15:57:40 | point | Component | Door 1AC2 | -19.2925 | 42.218 | 0 | Autodesk Revit Architecture 2013 - 20121003_2115(x64) | Autodesk.Revit.DB.FamilyInstance:OST_Doors:Geometry | n/a | 180 | 0 | 0
Door 1AC2-box-lowerleft | rich.mitrenga@autodesk.com | 2012-11-14T15:57:40 | box-lowerleft | Component | Door 1AC2 | -19.826 | 42.131 | 0 | Autodesk Revit Architecture 2013 - 20121003_2115(x64) | Autodesk.Revit.DB.FamilyInstance:OST_Doors:Geometry | n/a | 0 | 0 | 0
Door 1AC2-box-upperright | rich.mitrenga@autodesk.com | 2012-11-14T15:57:40 | box-upperright | Component | Door 1AC2 | -18.759 | 43.1953 | 2.21 | Autodesk Revit Architecture 2013 - 20121003_2115(x64) | Autodesk.Revit.DB.FamilyInstance:OST_Doors:Geometry | n/a | 0 | 0 | 0
Door 1D02-point | rich.mitrenga@autodesk.com | 2012-11-14T15:57:40 | point | Component | Door 1D02 | -24.308 | 37.3925 | 0 | Autodesk Revit Architecture 2013 - 20121003_2115(x64) | Autodesk.Revit.DB.FamilyInstance:OST_Doors:Geometry | n/a | 270 | 0 | 0
Door 1D02-box-lowerleft | rich.mitrenga@autodesk.com | 2012-11-14T15:57:40 | box-lowerleft | Component | Door 1D02 | -24.395 | 36.859 | 0 | Autodesk Revit Architecture 2013 - 20121003_2115(x64) | Autodesk.Revit.DB.FamilyInstance:OST_Doors:Geometry | n/a | 0 | 0 | 0
Door 1D02-box-upperright | rich.mitrenga@autodesk.com | 2012-11-14T15:57:40 | box-upperright | Component | Door 1D02 | -23.3307 | 37.926 | 2.21 | Autodesk Revit Architecture 2013 - 20121003_2115(x64) | Autodesk.Revit.DB.FamilyInstance:OST_Doors:Geometry | n/a | 0 | 0 | 0
Door 1DC2-point | rich.mitrenga@autodesk.com | 2012-11-14T15:57:40 | point | Component | Door 1DC2 | -24.9075 | 35.418 | 0 | Autodesk Revit Architecture 2013 - 20121003_2115(x64) | Autodesk.Revit.DB.FamilyInstance:OST_Doors:Geometry | n/a | 0 | 0 | 0
Door 1DC2-box-lowerleft | rich.mitrenga@autodesk.com | 2012-11-14T15:57:40 | box-lowerleft | Component | Door 1DC2 | -25.441 | 34.4407 | 0 | Autodesk Revit Architecture 2013 - 20121003_2115(x64) | Autodesk.Revit.DB.FamilyInstance:OST_Doors:Geometry | n/a | 0 | 0 | 0
Door 1DC2-box-upperright | rich.mitrenga@autodesk.com | 2012-11-14T15:57:40 | box-upperright | Component | Door 1DC2 | -24.374 | 35.505 | 2.21 | Autodesk Revit Architecture 2013 - 20121003_2115(x64) | Autodesk.Revit.DB.FamilyInstance:OST_Doors:Geometry | n/a | 0 | 0 | 0
Door 1D05-point | rich.mitrenga@autodesk.com | 2012-11-14T15:57:40 | point | Component | Door 1D05 | -23.1325 | 40.722 | 0 | Autodesk Revit Architecture 2013 - 20121003_2115(x64) | Autodesk.Revit.DB.FamilyInstance:OST_Doors:Geometry | n/a | 180 | 0 | 0
Door 1D05-box-lowerleft | rich.mitrenga@autodesk.com | 2012-11-14T15:57:40 | box-lowerleft | Component | Door 1D05 | -23.666 | 40.635 | 0 | Autodesk Revit Architecture 2013 - 20121003_2115(x64) | Autodesk.Revit.DB.FamilyInstance:OST_Doors:Geometry | n/a | 0 | 0 | 0
Door 1D05-box-upperright | rich.mitrenga@autodesk.com | 2012-11-14T15:57:40 | box-upperright | Component | Door 1D05 | -22.599 | 41.6993 | 2.21 | Autodesk Revit Architecture 2013 - 20121003_2115(x64) | Autodesk.Revit.DB.FamilyInstance:OST_Doors:Geometry | n/a | 0 | 0 | 0
Door 1D06-point | rich.mitrenga@autodesk.com | 2012-11-14T15:57:40 | point | Component | Door 1D06 | -24.3315 | 40.722 | 0 | Autodesk Revit Architecture 2013 - 20121003_2115(x64) | Autodesk.Revit.DB.FamilyInstance:OST_Doors:Geometry | n/a | 0 | 0 | 0
Door 1D06-box-lowerleft | rich.mitrenga@autodesk.com | 2012-11-14T15:57:40 | box-lowerleft | Component | Door 1D06 | -24.865 | 40.635 | 0 | Autodesk Revit Architecture 2013 - 20121003_2115(x64) | Autodesk.Revit.DB.FamilyInstance:OST_Doors:Geometry | n/a | 0 | 0 | 0
Door 1D06-box-upperright | rich.mitrenga@autodesk.com | 2012-11-14T15:57:40 | box-upperright | Component | Door 1D06 | -23.798 | 41.6993 | 2.21 | Autodesk Revit Architecture 2013 - 20121003_2115(x64) | Autodesk.Revit.DB.FamilyInstance:OST_Doors:Geometry | n/a | 0 | 0 | 0
Door 1D06A-point | rich.mitrenga@autodesk.com | 2012-11-14T15:57:40 | point | Component | Door 1D06A | -23.752 | 42.2815 | 0 | Autodesk Revit Architecture 2013 - 20121003_2115(x64) | Autodesk.Revit.DB.FamilyInstance:OST_Doors:Geometry | n/a | 90 | 0 | 0
Door 1D06A-box-lowerleft | rich.mitrenga@autodesk.com | 2012-11-14T15:57:40 | box-lowerleft | Component | Door 1D06A | -24.7293 | 41.748 | 0 | Autodesk Revit Architecture 2013 - 20121003_2115(x64) | Autodesk.Revit.DB.FamilyInstance:OST_Doors:Geometry | n/a | 0 | 0 | 0
Door 1D06A-box-upperright | rich.mitrenga@autodesk.com | 2012-11-14T15:57:40 | box-upperright | Component | Door 1D06A | -23.665 | 42.815 | 2.21 | Autodesk Revit Architecture 2013 - 20121003_2115(x64) | Autodesk.Revit.DB.FamilyInstance:OST_Doors:Geometry | n/a | 0 | 0 | 0
Door 1D07-point | rich.mitrenga@autodesk.com | 2012-11-14T15:57:40 | point | Component | Door 1D07 | -28.5685 | 40.722 | 0 | Autodesk Revit Architecture 2013 - 20121003_2115(x64) | Autodesk.Revit.DB.FamilyInstance:OST_Doors:Geometry | n/a | 180 | 0 | 0
Door 1D07-box-lowerleft | rich.mitrenga@autodesk.com | 2012-11-14T15:57:40 | box-lowerleft | Component | Door 1D07 | -29.102 | 40.635 | 0 | Autodesk Revit Architecture 2013 - 20121003_2115(x64) | Autodesk.Revit.DB.FamilyInstance:OST_Doors:Geometry | n/a | 0 | 0 | 0
Door 1D07-box-upperright | rich.mitrenga@autodesk.com | 2012-11-14T15:57:40 | box-upperright | Component | Door 1D07 | -28.035 | 41.6993 | 2.21 | Autodesk Revit Architecture 2013 - 20121003_2115(x64) | Autodesk.Revit.DB.FamilyInstance:OST_Doors:Geometry | n/a | 0 | 0 | 0
Door 1D09-point | rich.mitrenga@autodesk.com | 2012-11-14T15:57:40 | point | Component | Door 1D09 | -29.7675 | 40.722 | 0 | Autodesk Revit Architecture 2013 - 20121003_2115(x64) | Autodesk.Revit.DB.FamilyInstance:OST_Doors:Geometry | n/a | 0 | 0 | 0
Door 1D09-box-lowerleft | rich.mitrenga@autodesk.com | 2012-11-14T15:57:40 | box-lowerleft | Component | Door 1D09 | -30.301 | 40.635 | 0 | Autodesk Revit Architecture 2013 - 20121003_2115(x64) | Autodesk.Revit.DB.FamilyInstance:OST_Doors:Geometry | n/a | 0 | 0 | 0
Door 1D09-box-upperright | rich.mitrenga@autodesk.com | 2012-11-14T15:57:40 | box-upperright | Component | Door 1D09 | -29.234 | 41.6993 | 2.21 | Autodesk Revit Architecture 2013 - 20121003_2115(x64) | Autodesk.Revit.DB.FamilyInstance:OST_Doors:Geometry | n/a | 0 | 0 | 0
Door 1D13-point | rich.mitrenga@autodesk.com | 2012-11-14T15:57:40 | point | Component | Door 1D13 | -36.1075 | 40.722 | 0 | Autodesk Revit Architecture 2013 - 20121003_2115(x64) | Autodesk.Revit.DB.FamilyInstance:OST_Doors:Geometry | n/a | 0 | 0 | 0
Door 1D13-box-lowerleft | rich.mitrenga@autodesk.com | 2012-11-14T15:57:40 | box-lowerleft | Component | Door 1D13 | -36.641 | 40.635 | 0 | Autodesk Revit Architecture 2013 - 20121003_2115(x64) | Autodesk.Revit.DB.FamilyInstance:OST_Doors:Geometry | n/a | 0 | 0 | 0
Door 1D13-box-upperright | rich.mitrenga@autodesk.com | 2012-11-14T15:57:40 | box-upperright | Component | Door 1D13 | -35.574 | 41.6993 | 2.21 | Autodesk Revit Architecture 2013 - 20121003_2115(x64) | Autodesk.Revit.DB.FamilyInstance:OST_Doors:Geometry | n/a | 0 | 0 | 0
Door 1D11-point | rich.mitrenga@autodesk.com | 2012-11-14T15:57:40 | point | Component | Door 1D11 | -34.9085 | 40.722 | 0 | Autodesk Revit Architecture 2013 - 20121003_2115(x64) | Autodesk.Revit.DB.FamilyInstance:OST_Doors:Geometry | n/a | 180 | 0 | 0
Door 1D11-box-lowerleft | rich.mitrenga@autodesk.com | 2012-11-14T15:57:40 | box-lowerleft | Component | Door 1D11 | -35.442 | 40.635 | 0 | Autodesk Revit Architecture 2013 - 20121003_2115(x64) | Autodesk.Revit.DB.FamilyInstance:OST_Doors:Geometry | n/a | 0 | 0 | 0
Door 1D11-box-upperright | rich.mitrenga@autodesk.com | 2012-11-14T15:57:40 | box-upperright | Component | Door 1D11 | -34.375 | 41.6993 | 2.21 | Autodesk Revit Architecture 2013 - 20121003_2115(x64) | Autodesk.Revit.DB.FamilyInstance:OST_Doors:Geometry | n/a | 0 | 0 | 0
Door 1D16-point | rich.mitrenga@autodesk.com | 2012-11-14T15:57:40 | point | Component | Door 1D16 | -40.475 | 41.4875 | 0 | Autodesk Revit Architecture 2013 - 20121003_2115(x64) | Autodesk.Revit.DB.FamilyInstance:OST_Doors:Geometry | n/a | 90 | 0 | 0
Door 1D16-box-lowerleft | rich.mitrenga@autodesk.com | 2012-11-14T15:57:40 | box-lowerleft | Component | Door 1D16 | -41.4523 | 40.954 | 0 | Autodesk Revit Architecture 2013 - 20121003_2115(x64) | Autodesk.Revit.DB.FamilyInstance:OST_Doors:Geometry | n/a | 0 | 0 | 0
Door 1D16-box-upperright | rich.mitrenga@autodesk.com | 2012-11-14T15:57:40 | box-upperright | Component | Door 1D16 | -40.388 | 42.021 | 2.21 | Autodesk Revit Architecture 2013 - 20121003_2115(x64) | Autodesk.Revit.DB.FamilyInstance:OST_Doors:Geometry | n/a | 0 | 0 | 0
Door 1D14-point | rich.mitrenga@autodesk.com | 2012-11-14T15:57:40 | point | Component | Door 1D14 | -36.112 | 38.3085 | 0 | Autodesk Revit Architecture 2013 - 20121003_2115(x64) | Autodesk.Revit.DB.FamilyInstance:OST_Doors:Geometry | n/a | 270 | 0 | 0
Door 1D14-box-lowerleft | rich.mitrenga@autodesk.com | 2012-11-14T15:57:40 | box-lowerleft | Component | Door 1D14 | -37.0893 | 37.775 | 0 | Autodesk Revit Architecture 2013 - 20121003_2115(x64) | Autodesk.Revit.DB.FamilyInstance:OST_Doors:Geometry | n/a | 0 | 0 | 0
Door 1D14-box-upperright | rich.mitrenga@autodesk.com | 2012-11-14T15:57:40 | box-upperright | Component | Door 1D14 | -36.025 | 38.842 | 2.21 | Autodesk Revit Architecture 2013 - 20121003_2115(x64) | Autodesk.Revit.DB.FamilyInstance:OST_Doors:Geometry | n/a | 0 | 0 | 0
Door 1D12-point | rich.mitrenga@autodesk.com | 2012-11-14T15:57:40 | point | Component | Door 1D12 | -34.1515 | 38.888 | 0 | Autodesk Revit Architecture 2013 - 20121003_2115(x64) | Autodesk.Revit.DB.FamilyInstance:OST_Doors:Geometry | n/a | 0 | 0 | 0
Door 1D12-box-lowerleft | rich.mitrenga@autodesk.com | 2012-11-14T15:57:40 | box-lowerleft | Component | Door 1D12 | -34.685 | 37.9107 | 0 | Autodesk Revit Architecture 2013 - 20121003_2115(x64) | Autodesk.Revit.DB.FamilyInstance:OST_Doors:Geometry | n/a | 0 | 0 | 0
Door 1D12-box-upperright | rich.mitrenga@autodesk.com | 2012-11-14T15:57:40 | box-upperright | Component | Door 1D12 | -33.618 | 38.975 | 2.21 | Autodesk Revit Architecture 2013 - 20121003_2115(x64) | Autodesk.Revit.DB.FamilyInstance:OST_Doors:Geometry | n/a | 0 | 0 | 0
Door 1D10-point | rich.mitrenga@autodesk.com | 2012-11-14T15:57:40 | point | Component | Door 1D10 | -30.9815 | 38.888 | 0 | Autodesk Revit Architecture 2013 - 20121003_2115(x64) | Autodesk.Revit.DB.FamilyInstance:OST_Doors:Geometry | n/a | 0 | 0 | 0
Door 1D10-box-lowerleft | rich.mitrenga@autodesk.com | 2012-11-14T15:57:40 | box-lowerleft | Component | Door 1D10 | -31.515 | 37.9107 | 0 | Autodesk Revit Architecture 2013 - 20121003_2115(x64) | Autodesk.Revit.DB.FamilyInstance:OST_Doors:Geometry | n/a | 0 | 0 | 0
Door 1D10-box-upperright | rich.mitrenga@autodesk.com | 2012-11-14T15:57:40 | box-upperright | Component | Door 1D10 | -30.448 | 38.975 | 2.21 | Autodesk Revit Architecture 2013 - 20121003_2115(x64) | Autodesk.Revit.DB.FamilyInstance:OST_Doors:Geometry | n/a | 0 | 0 | 0
Door 1D08-point | rich.mitrenga@autodesk.com | 2012-11-14T15:57:40 | point | Component | Door 1D08 | -29.7825 | 38.888 | 0 | Autodesk Revit Architecture 2013 - 20121003_2115(x64) | Autodesk.Revit.DB.FamilyInstance:OST_Doors:Geometry | n/a | 180 | 0 | 0
Door 1D08-box-lowerleft | rich.mitrenga@autodesk.com | 2012-11-14T15:57:40 | box-lowerleft | Component | Door 1D08 | -30.316 | 37.9107 | 0 | Autodesk Revit Architecture 2013 - 20121003_2115(x64) | Autodesk.Revit.DB.FamilyInstance:OST_Doors:Geometry | n/a | 0 | 0 | 0
Door 1D08-box-upperright | rich.mitrenga@autodesk.com | 2012-11-14T15:57:40 | box-upperright | Component | Door 1D08 | -29.249 | 38.975 | 2.21 | Autodesk Revit Architecture 2013 - 20121003_2115(x64) | Autodesk.Revit.DB.FamilyInstance:OST_Doors:Geometry | n/a | 0 | 0 | 0
Door 1DC4-point | rich.mitrenga@autodesk.com | 2012-11-14T15:57:40 | point | Component | Door 1DC4 | -39.2775 | 36.4395 | 0 | Autodesk Revit Architecture 2013 - 20121003_2115(x64) | Autodesk.Revit.DB.FamilyInstance:OST_Doors:Geometry | n/a | 0 | 0 | 0
Door 1DC4-box-lowerleft | rich.mitrenga@autodesk.com | 2012-11-14T15:57:40 | box-lowerleft | Component | Door 1DC4 | -39.811 | 36.3525 | 0 | Autodesk Revit Architecture 2013 - 20121003_2115(x64) | Autodesk.Revit.DB.FamilyInstance:OST_Doors:Geometry | n/a | 0 | 0 | 0
Door 1DC4-box-upperright | rich.mitrenga@autodesk.com | 2012-11-14T15:57:40 | box-upperright | Component | Door 1DC4 | -38.744 | 37.4168 | 2.21 | Autodesk Revit Architecture 2013 - 20121003_2115(x64) | Autodesk.Revit.DB.FamilyInstance:OST_Doors:Geometry | n/a | 0 | 0 | 0
Door 1D19-point | rich.mitrenga@autodesk.com | 2012-11-14T15:57:40 | point | Component | Door 1D19 | -42.6685 | 34.842 | 0 | Autodesk Revit Architecture 2013 - 20121003_2115(x64) | Autodesk.Revit.DB.FamilyInstance:OST_Doors:Geometry | n/a | 180 | 0 | 0
Door 1D19-box-lowerleft | rich.mitrenga@autodesk.com | 2012-11-14T15:57:40 | box-lowerleft | Component | Door 1D19 | -43.202 | 34.755 | 0 | Autodesk Revit Architecture 2013 - 20121003_2115(x64) | Autodesk.Revit.DB.FamilyInstance:OST_Doors:Geometry | n/a | 0 | 0 | 0
Door 1D19-box-upperright | rich.mitrenga@autodesk.com | 2012-11-14T15:57:40 | box-upperright | Component | Door 1D19 | -42.135 | 35.8193 | 2.21 | Autodesk Revit Architecture 2013 - 20121003_2115(x64) | Autodesk.Revit.DB.FamilyInstance:OST_Doors:Geometry | n/a | 0 | 0 | 0
Door 1D20-point | rich.mitrenga@autodesk.com | 2012-11-14T15:57:40 | point | Component | Door 1D20 | -43.8675 | 34.842 | 0 | Autodesk Revit Architecture 2013 - 20121003_2115(x64) | Autodesk.Revit.DB.FamilyInstance:OST_Doors:Geometry | n/a | 0 | 0 | 0
Door 1D20-box-lowerleft | rich.mitrenga@autodesk.com | 2012-11-14T15:57:40 | box-lowerleft | Component | Door 1D20 | -44.401 | 34.755 | 0 | Autodesk Revit Architecture 2013 - 20121003_2115(x64) | Autodesk.Revit.DB.FamilyInstance:OST_Doors:Geometry | n/a | 0 | 0 | 0
Door 1D20-box-upperright | rich.mitrenga@autodesk.com | 2012-11-14T15:57:40 | box-upperright | Component | Door 1D20 | -43.334 | 35.8193 | 2.21 | Autodesk Revit Architecture 2013 - 20121003_2115(x64) | Autodesk.Revit.DB.FamilyInstance:OST_Doors:Geometry | n/a | 0 | 0 | 0
Door 1D18-point | rich.mitrenga@autodesk.com | 2012-11-14T15:57:40 | point | Component | Door 1D18 | -40.475 | 37.5215 | 0 | Autodesk Revit Architecture 2013 - 20121003_2115(x64) | Autodesk.Revit.DB.FamilyInstance:OST_Doors:Geometry | n/a | 90 | 0 | 0
Door 1D18-box-lowerleft | rich.mitrenga@autodesk.com | 2012-11-14T15:57:40 | box-lowerleft | Component | Door 1D18 | -41.4523 | 36.988 | 0 | Autodesk Revit Architecture 2013 - 20121003_2115(x64) | Autodesk.Revit.DB.FamilyInstance:OST_Doors:Geometry | n/a | 0 | 0 | 0
Door 1D18-box-upperright | rich.mitrenga@autodesk.com | 2012-11-14T15:57:40 | box-upperright | Component | Door 1D18 | -40.388 | 38.055 | 2.21 | Autodesk Revit Architecture 2013 - 20121003_2115(x64) | Autodesk.Revit.DB.FamilyInstance:OST_Doors:Geometry | n/a | 0 | 0 | 0
Door 1D21-point | rich.mitrenga@autodesk.com | 2012-11-14T15:57:40 | point | Component | Door 1D21 | -47.7875 | 34.842 | 0 | Autodesk Revit Architecture 2013 - 20121003_2115(x64) | Autodesk.Revit.DB.FamilyInstance:OST_Doors:Geometry | n/a | 0 | 0 | 0
Door 1D21-box-lowerleft | rich.mitrenga@autodesk.com | 2012-11-14T15:57:40 | box-lowerleft | Component | Door 1D21 | -48.321 | 34.755 | 0 | Autodesk Revit Architecture 2013 - 20121003_2115(x64) | Autodesk.Revit.DB.FamilyInstance:OST_Doors:Geometry | n/a | 0 | 0 | 0
Door 1D21-box-upperright | rich.mitrenga@autodesk.com | 2012-11-14T15:57:40 | box-upperright | Component | Door 1D21 | -47.254 | 35.8193 | 2.21 | Autodesk Revit Architecture 2013 - 20121003_2115(x64) | Autodesk.Revit.DB.FamilyInstance:OST_Doors:Geometry | n/a | 0 | 0 | 0
Door 1C18A-point | rich.mitrenga@autodesk.com | 2012-11-14T15:57:40 | point | Component | Door 1C18A | -47.7875 | 44.802 | 0 | Autodesk Revit Architecture 2013 - 20121003_2115(x64) | Autodesk.Revit.DB.FamilyInstance:OST_Doors:Geometry | n/a | 0 | 0 | 0
Door 1C18A-box-lowerleft | rich.mitrenga@autodesk.com | 2012-11-14T15:57:40 | box-lowerleft | Component | Door 1C18A | -48.321 | 44.715 | 0 | Autodesk Revit Architecture 2013 - 20121003_2115(x64) | Autodesk.Revit.DB.FamilyInstance:OST_Doors:Geometry | n/a | 0 | 0 | 0
Door 1C18A-box-upperright | rich.mitrenga@autodesk.com | 2012-11-14T15:57:40 | box-upperright | Component | Door 1C18A | -47.254 | 45.7793 | 2.21 | Autodesk Revit Architecture 2013 - 20121003_2115(x64) | Autodesk.Revit.DB.FamilyInstance:OST_Doors:Geometry | n/a | 0 | 0 | 0
Door 1C17-point | rich.mitrenga@autodesk.com | 2012-11-14T15:57:40 | point | Component | Door 1C17 | -48.767 | 45.3815 | 0 | Autodesk Revit Architecture 2013 - 20121003_2115(x64) | Autodesk.Revit.DB.FamilyInstance:OST_Doors:Geometry | n/a | 90 | 0 | 0
Door 1C17-box-lowerleft | rich.mitrenga@autodesk.com | 2012-11-14T15:57:40 | box-lowerleft | Component | Door 1C17 | -49.7443 | 44.848 | 0 | Autodesk Revit Architecture 2013 - 20121003_2115(x64) | Autodesk.Revit.DB.FamilyInstance:OST_Doors:Geometry | n/a | 0 | 0 | 0
Door 1C17-box-upperright | rich.mitrenga@autodesk.com | 2012-11-14T15:57:40 | box-upperright | Component | Door 1C17 | -48.68 | 45.915 | 2.21 | Autodesk Revit Architecture 2013 - 20121003_2115(x64) | Autodesk.Revit.DB.FamilyInstance:OST_Doors:Geometry | n/a | 0 | 0 | 0
Door 1C15-point | rich.mitrenga@autodesk.com | 2012-11-14T15:57:40 | point | Component | Door 1C15 | -46.2125 | 49.132 | 0 | Autodesk Revit Architecture 2013 - 20121003_2115(x64) | Autodesk.Revit.DB.FamilyInstance:OST_Doors:Geometry | n/a | 180 | 0 | 0
Door 1C15-box-lowerleft | rich.mitrenga@autodesk.com | 2012-11-14T15:57:40 | box-lowerleft | Component | Door 1C15 | -46.746 | 48.1547 | 0 | Autodesk Revit Architecture 2013 - 20121003_2115(x64) | Autodesk.Revit.DB.FamilyInstance:OST_Doors:Geometry | n/a | 0 | 0 | 0
Door 1C15-box-upperright | rich.mitrenga@autodesk.com | 2012-11-14T15:57:40 | box-upperright | Component | Door 1C15 | -45.679 | 49.219 | 2.21 | Autodesk Revit Architecture 2013 - 20121003_2115(x64) | Autodesk.Revit.DB.FamilyInstance:OST_Doors:Geometry | n/a | 0 | 0 | 0
Door 1C13-point | rich.mitrenga@autodesk.com | 2012-11-14T15:57:40 | point | Component | Door 1C13 | -40.475 | 48.5125 | 0 | Autodesk Revit Architecture 2013 - 20121003_2115(x64) | Autodesk.Revit.DB.FamilyInstance:OST_Doors:Geometry | n/a | 270 | 0 | 0
Door 1C13-box-lowerleft | rich.mitrenga@autodesk.com | 2012-11-14T15:57:40 | box-lowerleft | Component | Door 1C13 | -41.4523 | 47.979 | 0 | Autodesk Revit Architecture 2013 - 20121003_2115(x64) | Autodesk.Revit.DB.FamilyInstance:OST_Doors:Geometry | n/a | 0 | 0 | 0
Door 1C13-box-upperright | rich.mitrenga@autodesk.com | 2012-11-14T15:57:40 | box-upperright | Component | Door 1C13 | -40.388 | 49.046 | 2.21 | Autodesk Revit Architecture 2013 - 20121003_2115(x64) | Autodesk.Revit.DB.FamilyInstance:OST_Doors:Geometry | n/a | 0 | 0 | 0
Door 1D22-point | rich.mitrenga@autodesk.com | 2012-11-14T15:57:40 | point | Component | Door 1D22 | -48.563 | 34.062 | 0 | Autodesk Revit Architecture 2013 - 20121003_2115(x64) | Autodesk.Revit.DB.FamilyInstance:OST_Doors:Geometry | n/a | 270 | 0 | 0
Door 1D22-box-lowerleft | rich.mitrenga@autodesk.com | 2012-11-14T15:57:40 | box-lowerleft | Component | Door 1D22 | -49.5403 | 33.5285 | 0 | Autodesk Revit Architecture 2013 - 20121003_2115(x64) | Autodesk.Revit.DB.FamilyInstance:OST_Doors:Geometry | n/a | 0 | 0 | 0
Door 1D22-box-upperright | rich.mitrenga@autodesk.com | 2012-11-14T15:57:40 | box-upperright | Component | Door 1D22 | -48.476 | 34.5955 | 2.21 | Autodesk Revit Architecture 2013 - 20121003_2115(x64) | Autodesk.Revit.DB.FamilyInstance:OST_Doors:Geometry | n/a | 0 | 0 | 0
Door 1D22A-point | rich.mitrenga@autodesk.com | 2012-11-14T15:57:40 | point | Component | Door 1D22A | -48.563 | 29.328 | 0 | Autodesk Revit Architecture 2013 - 20121003_2115(x64) | Autodesk.Revit.DB.FamilyInstance:OST_Doors:Geometry | n/a | 90 | 0 | 0
Door 1D22A-box-lowerleft | rich.mitrenga@autodesk.com | 2012-11-14T15:57:40 | box-lowerleft | Component | Door 1D22A | -49.5403 | 28.7945 | 0 | Autodesk Revit Architecture 2013 - 20121003_2115(x64) | Autodesk.Revit.DB.FamilyInstance:OST_Doors:Geometry | n/a | 0 | 0 | 0
Door 1D22A-box-upperright | rich.mitrenga@autodesk.com | 2012-11-14T15:57:40 | box-upperright | Component | Door 1D22A | -48.476 | 29.8615 | 2.21 | Autodesk Revit Architecture 2013 - 20121003_2115(x64) | Autodesk.Revit.DB.FamilyInstance:OST_Doors:Geometry | n/a | 0 | 0 | 0
Door 1D23-point | rich.mitrenga@autodesk.com | 2012-11-14T15:57:40 | point | Component | Door 1D23 | -47.7875 | 28.548 | 0 | Autodesk Revit Architecture 2013 - 20121003_2115(x64) | Autodesk.Revit.DB.FamilyInstance:OST_Doors:Geometry | n/a | 0 | 0 | 0
Door 1D23-box-lowerleft | rich.mitrenga@autodesk.com | 2012-11-14T15:57:40 | box-lowerleft | Component | Door 1D23 | -48.321 | 27.5707 | 0 | Autodesk Revit Architecture 2013 - 20121003_2115(x64) | Autodesk.Revit.DB.FamilyInstance:OST_Doors:Geometry | n/a | 0 | 0 | 0
Door 1D23-box-upperright | rich.mitrenga@autodesk.com | 2012-11-14T15:57:40 | box-upperright | Component | Door 1D23 | -47.254 | 28.635 | 2.21 | Autodesk Revit Architecture 2013 - 20121003_2115(x64) | Autodesk.Revit.DB.FamilyInstance:OST_Doors:Geometry | n/a | 0 | 0 | 0
Door 1D24-point | rich.mitrenga@autodesk.com | 2012-11-14T15:57:40 | point | Component | Door 1D24 | -43.8475 | 28.548 | 0 | Autodesk Revit Architecture 2013 - 20121003_2115(x64) | Autodesk.Revit.DB.FamilyInstance:OST_Doors:Geometry | n/a | 0 | 0 | 0
Door 1D24-box-lowerleft | rich.mitrenga@autodesk.com | 2012-11-14T15:57:40 | box-lowerleft | Component | Door 1D24 | -44.381 | 27.5707 | 0 | Autodesk Revit Architecture 2013 - 20121003_2115(x64) | Autodesk.Revit.DB.FamilyInstance:OST_Doors:Geometry | n/a | 0 | 0 | 0
Door 1D24-box-upperright | rich.mitrenga@autodesk.com | 2012-11-14T15:57:40 | box-upperright | Component | Door 1D24 | -43.314 | 28.635 | 2.21 | Autodesk Revit Architecture 2013 - 20121003_2115(x64) | Autodesk.Revit.DB.FamilyInstance:OST_Doors:Geometry | n/a | 0 | 0 | 0
Door 1D27-point | rich.mitrenga@autodesk.com | 2012-11-14T15:57:40 | point | Component | Door 1D27 | -42.6685 | 28.548 | 0 | Autodesk Revit Architecture 2013 - 20121003_2115(x64) | Autodesk.Revit.DB.FamilyInstance:OST_Doors:Geometry | n/a | 180 | 0 | 0
Door 1D27-box-lowerleft | rich.mitrenga@autodesk.com | 2012-11-14T15:57:40 | box-lowerleft | Component | Door 1D27 | -43.202 | 27.5707 | 0 | Autodesk Revit Architecture 2013 - 20121003_2115(x64) | Autodesk.Revit.DB.FamilyInstance:OST_Doors:Geometry | n/a | 0 | 0 | 0
Door 1D27-box-upperright | rich.mitrenga@autodesk.com | 2012-11-14T15:57:40 | box-upperright | Component | Door 1D27 | -42.135 | 28.635 | 2.21 | Autodesk Revit Architecture 2013 - 20121003_2115(x64) | Autodesk.Revit.DB.FamilyInstance:OST_Doors:Geometry | n/a | 0 | 0 | 0
Door 1D30-point | rich.mitrenga@autodesk.com | 2012-11-14T15:57:40 | point | Component | Door 1D30 | -38.658 | 26.525 | 0 | Autodesk Revit Architecture 2013 - 20121003_2115(x64) | Autodesk.Revit.DB.FamilyInstance:OST_Doors:Geometry | n/a | 90 | 0 | 0
Door 1D30-box-lowerleft | rich.mitrenga@autodesk.com | 2012-11-14T15:57:40 | box-lowerleft | Component | Door 1D30 | -38.745 | 25.9915 | 0 | Autodesk Revit Architecture 2013 - 20121003_2115(x64) | Autodesk.Revit.DB.FamilyInstance:OST_Doors:Geometry | n/a | 0 | 0 | 0
Door 1D30-box-upperright | rich.mitrenga@autodesk.com | 2012-11-14T15:57:40 | box-upperright | Component | Door 1D30 | -37.6807 | 27.0585 | 2.21 | Autodesk Revit Architecture 2013 - 20121003_2115(x64) | Autodesk.Revit.DB.FamilyInstance:OST_Doors:Geometry | n/a | 0 | 0 | 0
Door 1D33-point | rich.mitrenga@autodesk.com | 2012-11-14T15:57:40 | point | Component | Door 1D33 | -32.7625 | 28.548 | 0 | Autodesk Revit Architecture 2013 - 20121003_2115(x64) | Autodesk.Revit.DB.FamilyInstance:OST_Doors:Geometry | n/a | 180 | 0 | 0
Door 1D33-box-lowerleft | rich.mitrenga@autodesk.com | 2012-11-14T15:57:40 | box-lowerleft | Component | Door 1D33 | -33.296 | 27.5707 | 0 | Autodesk Revit Architecture 2013 - 20121003_2115(x64) | Autodesk.Revit.DB.FamilyInstance:OST_Doors:Geometry | n/a | 0 | 0 | 0
Door 1D33-box-upperright | rich.mitrenga@autodesk.com | 2012-11-14T15:57:40 | box-upperright | Component | Door 1D33 | -32.229 | 28.635 | 2.21 | Autodesk Revit Architecture 2013 - 20121003_2115(x64) | Autodesk.Revit.DB.FamilyInstance:OST_Doors:Geometry | n/a | 0 | 0 | 0
Door 1D31-point | rich.mitrenga@autodesk.com | 2012-11-14T15:57:40 | point | Component | Door 1D31 | -34.1515 | 24.502 | 0 | Autodesk Revit Architecture 2013 - 20121003_2115(x64) | Autodesk.Revit.DB.FamilyInstance:OST_Doors:Geometry | n/a | 0 | 0 | 0
Door 1D31-box-lowerleft | rich.mitrenga@autodesk.com | 2012-11-14T15:57:40 | box-lowerleft | Component | Door 1D31 | -34.685 | 24.415 | 0 | Autodesk Revit Architecture 2013 - 20121003_2115(x64) | Autodesk.Revit.DB.FamilyInstance:OST_Doors:Geometry | n/a | 0 | 0 | 0
Door 1D31-box-upperright | rich.mitrenga@autodesk.com | 2012-11-14T15:57:40 | box-upperright | Component | Door 1D31 | -33.618 | 25.4793 | 2.21 | Autodesk Revit Architecture 2013 - 20121003_2115(x64) | Autodesk.Revit.DB.FamilyInstance:OST_Doors:Geometry | n/a | 0 | 0 | 0
Door 1D33A-point | rich.mitrenga@autodesk.com | 2012-11-14T15:57:40 | point | Component | Door 1D33A | -32.9525 | 24.502 | 0 | Autodesk Revit Architecture 2013 - 20121003_2115(x64) | Autodesk.Revit.DB.FamilyInstance:OST_Doors:Geometry | n/a | 180 | 0 | 0
Door 1D33A-box-lowerleft | rich.mitrenga@autodesk.com | 2012-11-14T15:57:40 | box-lowerleft | Component | Door 1D33A | -33.486 | 24.415 | 0 | Autodesk Revit Architecture 2013 - 20121003_2115(x64) | Autodesk.Revit.DB.FamilyInstance:OST_Doors:Geometry | n/a | 0 | 0 | 0
Door 1D33A-box-upperright | rich.mitrenga@autodesk.com | 2012-11-14T15:57:40 | box-upperright | Component | Door 1D33A | -32.419 | 25.4793 | 2.21 | Autodesk Revit Architecture 2013 - 20121003_2115(x64) | Autodesk.Revit.DB.FamilyInstance:OST_Doors:Geometry | n/a | 0 | 0 | 0
Door 1D26-point | rich.mitrenga@autodesk.com | 2012-11-14T15:57:40 | point | Component | Door 1D26 | -40.492 | 23.1015 | 0 | Autodesk Revit Architecture 2013 - 20121003_2115(x64) | Autodesk.Revit.DB.FamilyInstance:OST_Doors:Geometry | n/a | 90 | 0 | 0
Door 1D26-box-lowerleft | rich.mitrenga@autodesk.com | 2012-11-14T15:57:40 | box-lowerleft | Component | Door 1D26 | -41.4693 | 22.568 | 0 | Autodesk Revit Architecture 2013 - 20121003_2115(x64) | Autodesk.Revit.DB.FamilyInstance:OST_Doors:Geometry | n/a | 0 | 0 | 0
Door 1D26-box-upperright | rich.mitrenga@autodesk.com | 2012-11-14T15:57:40 | box-upperright | Component | Door 1D26 | -40.405 | 23.635 | 2.21 | Autodesk Revit Architecture 2013 - 20121003_2115(x64) | Autodesk.Revit.DB.FamilyInstance:OST_Doors:Geometry | n/a | 0 | 0 | 0
Door 1D25-point | rich.mitrenga@autodesk.com | 2012-11-14T15:57:40 | point | Component | Door 1D25 | -40.492 | 21.9025 | 0 | Autodesk Revit Architecture 2013 - 20121003_2115(x64) | Autodesk.Revit.DB.FamilyInstance:OST_Doors:Geometry | n/a | 270 | 0 | 0
Door 1D25-box-lowerleft | rich.mitrenga@autodesk.com | 2012-11-14T15:57:40 | box-lowerleft | Component | Door 1D25 | -41.4693 | 21.369 | 0 | Autodesk Revit Architecture 2013 - 20121003_2115(x64) | Autodesk.Revit.DB.FamilyInstance:OST_Doors:Geometry | n/a | 0 | 0 | 0
Door 1D25-box-upperright | rich.mitrenga@autodesk.com | 2012-11-14T15:57:40 | box-upperright | Component | Door 1D25 | -40.405 | 22.436 | 2.21 | Autodesk Revit Architecture 2013 - 20121003_2115(x64) | Autodesk.Revit.DB.FamilyInstance:OST_Doors:Geometry | n/a | 0 | 0 | 0
Door 1D28-point | rich.mitrenga@autodesk.com | 2012-11-14T15:57:40 | point | Component | Door 1D28 | -36.1015 | 22.668 | 0 | Autodesk Revit Architecture 2013 - 20121003_2115(x64) | Autodesk.Revit.DB.FamilyInstance:OST_Doors:Geometry | n/a | 0 | 0 | 0
Door 1D28-box-lowerleft | rich.mitrenga@autodesk.com | 2012-11-14T15:57:40 | box-lowerleft | Component | Door 1D28 | -36.635 | 21.6907 | 0 | Autodesk Revit Architecture 2013 - 20121003_2115(x64) | Autodesk.Revit.DB.FamilyInstance:OST_Doors:Geometry | n/a | 0 | 0 | 0
Door 1D28-box-upperright | rich.mitrenga@autodesk.com | 2012-11-14T15:57:40 | box-upperright | Component | Door 1D28 | -35.568 | 22.755 | 2.21 | Autodesk Revit Architecture 2013 - 20121003_2115(x64) | Autodesk.Revit.DB.FamilyInstance:OST_Doors:Geometry | n/a | 0 | 0 | 0
Door 1D32-point | rich.mitrenga@autodesk.com | 2012-11-14T15:57:40 | point | Component | Door 1D32 | -34.9025 | 22.668 | 0 | Autodesk Revit Architecture 2013 - 20121003_2115(x64) | Autodesk.Revit.DB.FamilyInstance:OST_Doors:Geometry | n/a | 180 | 0 | 0
Door 1D32-box-lowerleft | rich.mitrenga@autodesk.com | 2012-11-14T15:57:40 | box-lowerleft | Component | Door 1D32 | -35.436 | 21.6907 | 0 | Autodesk Revit Architecture 2013 - 20121003_2115(x64) | Autodesk.Revit.DB.FamilyInstance:OST_Doors:Geometry | n/a | 0 | 0 | 0
Door 1D32-box-upperright | rich.mitrenga@autodesk.com | 2012-11-14T15:57:40 | box-upperright | Component | Door 1D32 | -34.369 | 22.755 | 2.21 | Autodesk Revit Architecture 2013 - 20121003_2115(x64) | Autodesk.Revit.DB.FamilyInstance:OST_Doors:Geometry | n/a | 0 | 0 | 0
Door 1D35-point | rich.mitrenga@autodesk.com | 2012-11-14T15:57:40 | point | Component | Door 1D35 | -27.8115 | 24.502 | 0 | Autodesk Revit Architecture 2013 - 20121003_2115(x64) | Autodesk.Revit.DB.FamilyInstance:OST_Doors:Geometry | n/a | 0 | 0 | 0
Door 1D35-box-lowerleft | rich.mitrenga@autodesk.com | 2012-11-14T15:57:40 | box-lowerleft | Component | Door 1D35 | -28.345 | 24.415 | 0 | Autodesk Revit Architecture 2013 - 20121003_2115(x64) | Autodesk.Revit.DB.FamilyInstance:OST_Doors:Geometry | n/a | 0 | 0 | 0
Door 1D35-box-upperright | rich.mitrenga@autodesk.com | 2012-11-14T15:57:40 | box-upperright | Component | Door 1D35 | -27.278 | 25.4793 | 2.21 | Autodesk Revit Architecture 2013 - 20121003_2115(x64) | Autodesk.Revit.DB.FamilyInstance:OST_Doors:Geometry | n/a | 0 | 0 | 0
Door 1D34-point | rich.mitrenga@autodesk.com | 2012-11-14T15:57:40 | point | Component | Door 1D34 | -29.7615 | 22.668 | 0 | Autodesk Revit Architecture 2013 - 20121003_2115(x64) | Autodesk.Revit.DB.FamilyInstance:OST_Doors:Geometry | n/a | 0 | 0 | 0
Door 1D34-box-lowerleft | rich.mitrenga@autodesk.com | 2012-11-14T15:57:40 | box-lowerleft | Component | Door 1D34 | -30.295 | 21.6907 | 0 | Autodesk Revit Architecture 2013 - 20121003_2115(x64) | Autodesk.Revit.DB.FamilyInstance:OST_Doors:Geometry | n/a | 0 | 0 | 0
Door 1D34-box-upperright | rich.mitrenga@autodesk.com | 2012-11-14T15:57:40 | box-upperright | Component | Door 1D34 | -29.228 | 22.755 | 2.21 | Autodesk Revit Architecture 2013 - 20121003_2115(x64) | Autodesk.Revit.DB.FamilyInstance:OST_Doors:Geometry | n/a | 0 | 0 | 0
Door 1D36-point | rich.mitrenga@autodesk.com | 2012-11-14T15:57:40 | point | Component | Door 1D36 | -28.5625 | 22.668 | 0 | Autodesk Revit Architecture 2013 - 20121003_2115(x64) | Autodesk.Revit.DB.FamilyInstance:OST_Doors:Geometry | n/a | 180 | 0 | 0
Door 1D36-box-lowerleft | rich.mitrenga@autodesk.com | 2012-11-14T15:57:40 | box-lowerleft | Component | Door 1D36 | -29.096 | 21.6907 | 0 | Autodesk Revit Architecture 2013 - 20121003_2115(x64) | Autodesk.Revit.DB.FamilyInstance:OST_Doors:Geometry | n/a | 0 | 0 | 0
Door 1D36-box-upperright | rich.mitrenga@autodesk.com | 2012-11-14T15:57:40 | box-upperright | Component | Door 1D36 | -28.029 | 22.755 | 2.21 | Autodesk Revit Architecture 2013 - 20121003_2115(x64) | Autodesk.Revit.DB.FamilyInstance:OST_Doors:Geometry | n/a | 0 | 0 | 0
Door 1D38-point | rich.mitrenga@autodesk.com | 2012-11-14T15:57:40 | point | Component | Door 1D38 | -25.3925 | 22.668 | 0 | Autodesk Revit Architecture 2013 - 20121003_2115(x64) | Autodesk.Revit.DB.FamilyInstance:OST_Doors:Geometry | n/a | 180 | 0 | 0
Door 1D38-box-lowerleft | rich.mitrenga@autodesk.com | 2012-11-14T15:57:40 | box-lowerleft | Component | Door 1D38 | -25.926 | 21.6907 | 0 | Autodesk Revit Architecture 2013 - 20121003_2115(x64) | Autodesk.Revit.DB.FamilyInstance:OST_Doors:Geometry | n/a | 0 | 0 | 0
Door 1D38-box-upperright | rich.mitrenga@autodesk.com | 2012-11-14T15:57:40 | box-upperright | Component | Door 1D38 | -24.859 | 22.755 | 2.21 | Autodesk Revit Architecture 2013 - 20121003_2115(x64) | Autodesk.Revit.DB.FamilyInstance:OST_Doors:Geometry | n/a | 0 | 0 | 0
Door 1D40-point | rich.mitrenga@autodesk.com | 2012-11-14T15:57:40 | point | Component | Door 1D40 | -24.308 | 26.3235 | 0 | Autodesk Revit Architecture 2013 - 20121003_2115(x64) | Autodesk.Revit.DB.FamilyInstance:OST_Doors:Geometry | n/a | 90 | 0 | 0
Door 1D40-box-lowerleft | rich.mitrenga@autodesk.com | 2012-11-14T15:57:40 | box-lowerleft | Component | Door 1D40 | -24.395 | 25.79 | 0 | Autodesk Revit Architecture 2013 - 20121003_2115(x64) | Autodesk.Revit.DB.FamilyInstance:OST_Doors:Geometry | n/a | 0 | 0 | 0
Door 1D40-box-upperright | rich.mitrenga@autodesk.com | 2012-11-14T15:57:40 | box-upperright | Component | Door 1D40 | -23.3307 | 26.857 | 2.21 | Autodesk Revit Architecture 2013 - 20121003_2115(x64) | Autodesk.Revit.DB.FamilyInstance:OST_Doors:Geometry | n/a | 0 | 0 | 0
Door 1B13-point | rich.mitrenga@autodesk.com | 2012-11-14T15:57:40 | point | Component | Door 1B13 | -9.352 | 26.5975 | 0 | Autodesk Revit Architecture 2013 - 20121003_2115(x64) | Autodesk.Revit.DB.FamilyInstance:OST_Doors:Geometry | n/a | 90 | 0 | 0
Door 1B13-box-lowerleft | rich.mitrenga@autodesk.com | 2012-11-14T15:57:40 | box-lowerleft | Component | Door 1B13 | -10.3292 | 26.064 | 0 | Autodesk Revit Architecture 2013 - 20121003_2115(x64) | Autodesk.Revit.DB.FamilyInstance:OST_Doors:Geometry | n/a | 0 | 0 | 0
Door 1B13-box-upperright | rich.mitrenga@autodesk.com | 2012-11-14T15:57:40 | box-upperright | Component | Door 1B13 | -9.265 | 27.131 | 2.21 | Autodesk Revit Architecture 2013 - 20121003_2115(x64) | Autodesk.Revit.DB.FamilyInstance:OST_Doors:Geometry | n/a | 0 | 0 | 0
Door 1B15-point | rich.mitrenga@autodesk.com | 2012-11-14T15:57:40 | point | Component | Door 1B15 | -9.352 | 25.3985 | 0 | Autodesk Revit Architecture 2013 - 20121003_2115(x64) | Autodesk.Revit.DB.FamilyInstance:OST_Doors:Geometry | n/a | 270 | 0 | 0
Door 1B15-box-lowerleft | rich.mitrenga@autodesk.com | 2012-11-14T15:57:40 | box-lowerleft | Component | Door 1B15 | -10.3292 | 24.865 | 0 | Autodesk Revit Architecture 2013 - 20121003_2115(x64) | Autodesk.Revit.DB.FamilyInstance:OST_Doors:Geometry | n/a | 0 | 0 | 0
Door 1B15-box-upperright | rich.mitrenga@autodesk.com | 2012-11-14T15:57:40 | box-upperright | Component | Door 1B15 | -9.265 | 25.932 | 2.21 | Autodesk Revit Architecture 2013 - 20121003_2115(x64) | Autodesk.Revit.DB.FamilyInstance:OST_Doors:Geometry | n/a | 0 | 0 | 0
Door 1BC2-point | rich.mitrenga@autodesk.com | 2012-11-14T15:57:40 | point | Component | Door 1BC2 | -8.1375 | 27.582 | 0 | Autodesk Revit Architecture 2013 - 20121003_2115(x64) | Autodesk.Revit.DB.FamilyInstance:OST_Doors:Geometry | n/a | 0 | 0 | 0
Door 1BC2-box-lowerleft | rich.mitrenga@autodesk.com | 2012-11-14T15:57:40 | box-lowerleft | Component | Door 1BC2 | -8.671 | 27.495 | 0 | Autodesk Revit Architecture 2013 - 20121003_2115(x64) | Autodesk.Revit.DB.FamilyInstance:OST_Doors:Geometry | n/a | 0 | 0 | 0
Door 1BC2-box-upperright | rich.mitrenga@autodesk.com | 2012-11-14T15:57:40 | box-upperright | Component | Door 1BC2 | -7.604 | 28.5593 | 2.21 | Autodesk Revit Architecture 2013 - 20121003_2115(x64) | Autodesk.Revit.DB.FamilyInstance:OST_Doors:Geometry | n/a | 0 | 0 | 0
Door 1B01-point | rich.mitrenga@autodesk.com | 2012-11-14T15:57:40 | point | Component | Door 1B01 | -3.732 | 26.5815 | 0 | Autodesk Revit Architecture 2013 - 20121003_2115(x64) | Autodesk.Revit.DB.FamilyInstance:OST_Doors:Geometry | n/a | 90 | 0 | 0
Door 1B01-box-lowerleft | rich.mitrenga@autodesk.com | 2012-11-14T15:57:40 | box-lowerleft | Component | Door 1B01 | -4.7092 | 26.048 | 0 | Autodesk Revit Architecture 2013 - 20121003_2115(x64) | Autodesk.Revit.DB.FamilyInstance:OST_Doors:Geometry | n/a | 0 | 0 | 0
Door 1B01-box-upperright | rich.mitrenga@autodesk.com | 2012-11-14T15:57:40 | box-upperright | Component | Door 1B01 | -3.645 | 27.115 | 2.21 | Autodesk Revit Architecture 2013 - 20121003_2115(x64) | Autodesk.Revit.DB.FamilyInstance:OST_Doors:Geometry | n/a | 0 | 0 | 0
Door 1B03-point | rich.mitrenga@autodesk.com | 2012-11-14T15:57:40 | point | Component | Door 1B03 | -3.732 | 25.3825 | 0 | Autodesk Revit Architecture 2013 - 20121003_2115(x64) | Autodesk.Revit.DB.FamilyInstance:OST_Doors:Geometry | n/a | 270 | 0 | 0
Door 1B03-box-lowerleft | rich.mitrenga@autodesk.com | 2012-11-14T15:57:40 | box-lowerleft | Component | Door 1B03 | -4.7092 | 24.849 | 0 | Autodesk Revit Architecture 2013 - 20121003_2115(x64) | Autodesk.Revit.DB.FamilyInstance:OST_Doors:Geometry | n/a | 0 | 0 | 0
Door 1B03-box-upperright | rich.mitrenga@autodesk.com | 2012-11-14T15:57:40 | box-upperright | Component | Door 1B03 | -3.645 | 25.916 | 2.21 | Autodesk Revit Architecture 2013 - 20121003_2115(x64) | Autodesk.Revit.DB.FamilyInstance:OST_Doors:Geometry | n/a | 0 | 0 | 0
Door 1BC1-point | rich.mitrenga@autodesk.com | 2012-11-14T15:57:40 | point | Component | Door 1BC1 | -2.5175 | 27.582 | 0 | Autodesk Revit Architecture 2013 - 20121003_2115(x64) | Autodesk.Revit.DB.FamilyInstance:OST_Doors:Geometry | n/a | 0 | 0 | 0
Door 1BC1-box-lowerleft | rich.mitrenga@autodesk.com | 2012-11-14T15:57:40 | box-lowerleft | Component | Door 1BC1 | -3.051 | 27.495 | 0 | Autodesk Revit Architecture 2013 - 20121003_2115(x64) | Autodesk.Revit.DB.FamilyInstance:OST_Doors:Geometry | n/a | 0 | 0 | 0
Door 1BC1-box-upperright | rich.mitrenga@autodesk.com | 2012-11-14T15:57:40 | box-upperright | Component | Door 1BC1 | -1.984 | 28.5593 | 2.21 | Autodesk Revit Architecture 2013 - 20121003_2115(x64) | Autodesk.Revit.DB.FamilyInstance:OST_Doors:Geometry | n/a | 0 | 0 | 0
Door 1B02-point | rich.mitrenga@autodesk.com | 2012-11-14T15:57:40 | point | Component | Door 1B02 | -1.898 | 25.9475 | 0 | Autodesk Revit Architecture 2013 - 20121003_2115(x64) | Autodesk.Revit.DB.FamilyInstance:OST_Doors:Geometry | n/a | 90 | 0 | 0
Door 1B02-box-lowerleft | rich.mitrenga@autodesk.com | 2012-11-14T15:57:40 | box-lowerleft | Component | Door 1B02 | -1.985 | 25.414 | 0 | Autodesk Revit Architecture 2013 - 20121003_2115(x64) | Autodesk.Revit.DB.FamilyInstance:OST_Doors:Geometry | n/a | 0 | 0 | 0
Door 1B02-box-upperright | rich.mitrenga@autodesk.com | 2012-11-14T15:57:40 | box-upperright | Component | Door 1B02 | -0.9207 | 26.481 | 2.21 | Autodesk Revit Architecture 2013 - 20121003_2115(x64) | Autodesk.Revit.DB.FamilyInstance:OST_Doors:Geometry | n/a | 0 | 0 | 0
Door 1B04-point | rich.mitrenga@autodesk.com | 2012-11-14T15:57:40 | point | Component | Door 1B04 | -3.1125 | 24.478 | 0 | Autodesk Revit Architecture 2013 - 20121003_2115(x64) | Autodesk.Revit.DB.FamilyInstance:OST_Doors:Geometry | n/a | 180 | 0 | 0
Door 1B04-box-lowerleft | rich.mitrenga@autodesk.com | 2012-11-14T15:57:40 | box-lowerleft | Component | Door 1B04 | -3.646 | 23.5007 | 0 | Autodesk Revit Architecture 2013 - 20121003_2115(x64) | Autodesk.Revit.DB.FamilyInstance:OST_Doors:Geometry | n/a | 0 | 0 | 0
Door 1B04-box-upperright | rich.mitrenga@autodesk.com | 2012-11-14T15:57:40 | box-upperright | Component | Door 1B04 | -2.579 | 24.565 | 2.21 | Autodesk Revit Architecture 2013 - 20121003_2115(x64) | Autodesk.Revit.DB.FamilyInstance:OST_Doors:Geometry | n/a | 0 | 0 | 0
Door 1B05-point | rich.mitrenga@autodesk.com | 2012-11-14T15:57:40 | point | Component | Door 1B05 | -7.518 | 22.1275 | 0 | Autodesk Revit Architecture 2013 - 20121003_2115(x64) | Autodesk.Revit.DB.FamilyInstance:OST_Doors:Geometry | n/a | 90 | 0 | 0
Door 1B05-box-lowerleft | rich.mitrenga@autodesk.com | 2012-11-14T15:57:40 | box-lowerleft | Component | Door 1B05 | -7.605 | 21.594 | 0 | Autodesk Revit Architecture 2013 - 20121003_2115(x64) | Autodesk.Revit.DB.FamilyInstance:OST_Doors:Geometry | n/a | 0 | 0 | 0
Door 1B05-box-upperright | rich.mitrenga@autodesk.com | 2012-11-14T15:57:40 | box-upperright | Component | Door 1B05 | -6.5407 | 22.661 | 2.21 | Autodesk Revit Architecture 2013 - 20121003_2115(x64) | Autodesk.Revit.DB.FamilyInstance:OST_Doors:Geometry | n/a | 0 | 0 | 0
Door 1B07-point | rich.mitrenga@autodesk.com | 2012-11-14T15:57:40 | point | Component | Door 1B07 | -7.518 | 20.4715 | 0 | Autodesk Revit Architecture 2013 - 20121003_2115(x64) | Autodesk.Revit.DB.FamilyInstance:OST_Doors:Geometry | n/a | 90 | 0 | 0
Door 1B07-box-lowerleft | rich.mitrenga@autodesk.com | 2012-11-14T15:57:40 | box-lowerleft | Component | Door 1B07 | -7.605 | 19.938 | 0 | Autodesk Revit Architecture 2013 - 20121003_2115(x64) | Autodesk.Revit.DB.FamilyInstance:OST_Doors:Geometry | n/a | 0 | 0 | 0
Door 1B07-box-upperright | rich.mitrenga@autodesk.com | 2012-11-14T15:57:40 | box-upperright | Component | Door 1B07 | -6.5407 | 21.005 | 2.21 | Autodesk Revit Architecture 2013 - 20121003_2115(x64) | Autodesk.Revit.DB.FamilyInstance:OST_Doors:Geometry | n/a | 0 | 0 | 0
Door 1B09-point | rich.mitrenga@autodesk.com | 2012-11-14T15:57:40 | point | Component | Door 1B09 | -7.112 | 19.335 | 0 | Autodesk Revit Architecture 2013 - 20121003_2115(x64) | Autodesk.Revit.DB.FamilyInstance:OST_Doors:Geometry | n/a | 270 | 0 | 0
Door 1B09-box-lowerleft | rich.mitrenga@autodesk.com | 2012-11-14T15:57:40 | box-lowerleft | Component | Door 1B09 | -7.199 | 18.8015 | 0 | Autodesk Revit Architecture 2013 - 20121003_2115(x64) | Autodesk.Revit.DB.FamilyInstance:OST_Doors:Geometry | n/a | 0 | 0 | 0
Door 1B09-box-upperright | rich.mitrenga@autodesk.com | 2012-11-14T15:57:40 | box-upperright | Component | Door 1B09 | -6.1347 | 19.8685 | 2.21 | Autodesk Revit Architecture 2013 - 20121003_2115(x64) | Autodesk.Revit.DB.FamilyInstance:OST_Doors:Geometry | n/a | 0 | 0 | 0
Door 14B11-point | rich.mitrenga@autodesk.com | 2012-11-14T15:57:40 | point | Component | Door 14B11 | -5.3615 | 15.902 | 0 | Autodesk Revit Architecture 2013 - 20121003_2115(x64) | Autodesk.Revit.DB.FamilyInstance:OST_Doors:Geometry | n/a | 0 | 0 | 0
Door 14B11-box-lowerleft | rich.mitrenga@autodesk.com | 2012-11-14T15:57:40 | box-lowerleft | Component | Door 14B11 | -5.895 | 15.815 | 0 | Autodesk Revit Architecture 2013 - 20121003_2115(x64) | Autodesk.Revit.DB.FamilyInstance:OST_Doors:Geometry | n/a | 0 | 0 | 0
Door 14B11-box-upperright | rich.mitrenga@autodesk.com | 2012-11-14T15:57:40 | box-upperright | Component | Door 14B11 | -4.828 | 16.8793 | 2.21 | Autodesk Revit Architecture 2013 - 20121003_2115(x64) | Autodesk.Revit.DB.FamilyInstance:OST_Doors:Geometry | n/a | 0 | 0 | 0
Door 1B06-point | rich.mitrenga@autodesk.com | 2012-11-14T15:57:40 | point | Component | Door 1B06 | -1.8325 | 14.068 | 0 | Autodesk Revit Architecture 2013 - 20121003_2115(x64) | Autodesk.Revit.DB.FamilyInstance:OST_Doors:Geometry | n/a | 180 | 0 | 0
Door 1B06-box-lowerleft | rich.mitrenga@autodesk.com | 2012-11-14T15:57:40 | box-lowerleft | Component | Door 1B06 | -2.366 | 13.0907 | 0 | Autodesk Revit Architecture 2013 - 20121003_2115(x64) | Autodesk.Revit.DB.FamilyInstance:OST_Doors:Geometry | n/a | 0 | 0 | 0
Door 1B06-box-upperright | rich.mitrenga@autodesk.com | 2012-11-14T15:57:40 | box-upperright | Component | Door 1B06 | -1.299 | 14.155 | 2.21 | Autodesk Revit Architecture 2013 - 20121003_2115(x64) | Autodesk.Revit.DB.FamilyInstance:OST_Doors:Geometry | n/a | 0 | 0 | 0
Door 1B08-point | rich.mitrenga@autodesk.com | 2012-11-14T15:57:40 | point | Component | Door 1B08 | -4.3885 | 14.068 | 0 | Autodesk Revit Architecture 2013 - 20121003_2115(x64) | Autodesk.Revit.DB.FamilyInstance:OST_Doors:Geometry | n/a | 180 | 0 | 0
Door 1B08-box-lowerleft | rich.mitrenga@autodesk.com | 2012-11-14T15:57:40 | box-lowerleft | Component | Door 1B08 | -4.922 | 13.0907 | 0 | Autodesk Revit Architecture 2013 - 20121003_2115(x64) | Autodesk.Revit.DB.FamilyInstance:OST_Doors:Geometry | n/a | 0 | 0 | 0
Door 1B08-box-upperright | rich.mitrenga@autodesk.com | 2012-11-14T15:57:40 | box-upperright | Component | Door 1B08 | -3.855 | 14.155 | 2.21 | Autodesk Revit Architecture 2013 - 20121003_2115(x64) | Autodesk.Revit.DB.FamilyInstance:OST_Doors:Geometry | n/a | 0 | 0 | 0
Door 1B10-point | rich.mitrenga@autodesk.com | 2012-11-14T15:57:40 | point | Component | Door 1B10 | -5.5875 | 14.068 | 0 | Autodesk Revit Architecture 2013 - 20121003_2115(x64) | Autodesk.Revit.DB.FamilyInstance:OST_Doors:Geometry | n/a | 0 | 0 | 0
Door 1B10-box-lowerleft | rich.mitrenga@autodesk.com | 2012-11-14T15:57:40 | box-lowerleft | Component | Door 1B10 | -6.121 | 13.0907 | 0 | Autodesk Revit Architecture 2013 - 20121003_2115(x64) | Autodesk.Revit.DB.FamilyInstance:OST_Doors:Geometry | n/a | 0 | 0 | 0
Door 1B10-box-upperright | rich.mitrenga@autodesk.com | 2012-11-14T15:57:40 | box-upperright | Component | Door 1B10 | -5.054 | 14.155 | 2.21 | Autodesk Revit Architecture 2013 - 20121003_2115(x64) | Autodesk.Revit.DB.FamilyInstance:OST_Doors:Geometry | n/a | 0 | 0 | 0
Door 1B04A-point | rich.mitrenga@autodesk.com | 2012-11-14T15:57:40 | point | Component | Door 1B04A | -6.518 | 14.6875 | 0 | Autodesk Revit Architecture 2013 - 20121003_2115(x64) | Autodesk.Revit.DB.FamilyInstance:OST_Doors:Geometry | n/a | 90 | 0 | 0
Door 1B04A-box-lowerleft | rich.mitrenga@autodesk.com | 2012-11-14T15:57:40 | box-lowerleft | Component | Door 1B04A | -7.4952 | 14.154 | 0 | Autodesk Revit Architecture 2013 - 20121003_2115(x64) | Autodesk.Revit.DB.FamilyInstance:OST_Doors:Geometry | n/a | 0 | 0 | 0
Door 1B04A-box-upperright | rich.mitrenga@autodesk.com | 2012-11-14T15:57:40 | box-upperright | Component | Door 1B04A | -6.431 | 15.221 | 2.21 | Autodesk Revit Architecture 2013 - 20121003_2115(x64) | Autodesk.Revit.DB.FamilyInstance:OST_Doors:Geometry | n/a | 0 | 0 | 0
Door 1B12-point | rich.mitrenga@autodesk.com | 2012-11-14T15:57:40 | point | Component | Door 1B12 | -8.1375 | 12.718 | 0 | Autodesk Revit Architecture 2013 - 20121003_2115(x64) | Autodesk.Revit.DB.FamilyInstance:OST_Doors:Geometry | n/a | 0 | 0 | 0
Door 1B12-box-lowerleft | rich.mitrenga@autodesk.com | 2012-11-14T15:57:40 | box-lowerleft | Component | Door 1B12 | -8.671 | 12.631 | 0 | Autodesk Revit Architecture 2013 - 20121003_2115(x64) | Autodesk.Revit.DB.FamilyInstance:OST_Doors:Geometry | n/a | 0 | 0 | 0
Door 1B12-box-upperright | rich.mitrenga@autodesk.com | 2012-11-14T15:57:40 | box-upperright | Component | Door 1B12 | -7.604 | 13.6953 | 2.21 | Autodesk Revit Architecture 2013 - 20121003_2115(x64) | Autodesk.Revit.DB.FamilyInstance:OST_Doors:Geometry | n/a | 0 | 0 | 0
Door 1B14-point | rich.mitrenga@autodesk.com | 2012-11-14T15:57:40 | point | Component | Door 1B14 | -9.4315 | 12.718 | 0 | Autodesk Revit Architecture 2013 - 20121003_2115(x64) | Autodesk.Revit.DB.FamilyInstance:OST_Doors:Geometry | n/a | 0 | 0 | 0
Door 1B14-box-lowerleft | rich.mitrenga@autodesk.com | 2012-11-14T15:57:40 | box-lowerleft | Component | Door 1B14 | -9.965 | 11.7407 | 0 | Autodesk Revit Architecture 2013 - 20121003_2115(x64) | Autodesk.Revit.DB.FamilyInstance:OST_Doors:Geometry | n/a | 0 | 0 | 0
Door 1B14-box-upperright | rich.mitrenga@autodesk.com | 2012-11-14T15:57:40 | box-upperright | Component | Door 1B14 | -8.898 | 12.805 | 2.21 | Autodesk Revit Architecture 2013 - 20121003_2115(x64) | Autodesk.Revit.DB.FamilyInstance:OST_Doors:Geometry | n/a | 0 | 0 | 0
Door 1B16-point | rich.mitrenga@autodesk.com | 2012-11-14T15:57:40 | point | Component | Door 1B16 | -10.8515 | 12.718 | 0 | Autodesk Revit Architecture 2013 - 20121003_2115(x64) | Autodesk.Revit.DB.FamilyInstance:OST_Doors:Geometry | n/a | 180 | 0 | 0
Door 1B16-box-lowerleft | rich.mitrenga@autodesk.com | 2012-11-14T15:57:40 | box-lowerleft | Component | Door 1B16 | -11.385 | 12.631 | 0 | Autodesk Revit Architecture 2013 - 20121003_2115(x64) | Autodesk.Revit.DB.FamilyInstance:OST_Doors:Geometry | n/a | 0 | 0 | 0
Door 1B16-box-upperright | rich.mitrenga@autodesk.com | 2012-11-14T15:57:40 | box-upperright | Component | Door 1B16 | -10.318 | 13.6953 | 2.21 | Autodesk Revit Architecture 2013 - 20121003_2115(x64) | Autodesk.Revit.DB.FamilyInstance:OST_Doors:Geometry | n/a | 0 | 0 | 0
Door 1BC3-point | rich.mitrenga@autodesk.com | 2012-11-14T15:57:40 | point | Component | Door 1BC3 | -16.618 | 13.89 | 0 | Autodesk Revit Architecture 2013 - 20121003_2115(x64) | Autodesk.Revit.DB.FamilyInstance:OST_Doors:Geometry | n/a | 270 | 0 | 0
Door 1BC3-box-lowerleft | rich.mitrenga@autodesk.com | 2012-11-14T15:57:40 | box-lowerleft | Component | Door 1BC3 | -17.6804 | 13.314 | 0 | Autodesk Revit Architecture 2013 - 20121003_2115(x64) | Autodesk.Revit.DB.FamilyInstance:OST_Doors:Geometry | n/a | 0 | 0 | 0
Door 1BC3-box-upperright | rich.mitrenga@autodesk.com | 2012-11-14T15:57:40 | box-upperright | Component | Door 1BC3 | -16.531 | 14.466 | 2.21 | Autodesk Revit Architecture 2013 - 20121003_2115(x64) | Autodesk.Revit.DB.FamilyInstance:OST_Doors:Geometry | n/a | 0 | 0 | 0
Door 1BS2-point | rich.mitrenga@autodesk.com | 2012-11-14T15:57:40 | point | Component | Door 1BS2 | -17.768 | 12.1185 | 0 | Autodesk Revit Architecture 2013 - 20121003_2115(x64) | Autodesk.Revit.DB.FamilyInstance:OST_Doors:Geometry | n/a | 270 | 0 | 0
Door 1BS2-box-lowerleft | rich.mitrenga@autodesk.com | 2012-11-14T15:57:40 | box-lowerleft | Component | Door 1BS2 | -17.855 | 11.585 | 0 | Autodesk Revit Architecture 2013 - 20121003_2115(x64) | Autodesk.Revit.DB.FamilyInstance:OST_Doors:Geometry | n/a | 0 | 0 | 0
Door 1BS2-box-upperright | rich.mitrenga@autodesk.com | 2012-11-14T15:57:40 | box-upperright | Component | Door 1BS2 | -16.7907 | 12.652 | 2.21 | Autodesk Revit Architecture 2013 - 20121003_2115(x64) | Autodesk.Revit.DB.FamilyInstance:OST_Doors:Geometry | n/a | 0 | 0 | 0
Door 1B19-point | rich.mitrenga@autodesk.com | 2012-11-14T15:57:40 | point | Component | Door 1B19 | -9.352 | 18.8106 | 0 | Autodesk Revit Architecture 2013 - 20121003_2115(x64) | Autodesk.Revit.DB.FamilyInstance:OST_Doors:Geometry | n/a | 270 | 0 | 0
Door 1B19-box-lowerleft | rich.mitrenga@autodesk.com | 2012-11-14T15:57:40 | box-lowerleft | Component | Door 1B19 | -10.6346 | 18.1246 | 0 | Autodesk Revit Architecture 2013 - 20121003_2115(x64) | Autodesk.Revit.DB.FamilyInstance:OST_Doors:Geometry | n/a | 0 | 0 | 0
Door 1B19-box-upperright | rich.mitrenga@autodesk.com | 2012-11-14T15:57:40 | box-upperright | Component | Door 1B19 | -9.265 | 19.4966 | 2.21 | Autodesk Revit Architecture 2013 - 20121003_2115(x64) | Autodesk.Revit.DB.FamilyInstance:OST_Doors:Geometry | n/a | 0 | 0 | 0
Door 1B17-point | rich.mitrenga@autodesk.com | 2012-11-14T15:57:40 | point | Component | Door 1B17 | -9.352 | 21.9425 | 0 | Autodesk Revit Architecture 2013 - 20121003_2115(x64) | Autodesk.Revit.DB.FamilyInstance:OST_Doors:Geometry | n/a | 90 | 0 | 0
Door 1B17-box-lowerleft | rich.mitrenga@autodesk.com | 2012-11-14T15:57:40 | box-lowerleft | Component | Door 1B17 | -10.3292 | 21.409 | 0 | Autodesk Revit Architecture 2013 - 20121003_2115(x64) | Autodesk.Revit.DB.FamilyInstance:OST_Doors:Geometry | n/a | 0 | 0 | 0
Door 1B17-box-upperright | rich.mitrenga@autodesk.com | 2012-11-14T15:57:40 | box-upperright | Component | Door 1B17 | -9.265 | 22.476 | 2.21 | Autodesk Revit Architecture 2013 - 20121003_2115(x64) | Autodesk.Revit.DB.FamilyInstance:OST_Doors:Geometry | n/a | 0 | 0 | 0
Door 1B23-point | rich.mitrenga@autodesk.com | 2012-11-14T15:57:40 | point | Component | Door 1B23 | -17.768 | 15.1115 | 0 | Autodesk Revit Architecture 2013 - 20121003_2115(x64) | Autodesk.Revit.DB.FamilyInstance:OST_Doors:Geometry | n/a | 90 | 0 | 0
Door 1B23-box-lowerleft | rich.mitrenga@autodesk.com | 2012-11-14T15:57:40 | box-lowerleft | Component | Door 1B23 | -17.855 | 14.578 | 0 | Autodesk Revit Architecture 2013 - 20121003_2115(x64) | Autodesk.Revit.DB.FamilyInstance:OST_Doors:Geometry | n/a | 0 | 0 | 0
Door 1B23-box-upperright | rich.mitrenga@autodesk.com | 2012-11-14T15:57:40 | box-upperright | Component | Door 1B23 | -16.7907 | 15.645 | 2.21 | Autodesk Revit Architecture 2013 - 20121003_2115(x64) | Autodesk.Revit.DB.FamilyInstance:OST_Doors:Geometry | n/a | 0 | 0 | 0
Door 1B21-point | rich.mitrenga@autodesk.com | 2012-11-14T15:57:40 | point | Component | Door 1B21 | -17.768 | 19.3015 | 0 | Autodesk Revit Architecture 2013 - 20121003_2115(x64) | Autodesk.Revit.DB.FamilyInstance:OST_Doors:Geometry | n/a | 90 | 0 | 0
Door 1B21-box-lowerleft | rich.mitrenga@autodesk.com | 2012-11-14T15:57:40 | box-lowerleft | Component | Door 1B21 | -17.855 | 18.768 | 0 | Autodesk Revit Architecture 2013 - 20121003_2115(x64) | Autodesk.Revit.DB.FamilyInstance:OST_Doors:Geometry | n/a | 0 | 0 | 0
Door 1B21-box-upperright | rich.mitrenga@autodesk.com | 2012-11-14T15:57:40 | box-upperright | Component | Door 1B21 | -16.7907 | 19.835 | 2.21 | Autodesk Revit Architecture 2013 - 20121003_2115(x64) | Autodesk.Revit.DB.FamilyInstance:OST_Doors:Geometry | n/a | 0 | 0 | 0
Door 1BC4-point | rich.mitrenga@autodesk.com | 2012-11-14T15:57:40 | point | Component | Door 1BC4 | -19.2725 | 25.7454 | 0 | Autodesk Revit Architecture 2013 - 20121003_2115(x64) | Autodesk.Revit.DB.FamilyInstance:OST_Doors:Geometry | n/a | 180 | 0 | 0
Door 1BC4-box-lowerleft | rich.mitrenga@autodesk.com | 2012-11-14T15:57:40 | box-lowerleft | Component | Door 1BC4 | -19.806 | 24.7681 | 0 | Autodesk Revit Architecture 2013 - 20121003_2115(x64) | Autodesk.Revit.DB.FamilyInstance:OST_Doors:Geometry | n/a | 0 | 0 | 0
Door 1BC4-box-upperright | rich.mitrenga@autodesk.com | 2012-11-14T15:57:40 | box-upperright | Component | Door 1BC4 | -18.739 | 25.8324 | 2.21 | Autodesk Revit Architecture 2013 - 20121003_2115(x64) | Autodesk.Revit.DB.FamilyInstance:OST_Doors:Geometry | n/a | 0 | 0 | 0
Door 1E02-point | rich.mitrenga@autodesk.com | 2012-11-14T15:57:40 | point | Component | Door 1E02 | -19.892 | 15.9115 | 0 | Autodesk Revit Architecture 2013 - 20121003_2115(x64) | Autodesk.Revit.DB.FamilyInstance:OST_Doors:Geometry | n/a | 90 | 0 | 0
Door 1E02-box-lowerleft | rich.mitrenga@autodesk.com | 2012-11-14T15:57:40 | box-lowerleft | Component | Door 1E02 | -20.8693 | 15.378 | 0 | Autodesk Revit Architecture 2013 - 20121003_2115(x64) | Autodesk.Revit.DB.FamilyInstance:OST_Doors:Geometry | n/a | 0 | 0 | 0
Door 1E02-box-upperright | rich.mitrenga@autodesk.com | 2012-11-14T15:57:40 | box-upperright | Component | Door 1E02 | -19.805 | 16.445 | 2.21 | Autodesk Revit Architecture 2013 - 20121003_2115(x64) | Autodesk.Revit.DB.FamilyInstance:OST_Doors:Geometry | n/a | 0 | 0 | 0
Door 1E01-point | rich.mitrenga@autodesk.com | 2012-11-14T15:57:40 | point | Component | Door 1E01 | -22.2285 | 12.042 | 0 | Autodesk Revit Architecture 2013 - 20121003_2115(x64) | Autodesk.Revit.DB.FamilyInstance:OST_Doors:Geometry | n/a | 180 | 0 | 0
Door 1E01-box-lowerleft | rich.mitrenga@autodesk.com | 2012-11-14T15:57:40 | box-lowerleft | Component | Door 1E01 | -22.762 | 11.955 | 0 | Autodesk Revit Architecture 2013 - 20121003_2115(x64) | Autodesk.Revit.DB.FamilyInstance:OST_Doors:Geometry | n/a | 0 | 0 | 0
Door 1E01-box-upperright | rich.mitrenga@autodesk.com | 2012-11-14T15:57:40 | box-upperright | Component | Door 1E01 | -21.695 | 13.0193 | 2.21 | Autodesk Revit Architecture 2013 - 20121003_2115(x64) | Autodesk.Revit.DB.FamilyInstance:OST_Doors:Geometry | n/a | 0 | 0 | 0
Door 1E04-point | rich.mitrenga@autodesk.com | 2012-11-14T15:57:40 | point | Component | Door 1E04 | -23.4675 | 12.042 | 0 | Autodesk Revit Architecture 2013 - 20121003_2115(x64) | Autodesk.Revit.DB.FamilyInstance:OST_Doors:Geometry | n/a | 0 | 0 | 0
Door 1E04-box-lowerleft | rich.mitrenga@autodesk.com | 2012-11-14T15:57:40 | box-lowerleft | Component | Door 1E04 | -24.001 | 11.955 | 0 | Autodesk Revit Architecture 2013 - 20121003_2115(x64) | Autodesk.Revit.DB.FamilyInstance:OST_Doors:Geometry | n/a | 0 | 0 | 0
Door 1E04-box-upperright | rich.mitrenga@autodesk.com | 2012-11-14T15:57:40 | box-upperright | Component | Door 1E04 | -22.934 | 13.0193 | 2.21 | Autodesk Revit Architecture 2013 - 20121003_2115(x64) | Autodesk.Revit.DB.FamilyInstance:OST_Doors:Geometry | n/a | 0 | 0 | 0
Door 1E29-point | rich.mitrenga@autodesk.com | 2012-11-14T15:57:40 | point | Component | Door 1E29 | -22.448 | 9.5885 | 0 | Autodesk Revit Architecture 2013 - 20121003_2115(x64) | Autodesk.Revit.DB.FamilyInstance:OST_Doors:Geometry | n/a | 270 | 0 | 0
Door 1E29-box-lowerleft | rich.mitrenga@autodesk.com | 2012-11-14T15:57:40 | box-lowerleft | Component | Door 1E29 | -22.535 | 9.055 | 0 | Autodesk Revit Architecture 2013 - 20121003_2115(x64) | Autodesk.Revit.DB.FamilyInstance:OST_Doors:Geometry | n/a | 0 | 0 | 0
Door 1E29-box-upperright | rich.mitrenga@autodesk.com | 2012-11-14T15:57:40 | box-upperright | Component | Door 1E29 | -21.4707 | 10.122 | 2.21 | Autodesk Revit Architecture 2013 - 20121003_2115(x64) | Autodesk.Revit.DB.FamilyInstance:OST_Doors:Geometry | n/a | 0 | 0 | 0
Door 1EC1-point | rich.mitrenga@autodesk.com | 2012-11-14T15:57:40 | point | Component | Door 1EC1 | -20.892 | 10.8275 | 0 | Autodesk Revit Architecture 2013 - 20121003_2115(x64) | Autodesk.Revit.DB.FamilyInstance:OST_Doors:Geometry | n/a | 90 | 0 | 0
Door 1EC1-box-lowerleft | rich.mitrenga@autodesk.com | 2012-11-14T15:57:40 | box-lowerleft | Component | Door 1EC1 | -20.979 | 10.294 | 0 | Autodesk Revit Architecture 2013 - 20121003_2115(x64) | Autodesk.Revit.DB.FamilyInstance:OST_Doors:Geometry | n/a | 0 | 0 | 0
Door 1EC1-box-upperright | rich.mitrenga@autodesk.com | 2012-11-14T15:57:40 | box-upperright | Component | Door 1EC1 | -19.9147 | 11.361 | 2.21 | Autodesk Revit Architecture 2013 - 20121003_2115(x64) | Autodesk.Revit.DB.FamilyInstance:OST_Doors:Geometry | n/a | 0 | 0 | 0
Door 1E26-point | rich.mitrenga@autodesk.com | 2012-11-14T15:57:40 | point | Component | Door 1E26 | -23.6625 | 5.972 | 0 | Autodesk Revit Architecture 2013 - 20121003_2115(x64) | Autodesk.Revit.DB.FamilyInstance:OST_Doors:Geometry | n/a | 180 | 0 | 0
Door 1E26-box-lowerleft | rich.mitrenga@autodesk.com | 2012-11-14T15:57:40 | box-lowerleft | Component | Door 1E26 | -24.196 | 5.885 | 0 | Autodesk Revit Architecture 2013 - 20121003_2115(x64) | Autodesk.Revit.DB.FamilyInstance:OST_Doors:Geometry | n/a | 0 | 0 | 0
Door 1E26-box-upperright | rich.mitrenga@autodesk.com | 2012-11-14T15:57:40 | box-upperright | Component | Door 1E26 | -23.129 | 6.9493 | 2.21 | Autodesk Revit Architecture 2013 - 20121003_2115(x64) | Autodesk.Revit.DB.FamilyInstance:OST_Doors:Geometry | n/a | 0 | 0 | 0
Door 1E25-point | rich.mitrenga@autodesk.com | 2012-11-14T15:57:40 | point | Component | Door 1E25 | -27.0284 | 7.0315 | 0 | Autodesk Revit Architecture 2013 - 20121003_2115(x64) | Autodesk.Revit.DB.FamilyInstance:OST_Doors:Geometry | n/a | 90 | 0 | 0
Door 1E25-box-lowerleft | rich.mitrenga@autodesk.com | 2012-11-14T15:57:40 | box-lowerleft | Component | Door 1E25 | -27.1154 | 6.498 | 0 | Autodesk Revit Architecture 2013 - 20121003_2115(x64) | Autodesk.Revit.DB.FamilyInstance:OST_Doors:Geometry | n/a | 0 | 0 | 0
Door 1E25-box-upperright | rich.mitrenga@autodesk.com | 2012-11-14T15:57:40 | box-upperright | Component | Door 1E25 | -26.0511 | 7.565 | 2.21 | Autodesk Revit Architecture 2013 - 20121003_2115(x64) | Autodesk.Revit.DB.FamilyInstance:OST_Doors:Geometry | n/a | 0 | 0 | 0
Door 1E27-point | rich.mitrenga@autodesk.com | 2012-11-14T15:57:40 | point | Component | Door 1E27 | -23.6115 | 2.842 | 0 | Autodesk Revit Architecture 2013 - 20121003_2115(x64) | Autodesk.Revit.DB.FamilyInstance:OST_Doors:Geometry | n/a | 0 | 0 | 0
Door 1E27-box-lowerleft | rich.mitrenga@autodesk.com | 2012-11-14T15:57:40 | box-lowerleft | Component | Door 1E27 | -24.145 | 1.8647 | 0 | Autodesk Revit Architecture 2013 - 20121003_2115(x64) | Autodesk.Revit.DB.FamilyInstance:OST_Doors:Geometry | n/a | 0 | 0 | 0
Door 1E27-box-upperright | rich.mitrenga@autodesk.com | 2012-11-14T15:57:40 | box-upperright | Component | Door 1E27 | -23.078 | 2.929 | 2.21 | Autodesk Revit Architecture 2013 - 20121003_2115(x64) | Autodesk.Revit.DB.FamilyInstance:OST_Doors:Geometry | n/a | 0 | 0 | 0
Door 1E28-point | rich.mitrenga@autodesk.com | 2012-11-14T15:57:40 | point | Component | Door 1E28 | -22.4125 | 2.842 | 0 | Autodesk Revit Architecture 2013 - 20121003_2115(x64) | Autodesk.Revit.DB.FamilyInstance:OST_Doors:Geometry | n/a | 180 | 0 | 0
Door 1E28-box-lowerleft | rich.mitrenga@autodesk.com | 2012-11-14T15:57:40 | box-lowerleft | Component | Door 1E28 | -22.946 | 1.8647 | 0 | Autodesk Revit Architecture 2013 - 20121003_2115(x64) | Autodesk.Revit.DB.FamilyInstance:OST_Doors:Geometry | n/a | 0 | 0 | 0
Door 1E28-box-upperright | rich.mitrenga@autodesk.com | 2012-11-14T15:57:40 | box-upperright | Component | Door 1E28 | -21.879 | 2.929 | 2.21 | Autodesk Revit Architecture 2013 - 20121003_2115(x64) | Autodesk.Revit.DB.FamilyInstance:OST_Doors:Geometry | n/a | 0 | 0 | 0
Door 1E20-point | rich.mitrenga@autodesk.com | 2012-11-14T15:57:40 | point | Component | Door 1E20 | -41.9065 | 1.8125 | 0 | Autodesk Revit Architecture 2013 - 20121003_2115(x64) | Autodesk.Revit.DB.FamilyInstance:OST_Doors:Geometry | n/a | 270 | 0 | 0
Door 1E20-box-lowerleft | rich.mitrenga@autodesk.com | 2012-11-14T15:57:40 | box-lowerleft | Component | Door 1E20 | -42.065 | 1.279 | 0 | Autodesk Revit Architecture 2013 - 20121003_2115(x64) | Autodesk.Revit.DB.FamilyInstance:OST_Doors:Geometry | n/a | 0 | 0 | 0
Door 1E20-box-upperright | rich.mitrenga@autodesk.com | 2012-11-14T15:57:40 | box-upperright | Component | Door 1E20 | -40.8577 | 2.346 | 2.21 | Autodesk Revit Architecture 2013 - 20121003_2115(x64) | Autodesk.Revit.DB.FamilyInstance:OST_Doors:Geometry | n/a | 0 | 0 | 0
Door 1E21-point | rich.mitrenga@autodesk.com | 2012-11-14T15:57:40 | point | Component | Door 1E21 | -41.9065 | 3.1515 | 0 | Autodesk Revit Architecture 2013 - 20121003_2115(x64) | Autodesk.Revit.DB.FamilyInstance:OST_Doors:Geometry | n/a | 90 | 0 | 0
Door 1E21-box-lowerleft | rich.mitrenga@autodesk.com | 2012-11-14T15:57:40 | box-lowerleft | Component | Door 1E21 | -42.065 | 2.618 | 0 | Autodesk Revit Architecture 2013 - 20121003_2115(x64) | Autodesk.Revit.DB.FamilyInstance:OST_Doors:Geometry | n/a | 0 | 0 | 0
Door 1E21-box-upperright | rich.mitrenga@autodesk.com | 2012-11-14T15:57:40 | box-upperright | Component | Door 1E21 | -40.8577 | 3.685 | 2.21 | Autodesk Revit Architecture 2013 - 20121003_2115(x64) | Autodesk.Revit.DB.FamilyInstance:OST_Doors:Geometry | n/a | 0 | 0 | 0
Door 1E22-point | rich.mitrenga@autodesk.com | 2012-11-14T15:57:40 | point | Component | Door 1E22 | -38.3174 | 5.2785 | 0 | Autodesk Revit Architecture 2013 - 20121003_2115(x64) | Autodesk.Revit.DB.FamilyInstance:OST_Doors:Geometry | n/a | 270 | 0 | 0
Door 1E22-box-lowerleft | rich.mitrenga@autodesk.com | 2012-11-14T15:57:40 | box-lowerleft | Component | Door 1E22 | -39.2947 | 4.745 | 0 | Autodesk Revit Architecture 2013 - 20121003_2115(x64) | Autodesk.Revit.DB.FamilyInstance:OST_Doors:Geometry | n/a | 0 | 0 | 0
Door 1E22-box-upperright | rich.mitrenga@autodesk.com | 2012-11-14T15:57:40 | box-upperright | Component | Door 1E22 | -38.2304 | 5.812 | 2.21 | Autodesk Revit Architecture 2013 - 20121003_2115(x64) | Autodesk.Revit.DB.FamilyInstance:OST_Doors:Geometry | n/a | 0 | 0 | 0
Door 1E30-point | rich.mitrenga@autodesk.com | 2012-11-14T15:57:40 | point | Component | Door 1E30 | -41.978 | 7.1175 | 0 | Autodesk Revit Architecture 2013 - 20121003_2115(x64) | Autodesk.Revit.DB.FamilyInstance:OST_Doors:Geometry | n/a | 270 | 0 | 0
Door 1E30-box-lowerleft | rich.mitrenga@autodesk.com | 2012-11-14T15:57:40 | box-lowerleft | Component | Door 1E30 | -42.065 | 6.584 | 0 | Autodesk Revit Architecture 2013 - 20121003_2115(x64) | Autodesk.Revit.DB.FamilyInstance:OST_Doors:Geometry | n/a | 0 | 0 | 0
Door 1E30-box-upperright | rich.mitrenga@autodesk.com | 2012-11-14T15:57:40 | box-upperright | Component | Door 1E30 | -41.0007 | 7.651 | 2.21 | Autodesk Revit Architecture 2013 - 20121003_2115(x64) | Autodesk.Revit.DB.FamilyInstance:OST_Doors:Geometry | n/a | 0 | 0 | 0
Door 1E23-point | rich.mitrenga@autodesk.com | 2012-11-14T15:57:40 | point | Component | Door 1E23 | -39.8829 | 10.225 | 0 | Autodesk Revit Architecture 2013 - 20121003_2115(x64) | Autodesk.Revit.DB.FamilyInstance:OST_Doors:Geometry | n/a | 180 | 0 | 0
Door 1E23-box-lowerleft | rich.mitrenga@autodesk.com | 2012-11-14T15:57:40 | box-lowerleft | Component | Door 1E23 | -40.4164 | 9.2477 | 0 | Autodesk Revit Architecture 2013 - 20121003_2115(x64) | Autodesk.Revit.DB.FamilyInstance:OST_Doors:Geometry | n/a | 0 | 0 | 0
Door 1E23-box-upperright | rich.mitrenga@autodesk.com | 2012-11-14T15:57:40 | box-upperright | Component | Door 1E23 | -39.3494 | 10.312 | 2.21 | Autodesk Revit Architecture 2013 - 20121003_2115(x64) | Autodesk.Revit.DB.FamilyInstance:OST_Doors:Geometry | n/a | 0 | 0 | 0
Door 1E10-point | rich.mitrenga@autodesk.com | 2012-11-14T15:57:40 | point | Component | Door 1E10 | -38.0785 | 12.042 | 0 | Autodesk Revit Architecture 2013 - 20121003_2115(x64) | Autodesk.Revit.DB.FamilyInstance:OST_Doors:Geometry | n/a | 180 | 0 | 0
Door 1E10-box-lowerleft | rich.mitrenga@autodesk.com | 2012-11-14T15:57:40 | box-lowerleft | Component | Door 1E10 | -38.612 | 11.955 | 0 | Autodesk Revit Architecture 2013 - 20121003_2115(x64) | Autodesk.Revit.DB.FamilyInstance:OST_Doors:Geometry | n/a | 0 | 0 | 0
Door 1E10-box-upperright | rich.mitrenga@autodesk.com | 2012-11-14T15:57:40 | box-upperright | Component | Door 1E10 | -37.545 | 13.0193 | 2.21 | Autodesk Revit Architecture 2013 - 20121003_2115(x64) | Autodesk.Revit.DB.FamilyInstance:OST_Doors:Geometry | n/a | 0 | 0 | 0
Door 1E09-point | rich.mitrenga@autodesk.com | 2012-11-14T15:57:40 | point | Component | Door 1E09 | -35.3915 | 12.042 | 0 | Autodesk Revit Architecture 2013 - 20121003_2115(x64) | Autodesk.Revit.DB.FamilyInstance:OST_Doors:Geometry | n/a | 0 | 0 | 0
Door 1E09-box-lowerleft | rich.mitrenga@autodesk.com | 2012-11-14T15:57:40 | box-lowerleft | Component | Door 1E09 | -35.925 | 11.955 | 0 | Autodesk Revit Architecture 2013 - 20121003_2115(x64) | Autodesk.Revit.DB.FamilyInstance:OST_Doors:Geometry | n/a | 0 | 0 | 0
Door 1E09-box-upperright | rich.mitrenga@autodesk.com | 2012-11-14T15:57:40 | box-upperright | Component | Door 1E09 | -34.858 | 13.0193 | 2.21 | Autodesk Revit Architecture 2013 - 20121003_2115(x64) | Autodesk.Revit.DB.FamilyInstance:OST_Doors:Geometry | n/a | 0 | 0 | 0
Door 1E12-point | rich.mitrenga@autodesk.com | 2012-11-14T15:57:40 | point | Component | Door 1E12 | -41.0915 | 13.998 | 0 | Autodesk Revit Architecture 2013 - 20121003_2115(x64) | Autodesk.Revit.DB.FamilyInstance:OST_Doors:Geometry | n/a | 0 | 0 | 0
Door 1E12-box-lowerleft | rich.mitrenga@autodesk.com | 2012-11-14T15:57:40 | box-lowerleft | Component | Door 1E12 | -41.625 | 13.0207 | 0 | Autodesk Revit Architecture 2013 - 20121003_2115(x64) | Autodesk.Revit.DB.FamilyInstance:OST_Doors:Geometry | n/a | 0 | 0 | 0
Door 1E12-box-upperright | rich.mitrenga@autodesk.com | 2012-11-14T15:57:40 | box-upperright | Component | Door 1E12 | -40.558 | 14.085 | 2.21 | Autodesk Revit Architecture 2013 - 20121003_2115(x64) | Autodesk.Revit.DB.FamilyInstance:OST_Doors:Geometry | n/a | 0 | 0 | 0
Door 1E11-point | rich.mitrenga@autodesk.com | 2012-11-14T15:57:40 | point | Component | Door 1E11 | -38.658 | 15.4275 | 0 | Autodesk Revit Architecture 2013 - 20121003_2115(x64) | Autodesk.Revit.DB.FamilyInstance:OST_Doors:Geometry | n/a | 90 | 0 | 0
Door 1E11-box-lowerleft | rich.mitrenga@autodesk.com | 2012-11-14T15:57:40 | box-lowerleft | Component | Door 1E11 | -38.745 | 14.894 | 0 | Autodesk Revit Architecture 2013 - 20121003_2115(x64) | Autodesk.Revit.DB.FamilyInstance:OST_Doors:Geometry | n/a | 0 | 0 | 0
Door 1E11-box-upperright | rich.mitrenga@autodesk.com | 2012-11-14T15:57:40 | box-upperright | Component | Door 1E11 | -37.6807 | 15.961 | 2.21 | Autodesk Revit Architecture 2013 - 20121003_2115(x64) | Autodesk.Revit.DB.FamilyInstance:OST_Doors:Geometry | n/a | 0 | 0 | 0
Door 1E33-point | rich.mitrenga@autodesk.com | 2012-11-14T15:57:40 | point | Component | Door 1E33 | -40.492 | 17.8225 | 0 | Autodesk Revit Architecture 2013 - 20121003_2115(x64) | Autodesk.Revit.DB.FamilyInstance:OST_Doors:Geometry | n/a | 270 | 0 | 0
Door 1E33-box-lowerleft | rich.mitrenga@autodesk.com | 2012-11-14T15:57:40 | box-lowerleft | Component | Door 1E33 | -41.4693 | 17.289 | 0 | Autodesk Revit Architecture 2013 - 20121003_2115(x64) | Autodesk.Revit.DB.FamilyInstance:OST_Doors:Geometry | n/a | 0 | 0 | 0
Door 1E33-box-upperright | rich.mitrenga@autodesk.com | 2012-11-14T15:57:40 | box-upperright | Component | Door 1E33 | -40.405 | 18.356 | 2.21 | Autodesk Revit Architecture 2013 - 20121003_2115(x64) | Autodesk.Revit.DB.FamilyInstance:OST_Doors:Geometry | n/a | 0 | 0 | 0
Door 1E08-point | rich.mitrenga@autodesk.com | 2012-11-14T15:57:40 | point | Component | Door 1E08 | -31.532 | 16.2075 | 0 | Autodesk Revit Architecture 2013 - 20121003_2115(x64) | Autodesk.Revit.DB.FamilyInstance:OST_Doors:Geometry | n/a | 90 | 0 | 0
Door 1E08-box-lowerleft | rich.mitrenga@autodesk.com | 2012-11-14T15:57:40 | box-lowerleft | Component | Door 1E08 | -32.5093 | 15.674 | 0 | Autodesk Revit Architecture 2013 - 20121003_2115(x64) | Autodesk.Revit.DB.FamilyInstance:OST_Doors:Geometry | n/a | 0 | 0 | 0
Door 1E08-box-upperright | rich.mitrenga@autodesk.com | 2012-11-14T15:57:40 | box-upperright | Component | Door 1E08 | -31.445 | 16.741 | 2.21 | Autodesk Revit Architecture 2013 - 20121003_2115(x64) | Autodesk.Revit.DB.FamilyInstance:OST_Doors:Geometry | n/a | 0 | 0 | 0
Door 1E07A-point | rich.mitrenga@autodesk.com | 2012-11-14T15:57:40 | point | Component | Door 1E07A | -31.532 | 15.0085 | 0 | Autodesk Revit Architecture 2013 - 20121003_2115(x64) | Autodesk.Revit.DB.FamilyInstance:OST_Doors:Geometry | n/a | 270 | 0 | 0
Door 1E07A-box-lowerleft | rich.mitrenga@autodesk.com | 2012-11-14T15:57:40 | box-lowerleft | Component | Door 1E07A | -32.5093 | 14.475 | 0 | Autodesk Revit Architecture 2013 - 20121003_2115(x64) | Autodesk.Revit.DB.FamilyInstance:OST_Doors:Geometry | n/a | 0 | 0 | 0
Door 1E07A-box-upperright | rich.mitrenga@autodesk.com | 2012-11-14T15:57:40 | box-upperright | Component | Door 1E07A | -31.445 | 15.542 | 2.21 | Autodesk Revit Architecture 2013 - 20121003_2115(x64) | Autodesk.Revit.DB.FamilyInstance:OST_Doors:Geometry | n/a | 0 | 0 | 0
Door 1E07-point | rich.mitrenga@autodesk.com | 2012-11-14T15:57:40 | point | Component | Door 1E07 | -32.1115 | 12.042 | 0 | Autodesk Revit Architecture 2013 - 20121003_2115(x64) | Autodesk.Revit.DB.FamilyInstance:OST_Doors:Geometry | n/a | 0 | 0 | 0
Door 1E07-box-lowerleft | rich.mitrenga@autodesk.com | 2012-11-14T15:57:40 | box-lowerleft | Component | Door 1E07 | -32.645 | 11.955 | 0 | Autodesk Revit Architecture 2013 - 20121003_2115(x64) | Autodesk.Revit.DB.FamilyInstance:OST_Doors:Geometry | n/a | 0 | 0 | 0
Door 1E07-box-upperright | rich.mitrenga@autodesk.com | 2012-11-14T15:57:40 | box-upperright | Component | Door 1E07 | -31.578 | 13.0193 | 2.21 | Autodesk Revit Architecture 2013 - 20121003_2115(x64) | Autodesk.Revit.DB.FamilyInstance:OST_Doors:Geometry | n/a | 0 | 0 | 0
Door 1E06-point | rich.mitrenga@autodesk.com | 2012-11-14T15:57:40 | point | Component | Door 1E06 | -30.9125 | 12.042 | 0 | Autodesk Revit Architecture 2013 - 20121003_2115(x64) | Autodesk.Revit.DB.FamilyInstance:OST_Doors:Geometry | n/a | 180 | 0 | 0
Door 1E06-box-lowerleft | rich.mitrenga@autodesk.com | 2012-11-14T15:57:40 | box-lowerleft | Component | Door 1E06 | -31.446 | 11.955 | 0 | Autodesk Revit Architecture 2013 - 20121003_2115(x64) | Autodesk.Revit.DB.FamilyInstance:OST_Doors:Geometry | n/a | 0 | 0 | 0
Door 1E06-box-upperright | rich.mitrenga@autodesk.com | 2012-11-14T15:57:40 | box-upperright | Component | Door 1E06 | -30.379 | 13.0193 | 2.21 | Autodesk Revit Architecture 2013 - 20121003_2115(x64) | Autodesk.Revit.DB.FamilyInstance:OST_Doors:Geometry | n/a | 0 | 0 | 0
Door 1EC3-point | rich.mitrenga@autodesk.com | 2012-11-14T15:57:40 | point | Component | Door 1EC3 | -39.8725 | 16.752 | 0 | Autodesk Revit Architecture 2013 - 20121003_2115(x64) | Autodesk.Revit.DB.FamilyInstance:OST_Doors:Geometry | n/a | 180 | 0 | 0
Door 1EC3-box-lowerleft | rich.mitrenga@autodesk.com | 2012-11-14T15:57:40 | box-lowerleft | Component | Door 1EC3 | -40.406 | 15.7747 | 0 | Autodesk Revit Architecture 2013 - 20121003_2115(x64) | Autodesk.Revit.DB.FamilyInstance:OST_Doors:Geometry | n/a | 0 | 0 | 0
Door 1EC3-box-upperright | rich.mitrenga@autodesk.com | 2012-11-14T15:57:40 | box-upperright | Component | Door 1EC3 | -39.339 | 16.839 | 2.21 | Autodesk Revit Architecture 2013 - 20121003_2115(x64) | Autodesk.Revit.DB.FamilyInstance:OST_Doors:Geometry | n/a | 0 | 0 | 0
Door 1E14-point | rich.mitrenga@autodesk.com | 2012-11-14T15:57:40 | point | Component | Door 1E14 | -46.1525 | 12.042 | 0 | Autodesk Revit Architecture 2013 - 20121003_2115(x64) | Autodesk.Revit.DB.FamilyInstance:OST_Doors:Geometry | n/a | 180 | 0 | 0
Door 1E14-box-lowerleft | rich.mitrenga@autodesk.com | 2012-11-14T15:57:40 | box-lowerleft | Component | Door 1E14 | -46.686 | 11.955 | 0 | Autodesk Revit Architecture 2013 - 20121003_2115(x64) | Autodesk.Revit.DB.FamilyInstance:OST_Doors:Geometry | n/a | 0 | 0 | 0
Door 1E14-box-upperright | rich.mitrenga@autodesk.com | 2012-11-14T15:57:40 | box-upperright | Component | Door 1E14 | -45.619 | 13.0193 | 2.21 | Autodesk Revit Architecture 2013 - 20121003_2115(x64) | Autodesk.Revit.DB.FamilyInstance:OST_Doors:Geometry | n/a | 0 | 0 | 0
Door 1EC1A-point | rich.mitrenga@autodesk.com | 2012-11-14T15:57:40 | point | Component | Door 1EC1A | -51.1825 | 11.4825 | 0 | Autodesk Revit Architecture 2013 - 20121003_2115(x64) | Autodesk.Revit.DB.FamilyInstance:OST_Doors:Geometry | n/a | 270 | 0 | 0
Door 1EC1A-box-lowerleft | rich.mitrenga@autodesk.com | 2012-11-14T15:57:40 | box-lowerleft | Component | Door 1EC1A | -52.2313 | 10.949 | 0 | Autodesk Revit Architecture 2013 - 20121003_2115(x64) | Autodesk.Revit.DB.FamilyInstance:OST_Doors:Geometry | n/a | 0 | 0 | 0
Door 1EC1A-box-upperright | rich.mitrenga@autodesk.com | 2012-11-14T15:57:40 | box-upperright | Component | Door 1EC1A | -51.024 | 12.016 | 2.21 | Autodesk Revit Architecture 2013 - 20121003_2115(x64) | Autodesk.Revit.DB.FamilyInstance:OST_Doors:Geometry | n/a | 0 | 0 | 0
Door 1E16-point | rich.mitrenga@autodesk.com | 2012-11-14T15:57:40 | point | Component | Door 1E16 | -48.1275 | 10.225 | 0 | Autodesk Revit Architecture 2013 - 20121003_2115(x64) | Autodesk.Revit.DB.FamilyInstance:OST_Doors:Geometry | n/a | 0 | 0 | 0
Door 1E16-box-lowerleft | rich.mitrenga@autodesk.com | 2012-11-14T15:57:40 | box-lowerleft | Component | Door 1E16 | -48.661 | 9.2477 | 0 | Autodesk Revit Architecture 2013 - 20121003_2115(x64) | Autodesk.Revit.DB.FamilyInstance:OST_Doors:Geometry | n/a | 0 | 0 | 0
Door 1E16-box-upperright | rich.mitrenga@autodesk.com | 2012-11-14T15:57:40 | box-upperright | Component | Door 1E16 | -47.594 | 10.312 | 2.21 | Autodesk Revit Architecture 2013 - 20121003_2115(x64) | Autodesk.Revit.DB.FamilyInstance:OST_Doors:Geometry | n/a | 0 | 0 | 0
Door 1E19-point | rich.mitrenga@autodesk.com | 2012-11-14T15:57:40 | point | Component | Door 1E19 | -46.2125 | 10.225 | 0 | Autodesk Revit Architecture 2013 - 20121003_2115(x64) | Autodesk.Revit.DB.FamilyInstance:OST_Doors:Geometry | n/a | 180 | 0 | 0
Door 1E19-box-lowerleft | rich.mitrenga@autodesk.com | 2012-11-14T15:57:40 | box-lowerleft | Component | Door 1E19 | -46.746 | 9.2477 | 0 | Autodesk Revit Architecture 2013 - 20121003_2115(x64) | Autodesk.Revit.DB.FamilyInstance:OST_Doors:Geometry | n/a | 0 | 0 | 0
Door 1E19-box-upperright | rich.mitrenga@autodesk.com | 2012-11-14T15:57:40 | box-upperright | Component | Door 1E19 | -45.679 | 10.312 | 2.21 | Autodesk Revit Architecture 2013 - 20121003_2115(x64) | Autodesk.Revit.DB.FamilyInstance:OST_Doors:Geometry | n/a | 0 | 0 | 0
Door 1E18-point | rich.mitrenga@autodesk.com | 2012-11-14T15:57:40 | point | Component | Door 1E18 | -47.388 | 6.4285 | 0 | Autodesk Revit Architecture 2013 - 20121003_2115(x64) | Autodesk.Revit.DB.FamilyInstance:OST_Doors:Geometry | n/a | 270 | 0 | 0
Door 1E18-box-lowerleft | rich.mitrenga@autodesk.com | 2012-11-14T15:57:40 | box-lowerleft | Component | Door 1E18 | -47.475 | 5.895 | 0 | Autodesk Revit Architecture 2013 - 20121003_2115(x64) | Autodesk.Revit.DB.FamilyInstance:OST_Doors:Geometry | n/a | 0 | 0 | 0
Door 1E18-box-upperright | rich.mitrenga@autodesk.com | 2012-11-14T15:57:40 | box-upperright | Component | Door 1E18 | -46.4107 | 6.962 | 2.21 | Autodesk Revit Architecture 2013 - 20121003_2115(x64) | Autodesk.Revit.DB.FamilyInstance:OST_Doors:Geometry | n/a | 0 | 0 | 0
Door 1EC4-point | rich.mitrenga@autodesk.com | 2012-11-14T15:57:40 | point | Component | Door 1EC4 | -43.0354 | 5.7865 | 0 | Autodesk Revit Architecture 2013 - 20121003_2115(x64) | Autodesk.Revit.DB.FamilyInstance:OST_Doors:Geometry | n/a | 180 | 0 | 0
Door 1EC4-box-lowerleft | rich.mitrenga@autodesk.com | 2012-11-14T15:57:40 | box-lowerleft | Component | Door 1EC4 | -43.7214 | 4.4324 | 0 | Autodesk Revit Architecture 2013 - 20121003_2115(x64) | Autodesk.Revit.DB.FamilyInstance:OST_Doors:Geometry | n/a | 0 | 0 | 0
Door 1EC4-box-upperright | rich.mitrenga@autodesk.com | 2012-11-14T15:57:40 | box-upperright | Component | Door 1EC4 | -42.3494 | 5.945 | 2.21 | Autodesk Revit Architecture 2013 - 20121003_2115(x64) | Autodesk.Revit.DB.FamilyInstance:OST_Doors:Geometry | n/a | 0 | 0 | 0
Door 1E17-point | rich.mitrenga@autodesk.com | 2012-11-14T15:57:40 | point | Component | Door 1E17 | -43.9505 | 0.5245 | 0 | Autodesk Revit Architecture 2013 - 20121003_2115(x64) | Autodesk.Revit.DB.FamilyInstance:OST_Doors:Geometry | n/a | 90 | 0 | 0
Door 1E17-box-lowerleft | rich.mitrenga@autodesk.com | 2012-11-14T15:57:40 | box-lowerleft | Component | Door 1E17 | -44.9993 | -0.009 | 0 | Autodesk Revit Architecture 2013 - 20121003_2115(x64) | Autodesk.Revit.DB.FamilyInstance:OST_Doors:Geometry | n/a | 0 | 0 | 0
Door 1E17-box-upperright | rich.mitrenga@autodesk.com | 2012-11-14T15:57:40 | box-upperright | Component | Door 1E17 | -43.792 | 1.058 | 2.21 | Autodesk Revit Architecture 2013 - 20121003_2115(x64) | Autodesk.Revit.DB.FamilyInstance:OST_Doors:Geometry | n/a | 0 | 0 | 0
Door 1D39-point | rich.mitrenga@autodesk.com | 2012-11-14T15:57:40 | point | Component | Door 1D39 | -26.142 | 27.3525 | 0 | Autodesk Revit Architecture 2013 - 20121003_2115(x64) | Autodesk.Revit.DB.FamilyInstance:OST_Doors:Geometry | n/a | 90 | 0 | 0
Door 1D39-box-lowerleft | rich.mitrenga@autodesk.com | 2012-11-14T15:57:40 | box-lowerleft | Component | Door 1D39 | -26.229 | 26.819 | 0 | Autodesk Revit Architecture 2013 - 20121003_2115(x64) | Autodesk.Revit.DB.FamilyInstance:OST_Doors:Geometry | n/a | 0 | 0 | 0
Door 1D39-box-upperright | rich.mitrenga@autodesk.com | 2012-11-14T15:57:40 | box-upperright | Component | Door 1D39 | -25.1647 | 27.886 | 2.21 | Autodesk Revit Architecture 2013 - 20121003_2115(x64) | Autodesk.Revit.DB.FamilyInstance:OST_Doors:Geometry | n/a | 0 | 0 | 0
Door 1DC8-point | rich.mitrenga@autodesk.com | 2012-11-14T15:57:40 | point | Component | Door 1DC8 | -24.9075 | 27.972 | 0 | Autodesk Revit Architecture 2013 - 20121003_2115(x64) | Autodesk.Revit.DB.FamilyInstance:OST_Doors:Geometry | n/a | 0 | 0 | 0
Door 1DC8-box-lowerleft | rich.mitrenga@autodesk.com | 2012-11-14T15:57:40 | box-lowerleft | Component | Door 1DC8 | -25.441 | 27.885 | 0 | Autodesk Revit Architecture 2013 - 20121003_2115(x64) | Autodesk.Revit.DB.FamilyInstance:OST_Doors:Geometry | n/a | 0 | 0 | 0
Door 1DC8-box-upperright | rich.mitrenga@autodesk.com | 2012-11-14T15:57:40 | box-upperright | Component | Door 1DC8 | -24.374 | 28.9493 | 2.21 | Autodesk Revit Architecture 2013 - 20121003_2115(x64) | Autodesk.Revit.DB.FamilyInstance:OST_Doors:Geometry | n/a | 0 | 0 | 0
Door 2C16-point | rich.mitrenga@autodesk.com | 2012-11-14T15:57:40 | point | Component | Door 2C16 | -45.0115 | 46.8164 | 4.57 | Autodesk Revit Architecture 2013 - 20121003_2115(x64) | Autodesk.Revit.DB.FamilyInstance:OST_Doors:Geometry | n/a | 0 | 0 | 0
Door 2C16-box-lowerleft | rich.mitrenga@autodesk.com | 2012-11-14T15:57:40 | box-lowerleft | Component | Door 2C16 | -45.545 | 46.7294 | 4.57 | Autodesk Revit Architecture 2013 - 20121003_2115(x64) | Autodesk.Revit.DB.FamilyInstance:OST_Doors:Geometry | n/a | 0 | 0 | 0
Door 2C16-box-upperright | rich.mitrenga@autodesk.com | 2012-11-14T15:57:40 | box-upperright | Component | Door 2C16 | -44.478 | 47.7937 | 6.78 | Autodesk Revit Architecture 2013 - 20121003_2115(x64) | Autodesk.Revit.DB.FamilyInstance:OST_Doors:Geometry | n/a | 0 | 0 | 0
Door 2C13-point | rich.mitrenga@autodesk.com | 2012-11-14T15:57:40 | point | Component | Door 2C13 | -39.7685 | 46.8164 | 4.57 | Autodesk Revit Architecture 2013 - 20121003_2115(x64) | Autodesk.Revit.DB.FamilyInstance:OST_Doors:Geometry | n/a | 180 | 0 | 0
Door 2C13-box-lowerleft | rich.mitrenga@autodesk.com | 2012-11-14T15:57:40 | box-lowerleft | Component | Door 2C13 | -40.302 | 46.7294 | 4.57 | Autodesk Revit Architecture 2013 - 20121003_2115(x64) | Autodesk.Revit.DB.FamilyInstance:OST_Doors:Geometry | n/a | 0 | 0 | 0
Door 2C13-box-upperright | rich.mitrenga@autodesk.com | 2012-11-14T15:57:40 | box-upperright | Component | Door 2C13 | -39.235 | 47.7937 | 6.78 | Autodesk Revit Architecture 2013 - 20121003_2115(x64) | Autodesk.Revit.DB.FamilyInstance:OST_Doors:Geometry | n/a | 0 | 0 | 0
Door 2CS3-point | rich.mitrenga@autodesk.com | 2012-11-14T15:57:40 | point | Component | Door 2CS3 | -37.6025 | 49.9564 | 4.57 | Autodesk Revit Architecture 2013 - 20121003_2115(x64) | Autodesk.Revit.DB.FamilyInstance:OST_Doors:Geometry | n/a | 180 | 0 | 0
Door 2CS3-box-lowerleft | rich.mitrenga@autodesk.com | 2012-11-14T15:57:40 | box-lowerleft | Component | Door 2CS3 | -38.136 | 49.8694 | 4.57 | Autodesk Revit Architecture 2013 - 20121003_2115(x64) | Autodesk.Revit.DB.FamilyInstance:OST_Doors:Geometry | n/a | 0 | 0 | 0
Door 2CS3-box-upperright | rich.mitrenga@autodesk.com | 2012-11-14T15:57:40 | box-upperright | Component | Door 2CS3 | -37.069 | 50.9337 | 6.78 | Autodesk Revit Architecture 2013 - 20121003_2115(x64) | Autodesk.Revit.DB.FamilyInstance:OST_Doors:Geometry | n/a | 0 | 0 | 0
Door 2C11-point | rich.mitrenga@autodesk.com | 2012-11-14T15:57:40 | point | Component | Door 2C11 | -35.5075 | 46.8164 | 4.57 | Autodesk Revit Architecture 2013 - 20121003_2115(x64) | Autodesk.Revit.DB.FamilyInstance:OST_Doors:Geometry | n/a | 0 | 0 | 0
Door 2C11-box-lowerleft | rich.mitrenga@autodesk.com | 2012-11-14T15:57:40 | box-lowerleft | Component | Door 2C11 | -36.041 | 46.7294 | 4.57 | Autodesk Revit Architecture 2013 - 20121003_2115(x64) | Autodesk.Revit.DB.FamilyInstance:OST_Doors:Geometry | n/a | 0 | 0 | 0
Door 2C11-box-upperright | rich.mitrenga@autodesk.com | 2012-11-14T15:57:40 | box-upperright | Component | Door 2C11 | -34.974 | 47.7937 | 6.78 | Autodesk Revit Architecture 2013 - 20121003_2115(x64) | Autodesk.Revit.DB.FamilyInstance:OST_Doors:Geometry | n/a | 0 | 0 | 0
Door 2CC3A-point | rich.mitrenga@autodesk.com | 2012-11-14T15:57:40 | point | Component | Door 2CC3A | -39.022 | 45.6019 | 4.57 | Autodesk Revit Architecture 2013 - 20121003_2115(x64) | Autodesk.Revit.DB.FamilyInstance:OST_Doors:Geometry | n/a | 90 | 0 | 0
Door 2CC3A-box-lowerleft | rich.mitrenga@autodesk.com | 2012-11-14T15:57:40 | box-lowerleft | Component | Door 2CC3A | -39.109 | 45.0684 | 4.57 | Autodesk Revit Architecture 2013 - 20121003_2115(x64) | Autodesk.Revit.DB.FamilyInstance:OST_Doors:Geometry | n/a | 0 | 0 | 0
Door 2CC3A-box-upperright | rich.mitrenga@autodesk.com | 2012-11-14T15:57:40 | box-upperright | Component | Door 2CC3A | -38.0447 | 46.1354 | 6.78 | Autodesk Revit Architecture 2013 - 20121003_2115(x64) | Autodesk.Revit.DB.FamilyInstance:OST_Doors:Geometry | n/a | 0 | 0 | 0
Door 2C17-point | rich.mitrenga@autodesk.com | 2012-11-14T15:57:40 | point | Component | Door 2C17 | -43.538 | 45.8159 | 4.57 | Autodesk Revit Architecture 2013 - 20121003_2115(x64) | Autodesk.Revit.DB.FamilyInstance:OST_Doors:Geometry | n/a | 270 | 0 | 0
Door 2C17-box-lowerleft | rich.mitrenga@autodesk.com | 2012-11-14T15:57:40 | box-lowerleft | Component | Door 2C17 | -44.5153 | 45.2824 | 4.57 | Autodesk Revit Architecture 2013 - 20121003_2115(x64) | Autodesk.Revit.DB.FamilyInstance:OST_Doors:Geometry | n/a | 0 | 0 | 0
Door 2C17-box-upperright | rich.mitrenga@autodesk.com | 2012-11-14T15:57:40 | box-upperright | Component | Door 2C17 | -43.451 | 46.3494 | 6.78 | Autodesk Revit Architecture 2013 - 20121003_2115(x64) | Autodesk.Revit.DB.FamilyInstance:OST_Doors:Geometry | n/a | 0 | 0 | 0
Door 2C15-point | rich.mitrenga@autodesk.com | 2012-11-14T15:57:40 | point | Component | Door 2C15 | -41.4675 | 45.0164 | 4.57 | Autodesk Revit Architecture 2013 - 20121003_2115(x64) | Autodesk.Revit.DB.FamilyInstance:OST_Doors:Geometry | n/a | 0 | 0 | 0
Door 2C15-box-lowerleft | rich.mitrenga@autodesk.com | 2012-11-14T15:57:40 | box-lowerleft | Component | Door 2C15 | -42.001 | 44.0392 | 4.57 | Autodesk Revit Architecture 2013 - 20121003_2115(x64) | Autodesk.Revit.DB.FamilyInstance:OST_Doors:Geometry | n/a | 0 | 0 | 0
Door 2C15-box-upperright | rich.mitrenga@autodesk.com | 2012-11-14T15:57:40 | box-upperright | Component | Door 2C15 | -40.934 | 45.1034 | 6.78 | Autodesk Revit Architecture 2013 - 20121003_2115(x64) | Autodesk.Revit.DB.FamilyInstance:OST_Doors:Geometry | n/a | 0 | 0 | 0
Door 2C09-point | rich.mitrenga@autodesk.com | 2012-11-14T15:57:40 | point | Component | Door 2C09 | -32.0975 | 46.8164 | 4.57 | Autodesk Revit Architecture 2013 - 20121003_2115(x64) | Autodesk.Revit.DB.FamilyInstance:OST_Doors:Geometry | n/a | 0 | 0 | 0
Door 2C09-box-lowerleft | rich.mitrenga@autodesk.com | 2012-11-14T15:57:40 | box-lowerleft | Component | Door 2C09 | -32.631 | 46.7294 | 4.57 | Autodesk Revit Architecture 2013 - 20121003_2115(x64) | Autodesk.Revit.DB.FamilyInstance:OST_Doors:Geometry | n/a | 0 | 0 | 0
Door 2C09-box-upperright | rich.mitrenga@autodesk.com | 2012-11-14T15:57:40 | box-upperright | Component | Door 2C09 | -31.564 | 47.7937 | 6.78 | Autodesk Revit Architecture 2013 - 20121003_2115(x64) | Autodesk.Revit.DB.FamilyInstance:OST_Doors:Geometry | n/a | 0 | 0 | 0
Door 2C06-point | rich.mitrenga@autodesk.com | 2012-11-14T15:57:40 | point | Component | Door 2C06 | -28.6875 | 46.8164 | 4.57 | Autodesk Revit Architecture 2013 - 20121003_2115(x64) | Autodesk.Revit.DB.FamilyInstance:OST_Doors:Geometry | n/a | 0 | 0 | 0
Door 2C06-box-lowerleft | rich.mitrenga@autodesk.com | 2012-11-14T15:57:40 | box-lowerleft | Component | Door 2C06 | -29.221 | 46.7294 | 4.57 | Autodesk Revit Architecture 2013 - 20121003_2115(x64) | Autodesk.Revit.DB.FamilyInstance:OST_Doors:Geometry | n/a | 0 | 0 | 0
Door 2C06-box-upperright | rich.mitrenga@autodesk.com | 2012-11-14T15:57:40 | box-upperright | Component | Door 2C06 | -28.154 | 47.7937 | 6.78 | Autodesk Revit Architecture 2013 - 20121003_2115(x64) | Autodesk.Revit.DB.FamilyInstance:OST_Doors:Geometry | n/a | 0 | 0 | 0
Door 2C04-point | rich.mitrenga@autodesk.com | 2012-11-14T15:57:40 | point | Component | Door 2C04 | -25.3775 | 46.8164 | 4.57 | Autodesk Revit Architecture 2013 - 20121003_2115(x64) | Autodesk.Revit.DB.FamilyInstance:OST_Doors:Geometry | n/a | 0 | 0 | 0
Door 2C04-box-lowerleft | rich.mitrenga@autodesk.com | 2012-11-14T15:57:40 | box-lowerleft | Component | Door 2C04 | -25.911 | 46.7294 | 4.57 | Autodesk Revit Architecture 2013 - 20121003_2115(x64) | Autodesk.Revit.DB.FamilyInstance:OST_Doors:Geometry | n/a | 0 | 0 | 0
Door 2C04-box-upperright | rich.mitrenga@autodesk.com | 2012-11-14T15:57:40 | box-upperright | Component | Door 2C04 | -24.844 | 47.7937 | 6.78 | Autodesk Revit Architecture 2013 - 20121003_2115(x64) | Autodesk.Revit.DB.FamilyInstance:OST_Doors:Geometry | n/a | 0 | 0 | 0
Door 2C05-point | rich.mitrenga@autodesk.com | 2012-11-14T15:57:40 | point | Component | Door 2C05 | -25.4315 | 44.9824 | 4.57 | Autodesk Revit Architecture 2013 - 20121003_2115(x64) | Autodesk.Revit.DB.FamilyInstance:OST_Doors:Geometry | n/a | 0 | 0 | 0
Door 2C05-box-lowerleft | rich.mitrenga@autodesk.com | 2012-11-14T15:57:40 | box-lowerleft | Component | Door 2C05 | -25.965 | 44.8954 | 4.57 | Autodesk Revit Architecture 2013 - 20121003_2115(x64) | Autodesk.Revit.DB.FamilyInstance:OST_Doors:Geometry | n/a | 0 | 0 | 0
Door 2C05-box-upperright | rich.mitrenga@autodesk.com | 2012-11-14T15:57:40 | box-upperright | Component | Door 2C05 | -24.898 | 45.9597 | 6.78 | Autodesk Revit Architecture 2013 - 20121003_2115(x64) | Autodesk.Revit.DB.FamilyInstance:OST_Doors:Geometry | n/a | 0 | 0 | 0
Door 2C07-point | rich.mitrenga@autodesk.com | 2012-11-14T15:57:40 | point | Component | Door 2C07 | -27.7075 | 44.9824 | 4.57 | Autodesk Revit Architecture 2013 - 20121003_2115(x64) | Autodesk.Revit.DB.FamilyInstance:OST_Doors:Geometry | n/a | 0 | 0 | 0
Door 2C07-box-lowerleft | rich.mitrenga@autodesk.com | 2012-11-14T15:57:40 | box-lowerleft | Component | Door 2C07 | -28.241 | 44.0052 | 4.57 | Autodesk Revit Architecture 2013 - 20121003_2115(x64) | Autodesk.Revit.DB.FamilyInstance:OST_Doors:Geometry | n/a | 0 | 0 | 0
Door 2C07-box-upperright | rich.mitrenga@autodesk.com | 2012-11-14T15:57:40 | box-upperright | Component | Door 2C07 | -27.174 | 45.0694 | 6.78 | Autodesk Revit Architecture 2013 - 20121003_2115(x64) | Autodesk.Revit.DB.FamilyInstance:OST_Doors:Geometry | n/a | 0 | 0 | 0
Door 2CC3-point | rich.mitrenga@autodesk.com | 2012-11-14T15:57:40 | point | Component | Door 2CC3 | -27.122 | 46.1969 | 4.57 | Autodesk Revit Architecture 2013 - 20121003_2115(x64) | Autodesk.Revit.DB.FamilyInstance:OST_Doors:Geometry | n/a | 270 | 0 | 0
Door 2CC3-box-lowerleft | rich.mitrenga@autodesk.com | 2012-11-14T15:57:40 | box-lowerleft | Component | Door 2CC3 | -28.0993 | 45.6634 | 4.57 | Autodesk Revit Architecture 2013 - 20121003_2115(x64) | Autodesk.Revit.DB.FamilyInstance:OST_Doors:Geometry | n/a | 0 | 0 | 0
Door 2CC3-box-upperright | rich.mitrenga@autodesk.com | 2012-11-14T15:57:40 | box-upperright | Component | Door 2CC3 | -27.035 | 46.7304 | 6.78 | Autodesk Revit Architecture 2013 - 20121003_2115(x64) | Autodesk.Revit.DB.FamilyInstance:OST_Doors:Geometry | n/a | 0 | 0 | 0
Door 2C08-point | rich.mitrenga@autodesk.com | 2012-11-14T15:57:40 | point | Component | Door 2C08 | -31.548 | 43.6629 | 4.57 | Autodesk Revit Architecture 2013 - 20121003_2115(x64) | Autodesk.Revit.DB.FamilyInstance:OST_Doors:Geometry | n/a | 90 | 0 | 0
Door 2C08-box-lowerleft | rich.mitrenga@autodesk.com | 2012-11-14T15:57:40 | box-lowerleft | Component | Door 2C08 | -31.635 | 43.1294 | 4.57 | Autodesk Revit Architecture 2013 - 20121003_2115(x64) | Autodesk.Revit.DB.FamilyInstance:OST_Doors:Geometry | n/a | 0 | 0 | 0
Door 2C08-box-upperright | rich.mitrenga@autodesk.com | 2012-11-14T15:57:40 | box-upperright | Component | Door 2C08 | -30.5707 | 44.1964 | 6.78 | Autodesk Revit Architecture 2013 - 20121003_2115(x64) | Autodesk.Revit.DB.FamilyInstance:OST_Doors:Geometry | n/a | 0 | 0 | 0
Door 2C03-point | rich.mitrenga@autodesk.com | 2012-11-14T15:57:40 | point | Component | Door 2C03 | -23.3715 | 44.9824 | 4.57 | Autodesk Revit Architecture 2013 - 20121003_2115(x64) | Autodesk.Revit.DB.FamilyInstance:OST_Doors:Geometry | n/a | 0 | 0 | 0
Door 2C03-box-lowerleft | rich.mitrenga@autodesk.com | 2012-11-14T15:57:40 | box-lowerleft | Component | Door 2C03 | -23.905 | 44.0052 | 4.57 | Autodesk Revit Architecture 2013 - 20121003_2115(x64) | Autodesk.Revit.DB.FamilyInstance:OST_Doors:Geometry | n/a | 0 | 0 | 0
Door 2C03-box-upperright | rich.mitrenga@autodesk.com | 2012-11-14T15:57:40 | box-upperright | Component | Door 2C03 | -22.838 | 45.0694 | 6.78 | Autodesk Revit Architecture 2013 - 20121003_2115(x64) | Autodesk.Revit.DB.FamilyInstance:OST_Doors:Geometry | n/a | 0 | 0 | 0
Door 2C01-point | rich.mitrenga@autodesk.com | 2012-11-14T15:57:40 | point | Component | Door 2C01 | -20.8475 | 44.9824 | 4.57 | Autodesk Revit Architecture 2013 - 20121003_2115(x64) | Autodesk.Revit.DB.FamilyInstance:OST_Doors:Geometry | n/a | 0 | 0 | 0
Door 2C01-box-lowerleft | rich.mitrenga@autodesk.com | 2012-11-14T15:57:40 | box-lowerleft | Component | Door 2C01 | -21.381 | 44.0052 | 4.57 | Autodesk Revit Architecture 2013 - 20121003_2115(x64) | Autodesk.Revit.DB.FamilyInstance:OST_Doors:Geometry | n/a | 0 | 0 | 0
Door 2C01-box-upperright | rich.mitrenga@autodesk.com | 2012-11-14T15:57:40 | box-upperright | Component | Door 2C01 | -20.314 | 45.0694 | 6.78 | Autodesk Revit Architecture 2013 - 20121003_2115(x64) | Autodesk.Revit.DB.FamilyInstance:OST_Doors:Geometry | n/a | 0 | 0 | 0
Door 2AC2-point | rich.mitrenga@autodesk.com | 2012-11-14T15:57:40 | point | Component | Door 2AC2 | -18.6775 | 43.9774 | 4.57 | Autodesk Revit Architecture 2013 - 20121003_2115(x64) | Autodesk.Revit.DB.FamilyInstance:OST_Doors:Geometry | n/a | 0 | 0 | 0
Door 2AC2-box-lowerleft | rich.mitrenga@autodesk.com | 2012-11-14T15:57:40 | box-lowerleft | Component | Door 2AC2 | -19.211 | 43.8904 | 4.57 | Autodesk Revit Architecture 2013 - 20121003_2115(x64) | Autodesk.Revit.DB.FamilyInstance:OST_Doors:Geometry | n/a | 0 | 0 | 0
Door 2AC2-box-upperright | rich.mitrenga@autodesk.com | 2012-11-14T15:57:40 | box-upperright | Component | Door 2AC2 | -18.144 | 44.9547 | 6.78 | Autodesk Revit Architecture 2013 - 20121003_2115(x64) | Autodesk.Revit.DB.FamilyInstance:OST_Doors:Geometry | n/a | 0 | 0 | 0
Door 2A04-point | rich.mitrenga@autodesk.com | 2012-11-14T15:57:40 | point | Component | Door 2A04 | -2.3485 | 46.3264 | 4.57 | Autodesk Revit Architecture 2013 - 20121003_2115(x64) | Autodesk.Revit.DB.FamilyInstance:OST_Doors:Geometry | n/a | 180 | 0 | 0
Door 2A04-box-lowerleft | rich.mitrenga@autodesk.com | 2012-11-14T15:57:40 | box-lowerleft | Component | Door 2A04 | -2.882 | 46.2394 | 4.57 | Autodesk Revit Architecture 2013 - 20121003_2115(x64) | Autodesk.Revit.DB.FamilyInstance:OST_Doors:Geometry | n/a | 0 | 0 | 0
Door 2A04-box-upperright | rich.mitrenga@autodesk.com | 2012-11-14T15:57:40 | box-upperright | Component | Door 2A04 | -1.815 | 47.3037 | 6.78 | Autodesk Revit Architecture 2013 - 20121003_2115(x64) | Autodesk.Revit.DB.FamilyInstance:OST_Doors:Geometry | n/a | 0 | 0 | 0
Door 2A03-point | rich.mitrenga@autodesk.com | 2012-11-14T15:57:40 | point | Component | Door 2A03 | -4.208 | 43.3519 | 4.57 | Autodesk Revit Architecture 2013 - 20121003_2115(x64) | Autodesk.Revit.DB.FamilyInstance:OST_Doors:Geometry | n/a | 90 | 0 | 0
Door 2A03-box-lowerleft | rich.mitrenga@autodesk.com | 2012-11-14T15:57:40 | box-lowerleft | Component | Door 2A03 | -4.295 | 42.8184 | 4.57 | Autodesk Revit Architecture 2013 - 20121003_2115(x64) | Autodesk.Revit.DB.FamilyInstance:OST_Doors:Geometry | n/a | 0 | 0 | 0
Door 2A03-box-upperright | rich.mitrenga@autodesk.com | 2012-11-14T15:57:40 | box-upperright | Component | Door 2A03 | -3.2307 | 43.8854 | 6.78 | Autodesk Revit Architecture 2013 - 20121003_2115(x64) | Autodesk.Revit.DB.FamilyInstance:OST_Doors:Geometry | n/a | 0 | 0 | 0
Door 2A02-point | rich.mitrenga@autodesk.com | 2012-11-14T15:57:40 | point | Component | Door 2A02 | -2.6885 | 42.7324 | 4.57 | Autodesk Revit Architecture 2013 - 20121003_2115(x64) | Autodesk.Revit.DB.FamilyInstance:OST_Doors:Geometry | n/a | 180 | 0 | 0
Door 2A02-box-lowerleft | rich.mitrenga@autodesk.com | 2012-11-14T15:57:40 | box-lowerleft | Component | Door 2A02 | -3.222 | 41.7552 | 4.57 | Autodesk Revit Architecture 2013 - 20121003_2115(x64) | Autodesk.Revit.DB.FamilyInstance:OST_Doors:Geometry | n/a | 0 | 0 | 0
Door 2A02-box-upperright | rich.mitrenga@autodesk.com | 2012-11-14T15:57:40 | box-upperright | Component | Door 2A02 | -2.155 | 42.8194 | 6.78 | Autodesk Revit Architecture 2013 - 20121003_2115(x64) | Autodesk.Revit.DB.FamilyInstance:OST_Doors:Geometry | n/a | 0 | 0 | 0
Door 2A13-point | rich.mitrenga@autodesk.com | 2012-11-14T15:57:40 | point | Component | Door 2A13 | -8.192 | 44.0379 | 4.57 | Autodesk Revit Architecture 2013 - 20121003_2115(x64) | Autodesk.Revit.DB.FamilyInstance:OST_Doors:Geometry | n/a | 270 | 0 | 0
Door 2A13-box-lowerleft | rich.mitrenga@autodesk.com | 2012-11-14T15:57:40 | box-lowerleft | Component | Door 2A13 | -8.279 | 43.5044 | 4.57 | Autodesk Revit Architecture 2013 - 20121003_2115(x64) | Autodesk.Revit.DB.FamilyInstance:OST_Doors:Geometry | n/a | 0 | 0 | 0
Door 2A13-box-upperright | rich.mitrenga@autodesk.com | 2012-11-14T15:57:40 | box-upperright | Component | Door 2A13 | -7.2147 | 44.5714 | 6.78 | Autodesk Revit Architecture 2013 - 20121003_2115(x64) | Autodesk.Revit.DB.FamilyInstance:OST_Doors:Geometry | n/a | 0 | 0 | 0
Door 2A12-point | rich.mitrenga@autodesk.com | 2012-11-14T15:57:40 | point | Component | Door 2A12 | -10.442 | 44.3629 | 4.57 | Autodesk Revit Architecture 2013 - 20121003_2115(x64) | Autodesk.Revit.DB.FamilyInstance:OST_Doors:Geometry | n/a | 270 | 0 | 0
Door 2A12-box-lowerleft | rich.mitrenga@autodesk.com | 2012-11-14T15:57:40 | box-lowerleft | Component | Door 2A12 | -10.529 | 43.8294 | 4.57 | Autodesk Revit Architecture 2013 - 20121003_2115(x64) | Autodesk.Revit.DB.FamilyInstance:OST_Doors:Geometry | n/a | 0 | 0 | 0
Door 2A12-box-upperright | rich.mitrenga@autodesk.com | 2012-11-14T15:57:40 | box-upperright | Component | Door 2A12 | -9.4647 | 44.8964 | 6.78 | Autodesk Revit Architecture 2013 - 20121003_2115(x64) | Autodesk.Revit.DB.FamilyInstance:OST_Doors:Geometry | n/a | 0 | 0 | 0
Door 2A11A-point | rich.mitrenga@autodesk.com | 2012-11-14T15:57:40 | point | Component | Door 2A11A | -12.4775 | 44.9824 | 4.57 | Autodesk Revit Architecture 2013 - 20121003_2115(x64) | Autodesk.Revit.DB.FamilyInstance:OST_Doors:Geometry | n/a | 0 | 0 | 0
Door 2A11A-box-lowerleft | rich.mitrenga@autodesk.com | 2012-11-14T15:57:40 | box-lowerleft | Component | Door 2A11A | -13.011 | 44.0052 | 4.57 | Autodesk Revit Architecture 2013 - 20121003_2115(x64) | Autodesk.Revit.DB.FamilyInstance:OST_Doors:Geometry | n/a | 0 | 0 | 0
Door 2A11A-box-upperright | rich.mitrenga@autodesk.com | 2012-11-14T15:57:40 | box-upperright | Component | Door 2A11A | -11.944 | 45.0694 | 6.78 | Autodesk Revit Architecture 2013 - 20121003_2115(x64) | Autodesk.Revit.DB.FamilyInstance:OST_Doors:Geometry | n/a | 0 | 0 | 0
Door 2AC5-point | rich.mitrenga@autodesk.com | 2012-11-14T15:57:40 | point | Component | Door 2AC5 | -10.943 | 40.6969 | 4.57 | Autodesk Revit Architecture 2013 - 20121003_2115(x64) | Autodesk.Revit.DB.FamilyInstance:OST_Doors:Geometry | n/a | 270 | 0 | 0
Door 2AC5-box-lowerleft | rich.mitrenga@autodesk.com | 2012-11-14T15:57:40 | box-lowerleft | Component | Door 2AC5 | -11.9203 | 40.1634 | 4.57 | Autodesk Revit Architecture 2013 - 20121003_2115(x64) | Autodesk.Revit.DB.FamilyInstance:OST_Doors:Geometry | n/a | 0 | 0 | 0
Door 2AC5-box-upperright | rich.mitrenga@autodesk.com | 2012-11-14T15:57:40 | box-upperright | Component | Door 2AC5 | -10.856 | 41.2304 | 6.78 | Autodesk Revit Architecture 2013 - 20121003_2115(x64) | Autodesk.Revit.DB.FamilyInstance:OST_Doors:Geometry | n/a | 0 | 0 | 0
Door 2A01-point | rich.mitrenga@autodesk.com | 2012-11-14T15:57:40 | point | Component | Door 2A01 | -4.208 | 39.5094 | 4.57 | Autodesk Revit Architecture 2013 - 20121003_2115(x64) | Autodesk.Revit.DB.FamilyInstance:OST_Doors:Geometry | n/a | 270 | 0 | 0
Door 2A01-box-lowerleft | rich.mitrenga@autodesk.com | 2012-11-14T15:57:40 | box-lowerleft | Component | Door 2A01 | -4.295 | 38.9759 | 4.57 | Autodesk Revit Architecture 2013 - 20121003_2115(x64) | Autodesk.Revit.DB.FamilyInstance:OST_Doors:Geometry | n/a | 0 | 0 | 0
Door 2A01-box-upperright | rich.mitrenga@autodesk.com | 2012-11-14T15:57:40 | box-upperright | Component | Door 2A01 | -3.2307 | 40.0429 | 6.78 | Autodesk Revit Architecture 2013 - 20121003_2115(x64) | Autodesk.Revit.DB.FamilyInstance:OST_Doors:Geometry | n/a | 0 | 0 | 0
Door 2A14-point | rich.mitrenga@autodesk.com | 2012-11-14T15:57:40 | point | Component | Door 2A14 | -4.8275 | 38.8824 | 4.57 | Autodesk Revit Architecture 2013 - 20121003_2115(x64) | Autodesk.Revit.DB.FamilyInstance:OST_Doors:Geometry | n/a | 0 | 0 | 0
Door 2A14-box-lowerleft | rich.mitrenga@autodesk.com | 2012-11-14T15:57:40 | box-lowerleft | Component | Door 2A14 | -5.361 | 37.9052 | 4.57 | Autodesk Revit Architecture 2013 - 20121003_2115(x64) | Autodesk.Revit.DB.FamilyInstance:OST_Doors:Geometry | n/a | 0 | 0 | 0
Door 2A14-box-upperright | rich.mitrenga@autodesk.com | 2012-11-14T15:57:40 | box-upperright | Component | Door 2A14 | -4.294 | 38.9694 | 6.78 | Autodesk Revit Architecture 2013 - 20121003_2115(x64) | Autodesk.Revit.DB.FamilyInstance:OST_Doors:Geometry | n/a | 0 | 0 | 0
Door 2C24-point | rich.mitrenga@autodesk.com | 2012-11-14T15:57:40 | point | Component | Door 2C24 | -21.2125 | 38.5764 | 4.57 | Autodesk Revit Architecture 2013 - 20121003_2115(x64) | Autodesk.Revit.DB.FamilyInstance:OST_Doors:Geometry | n/a | 180 | 0 | 0
Door 2C24-box-lowerleft | rich.mitrenga@autodesk.com | 2012-11-14T15:57:40 | box-lowerleft | Component | Door 2C24 | -21.746 | 38.4894 | 4.57 | Autodesk Revit Architecture 2013 - 20121003_2115(x64) | Autodesk.Revit.DB.FamilyInstance:OST_Doors:Geometry | n/a | 0 | 0 | 0
Door 2C24-box-upperright | rich.mitrenga@autodesk.com | 2012-11-14T15:57:40 | box-upperright | Component | Door 2C24 | -20.679 | 39.5536 | 6.78 | Autodesk Revit Architecture 2013 - 20121003_2115(x64) | Autodesk.Revit.DB.FamilyInstance:OST_Doors:Geometry | n/a | 0 | 0 | 0
Door 2C23-point | rich.mitrenga@autodesk.com | 2012-11-14T15:57:40 | point | Component | Door 2C23 | -21.2325 | 37.1364 | 4.57 | Autodesk Revit Architecture 2013 - 20121003_2115(x64) | Autodesk.Revit.DB.FamilyInstance:OST_Doors:Geometry | n/a | 180 | 0 | 0
Door 2C23-box-lowerleft | rich.mitrenga@autodesk.com | 2012-11-14T15:57:40 | box-lowerleft | Component | Door 2C23 | -21.766 | 36.1592 | 4.57 | Autodesk Revit Architecture 2013 - 20121003_2115(x64) | Autodesk.Revit.DB.FamilyInstance:OST_Doors:Geometry | n/a | 0 | 0 | 0
Door 2C23-box-upperright | rich.mitrenga@autodesk.com | 2012-11-14T15:57:40 | box-upperright | Component | Door 2C23 | -20.699 | 37.2234 | 6.78 | Autodesk Revit Architecture 2013 - 20121003_2115(x64) | Autodesk.Revit.DB.FamilyInstance:OST_Doors:Geometry | n/a | 0 | 0 | 0
Door 2C22-point | rich.mitrenga@autodesk.com | 2012-11-14T15:57:40 | point | Component | Door 2C22 | -31.548 | 36.6829 | 4.57 | Autodesk Revit Architecture 2013 - 20121003_2115(x64) | Autodesk.Revit.DB.FamilyInstance:OST_Doors:Geometry | n/a | 270 | 0 | 0
Door 2C22-box-lowerleft | rich.mitrenga@autodesk.com | 2012-11-14T15:57:40 | box-lowerleft | Component | Door 2C22 | -31.635 | 36.1494 | 4.57 | Autodesk Revit Architecture 2013 - 20121003_2115(x64) | Autodesk.Revit.DB.FamilyInstance:OST_Doors:Geometry | n/a | 0 | 0 | 0
Door 2C22-box-upperright | rich.mitrenga@autodesk.com | 2012-11-14T15:57:40 | box-upperright | Component | Door 2C22 | -30.5707 | 37.2164 | 6.78 | Autodesk Revit Architecture 2013 - 20121003_2115(x64) | Autodesk.Revit.DB.FamilyInstance:OST_Doors:Geometry | n/a | 0 | 0 | 0
Door 2C10-point | rich.mitrenga@autodesk.com | 2012-11-14T15:57:40 | point | Component | Door 2C10 | -34.7775 | 44.9824 | 4.57 | Autodesk Revit Architecture 2013 - 20121003_2115(x64) | Autodesk.Revit.DB.FamilyInstance:OST_Doors:Geometry | n/a | 0 | 0 | 0
Door 2C10-box-lowerleft | rich.mitrenga@autodesk.com | 2012-11-14T15:57:40 | box-lowerleft | Component | Door 2C10 | -35.311 | 44.0052 | 4.57 | Autodesk Revit Architecture 2013 - 20121003_2115(x64) | Autodesk.Revit.DB.FamilyInstance:OST_Doors:Geometry | n/a | 0 | 0 | 0
Door 2C10-box-upperright | rich.mitrenga@autodesk.com | 2012-11-14T15:57:40 | box-upperright | Component | Door 2C10 | -34.244 | 45.0694 | 6.78 | Autodesk Revit Architecture 2013 - 20121003_2115(x64) | Autodesk.Revit.DB.FamilyInstance:OST_Doors:Geometry | n/a | 0 | 0 | 0
Door 2C12-point | rich.mitrenga@autodesk.com | 2012-11-14T15:57:40 | point | Component | Door 2C12 | -37.1215 | 44.9824 | 4.57 | Autodesk Revit Architecture 2013 - 20121003_2115(x64) | Autodesk.Revit.DB.FamilyInstance:OST_Doors:Geometry | n/a | 0 | 0 | 0
Door 2C12-box-lowerleft | rich.mitrenga@autodesk.com | 2012-11-14T15:57:40 | box-lowerleft | Component | Door 2C12 | -37.655 | 44.0052 | 4.57 | Autodesk Revit Architecture 2013 - 20121003_2115(x64) | Autodesk.Revit.DB.FamilyInstance:OST_Doors:Geometry | n/a | 0 | 0 | 0
Door 2C12-box-upperright | rich.mitrenga@autodesk.com | 2012-11-14T15:57:40 | box-upperright | Component | Door 2C12 | -36.588 | 45.0694 | 6.78 | Autodesk Revit Architecture 2013 - 20121003_2115(x64) | Autodesk.Revit.DB.FamilyInstance:OST_Doors:Geometry | n/a | 0 | 0 | 0
Door 2C19-point | rich.mitrenga@autodesk.com | 2012-11-14T15:57:40 | point | Component | Door 2C19 | -33.382 | 40.4769 | 4.57 | Autodesk Revit Architecture 2013 - 20121003_2115(x64) | Autodesk.Revit.DB.FamilyInstance:OST_Doors:Geometry | n/a | 270 | 0 | 0
Door 2C19-box-lowerleft | rich.mitrenga@autodesk.com | 2012-11-14T15:57:40 | box-lowerleft | Component | Door 2C19 | -34.3593 | 39.9434 | 4.57 | Autodesk Revit Architecture 2013 - 20121003_2115(x64) | Autodesk.Revit.DB.FamilyInstance:OST_Doors:Geometry | n/a | 0 | 0 | 0
Door 2C19-box-upperright | rich.mitrenga@autodesk.com | 2012-11-14T15:57:40 | box-upperright | Component | Door 2C19 | -33.295 | 41.0104 | 6.78 | Autodesk Revit Architecture 2013 - 20121003_2115(x64) | Autodesk.Revit.DB.FamilyInstance:OST_Doors:Geometry | n/a | 0 | 0 | 0
Door 2C18-point | rich.mitrenga@autodesk.com | 2012-11-14T15:57:40 | point | Component | Door 2C18 | -42.9385 | 38.4564 | 4.57 | Autodesk Revit Architecture 2013 - 20121003_2115(x64) | Autodesk.Revit.DB.FamilyInstance:OST_Doors:Geometry | n/a | 0 | 0 | 0
Door 2C18-box-lowerleft | rich.mitrenga@autodesk.com | 2012-11-14T15:57:40 | box-lowerleft | Component | Door 2C18 | -43.472 | 37.4792 | 4.57 | Autodesk Revit Architecture 2013 - 20121003_2115(x64) | Autodesk.Revit.DB.FamilyInstance:OST_Doors:Geometry | n/a | 0 | 0 | 0
Door 2C18-box-upperright | rich.mitrenga@autodesk.com | 2012-11-14T15:57:40 | box-upperright | Component | Door 2C18 | -42.405 | 38.5434 | 6.78 | Autodesk Revit Architecture 2013 - 20121003_2115(x64) | Autodesk.Revit.DB.FamilyInstance:OST_Doors:Geometry | n/a | 0 | 0 | 0
Door 2CC1-point | rich.mitrenga@autodesk.com | 2012-11-14T15:57:40 | point | Component | Door 2CC1 | -32.7625 | 34.7964 | 4.57 | Autodesk Revit Architecture 2013 - 20121003_2115(x64) | Autodesk.Revit.DB.FamilyInstance:OST_Doors:Geometry | n/a | 180 | 0 | 0
Door 2CC1-box-lowerleft | rich.mitrenga@autodesk.com | 2012-11-14T15:57:40 | box-lowerleft | Component | Door 2CC1 | -33.296 | 34.7094 | 4.57 | Autodesk Revit Architecture 2013 - 20121003_2115(x64) | Autodesk.Revit.DB.FamilyInstance:OST_Doors:Geometry | n/a | 0 | 0 | 0
Door 2CC1-box-upperright | rich.mitrenga@autodesk.com | 2012-11-14T15:57:40 | box-upperright | Component | Door 2CC1 | -32.229 | 35.7736 | 6.78 | Autodesk Revit Architecture 2013 - 20121003_2115(x64) | Autodesk.Revit.DB.FamilyInstance:OST_Doors:Geometry | n/a | 0 | 0 | 0
Door 2D09-point | rich.mitrenga@autodesk.com | 2012-11-14T15:57:40 | point | Component | Door 2D09 | -43.6675 | 17.9524 | 4.57 | Autodesk Revit Architecture 2013 - 20121003_2115(x64) | Autodesk.Revit.DB.FamilyInstance:OST_Doors:Geometry | n/a | 0 | 0 | 0
Door 2D09-box-lowerleft | rich.mitrenga@autodesk.com | 2012-11-14T15:57:40 | box-lowerleft | Component | Door 2D09 | -44.201 | 17.8654 | 4.57 | Autodesk Revit Architecture 2013 - 20121003_2115(x64) | Autodesk.Revit.DB.FamilyInstance:OST_Doors:Geometry | n/a | 0 | 0 | 0
Door 2D09-box-upperright | rich.mitrenga@autodesk.com | 2012-11-14T15:57:40 | box-upperright | Component | Door 2D09 | -43.134 | 18.9297 | 6.78 | Autodesk Revit Architecture 2013 - 20121003_2115(x64) | Autodesk.Revit.DB.FamilyInstance:OST_Doors:Geometry | n/a | 0 | 0 | 0
Door 2D08-point | rich.mitrenga@autodesk.com | 2012-11-14T15:57:40 | point | Component | Door 2D08 | -42.4685 | 18.2864 | 4.57 | Autodesk Revit Architecture 2013 - 20121003_2115(x64) | Autodesk.Revit.DB.FamilyInstance:OST_Doors:Geometry | n/a | 180 | 0 | 0
Door 2D08-box-lowerleft | rich.mitrenga@autodesk.com | 2012-11-14T15:57:40 | box-lowerleft | Component | Door 2D08 | -43.002 | 18.1994 | 4.57 | Autodesk Revit Architecture 2013 - 20121003_2115(x64) | Autodesk.Revit.DB.FamilyInstance:OST_Doors:Geometry | n/a | 0 | 0 | 0
Door 2D08-box-upperright | rich.mitrenga@autodesk.com | 2012-11-14T15:57:40 | box-upperright | Component | Door 2D08 | -41.935 | 19.2637 | 6.78 | Autodesk Revit Architecture 2013 - 20121003_2115(x64) | Autodesk.Revit.DB.FamilyInstance:OST_Doors:Geometry | n/a | 0 | 0 | 0
Door 2D07-point | rich.mitrenga@autodesk.com | 2012-11-14T15:57:40 | point | Component | Door 2D07 | -37.7815 | 18.2864 | 4.57 | Autodesk Revit Architecture 2013 - 20121003_2115(x64) | Autodesk.Revit.DB.FamilyInstance:OST_Doors:Geometry | n/a | 0 | 0 | 0
Door 2D07-box-lowerleft | rich.mitrenga@autodesk.com | 2012-11-14T15:57:40 | box-lowerleft | Component | Door 2D07 | -38.315 | 18.1994 | 4.57 | Autodesk Revit Architecture 2013 - 20121003_2115(x64) | Autodesk.Revit.DB.FamilyInstance:OST_Doors:Geometry | n/a | 0 | 0 | 0
Door 2D07-box-upperright | rich.mitrenga@autodesk.com | 2012-11-14T15:57:40 | box-upperright | Component | Door 2D07 | -37.248 | 19.2637 | 6.78 | Autodesk Revit Architecture 2013 - 20121003_2115(x64) | Autodesk.Revit.DB.FamilyInstance:OST_Doors:Geometry | n/a | 0 | 0 | 0
Door 2D06-point | rich.mitrenga@autodesk.com | 2012-11-14T15:57:40 | point | Component | Door 2D06 | -36.1225 | 18.2864 | 4.57 | Autodesk Revit Architecture 2013 - 20121003_2115(x64) | Autodesk.Revit.DB.FamilyInstance:OST_Doors:Geometry | n/a | 180 | 0 | 0
Door 2D06-box-lowerleft | rich.mitrenga@autodesk.com | 2012-11-14T15:57:40 | box-lowerleft | Component | Door 2D06 | -36.656 | 18.1994 | 4.57 | Autodesk Revit Architecture 2013 - 20121003_2115(x64) | Autodesk.Revit.DB.FamilyInstance:OST_Doors:Geometry | n/a | 0 | 0 | 0
Door 2D06-box-upperright | rich.mitrenga@autodesk.com | 2012-11-14T15:57:40 | box-upperright | Component | Door 2D06 | -35.589 | 19.2637 | 6.78 | Autodesk Revit Architecture 2013 - 20121003_2115(x64) | Autodesk.Revit.DB.FamilyInstance:OST_Doors:Geometry | n/a | 0 | 0 | 0
Door 2DC2-point | rich.mitrenga@autodesk.com | 2012-11-14T15:57:40 | point | Component | Door 2DC2 | -32.7625 | 18.2864 | 4.57 | Autodesk Revit Architecture 2013 - 20121003_2115(x64) | Autodesk.Revit.DB.FamilyInstance:OST_Doors:Geometry | n/a | 180 | 0 | 0
Door 2DC2-box-lowerleft | rich.mitrenga@autodesk.com | 2012-11-14T15:57:40 | box-lowerleft | Component | Door 2DC2 | -33.296 | 17.3092 | 4.57 | Autodesk Revit Architecture 2013 - 20121003_2115(x64) | Autodesk.Revit.DB.FamilyInstance:OST_Doors:Geometry | n/a | 0 | 0 | 0
Door 2DC2-box-upperright | rich.mitrenga@autodesk.com | 2012-11-14T15:57:40 | box-upperright | Component | Door 2DC2 | -32.229 | 18.3734 | 6.78 | Autodesk Revit Architecture 2013 - 20121003_2115(x64) | Autodesk.Revit.DB.FamilyInstance:OST_Doors:Geometry | n/a | 0 | 0 | 0
Door 2D06A-point | rich.mitrenga@autodesk.com | 2012-11-14T15:57:40 | point | Component | Door 2D06A | -33.382 | 19.7319 | 4.57 | Autodesk Revit Architecture 2013 - 20121003_2115(x64) | Autodesk.Revit.DB.FamilyInstance:OST_Doors:Geometry | n/a | 90 | 0 | 0
Door 2D06A-box-lowerleft | rich.mitrenga@autodesk.com | 2012-11-14T15:57:40 | box-lowerleft | Component | Door 2D06A | -34.3593 | 19.1984 | 4.57 | Autodesk Revit Architecture 2013 - 20121003_2115(x64) | Autodesk.Revit.DB.FamilyInstance:OST_Doors:Geometry | n/a | 0 | 0 | 0
Door 2D06A-box-upperright | rich.mitrenga@autodesk.com | 2012-11-14T15:57:40 | box-upperright | Component | Door 2D06A | -33.295 | 20.2654 | 6.78 | Autodesk Revit Architecture 2013 - 20121003_2115(x64) | Autodesk.Revit.DB.FamilyInstance:OST_Doors:Geometry | n/a | 0 | 0 | 0
Door 2D04A-point | rich.mitrenga@autodesk.com | 2012-11-14T15:57:40 | point | Component | Door 2D04A | -27.003 | 21.7959 | 4.57 | Autodesk Revit Architecture 2013 - 20121003_2115(x64) | Autodesk.Revit.DB.FamilyInstance:OST_Doors:Geometry | n/a | 90 | 0 | 0
Door 2D04A-box-lowerleft | rich.mitrenga@autodesk.com | 2012-11-14T15:57:40 | box-lowerleft | Component | Door 2D04A | -27.09 | 21.2624 | 4.57 | Autodesk Revit Architecture 2013 - 20121003_2115(x64) | Autodesk.Revit.DB.FamilyInstance:OST_Doors:Geometry | n/a | 0 | 0 | 0
Door 2D04A-box-upperright | rich.mitrenga@autodesk.com | 2012-11-14T15:57:40 | box-upperright | Component | Door 2D04A | -26.0257 | 22.3294 | 6.78 | Autodesk Revit Architecture 2013 - 20121003_2115(x64) | Autodesk.Revit.DB.FamilyInstance:OST_Doors:Geometry | n/a | 0 | 0 | 0
Door 2D04-point | rich.mitrenga@autodesk.com | 2012-11-14T15:57:40 | point | Component | Door 2D04 | -24.7525 | 21.2164 | 4.57 | Autodesk Revit Architecture 2013 - 20121003_2115(x64) | Autodesk.Revit.DB.FamilyInstance:OST_Doors:Geometry | n/a | 0 | 0 | 0
Door 2D04-box-lowerleft | rich.mitrenga@autodesk.com | 2012-11-14T15:57:40 | box-lowerleft | Component | Door 2D04 | -25.286 | 21.1294 | 4.57 | Autodesk Revit Architecture 2013 - 20121003_2115(x64) | Autodesk.Revit.DB.FamilyInstance:OST_Doors:Geometry | n/a | 0 | 0 | 0
Door 2D04-box-upperright | rich.mitrenga@autodesk.com | 2012-11-14T15:57:40 | box-upperright | Component | Door 2D04 | -24.219 | 22.1937 | 6.78 | Autodesk Revit Architecture 2013 - 20121003_2115(x64) | Autodesk.Revit.DB.FamilyInstance:OST_Doors:Geometry | n/a | 0 | 0 | 0
Door 2D01-point | rich.mitrenga@autodesk.com | 2012-11-14T15:57:40 | point | Component | Door 2D01 | -24.133 | 22.9429 | 4.57 | Autodesk Revit Architecture 2013 - 20121003_2115(x64) | Autodesk.Revit.DB.FamilyInstance:OST_Doors:Geometry | n/a | 270 | 0 | 0
Door 2D01-box-lowerleft | rich.mitrenga@autodesk.com | 2012-11-14T15:57:40 | box-lowerleft | Component | Door 2D01 | -24.22 | 22.4094 | 4.57 | Autodesk Revit Architecture 2013 - 20121003_2115(x64) | Autodesk.Revit.DB.FamilyInstance:OST_Doors:Geometry | n/a | 0 | 0 | 0
Door 2D01-box-upperright | rich.mitrenga@autodesk.com | 2012-11-14T15:57:40 | box-upperright | Component | Door 2D01 | -23.1557 | 23.4764 | 6.78 | Autodesk Revit Architecture 2013 - 20121003_2115(x64) | Autodesk.Revit.DB.FamilyInstance:OST_Doors:Geometry | n/a | 0 | 0 | 0
Door 2D02-point | rich.mitrenga@autodesk.com | 2012-11-14T15:57:40 | point | Component | Door 2D02 | -24.133 | 24.1419 | 4.57 | Autodesk Revit Architecture 2013 - 20121003_2115(x64) | Autodesk.Revit.DB.FamilyInstance:OST_Doors:Geometry | n/a | 90 | 0 | 0
Door 2D02-box-lowerleft | rich.mitrenga@autodesk.com | 2012-11-14T15:57:40 | box-lowerleft | Component | Door 2D02 | -24.22 | 23.6084 | 4.57 | Autodesk Revit Architecture 2013 - 20121003_2115(x64) | Autodesk.Revit.DB.FamilyInstance:OST_Doors:Geometry | n/a | 0 | 0 | 0
Door 2D02-box-upperright | rich.mitrenga@autodesk.com | 2012-11-14T15:57:40 | box-upperright | Component | Door 2D02 | -23.1557 | 24.6754 | 6.78 | Autodesk Revit Architecture 2013 - 20121003_2115(x64) | Autodesk.Revit.DB.FamilyInstance:OST_Doors:Geometry | n/a | 0 | 0 | 0
Door 2D03-point | rich.mitrenga@autodesk.com | 2012-11-14T15:57:40 | point | Component | Door 2D03 | -24.133 | 26.6659 | 4.57 | Autodesk Revit Architecture 2013 - 20121003_2115(x64) | Autodesk.Revit.DB.FamilyInstance:OST_Doors:Geometry | n/a | 90 | 0 | 0
Door 2D03-box-lowerleft | rich.mitrenga@autodesk.com | 2012-11-14T15:57:40 | box-lowerleft | Component | Door 2D03 | -24.22 | 26.1324 | 4.57 | Autodesk Revit Architecture 2013 - 20121003_2115(x64) | Autodesk.Revit.DB.FamilyInstance:OST_Doors:Geometry | n/a | 0 | 0 | 0
Door 2D03-box-upperright | rich.mitrenga@autodesk.com | 2012-11-14T15:57:40 | box-upperright | Component | Door 2D03 | -23.1557 | 27.1994 | 6.78 | Autodesk Revit Architecture 2013 - 20121003_2115(x64) | Autodesk.Revit.DB.FamilyInstance:OST_Doors:Geometry | n/a | 0 | 0 | 0
Door 2BC2-point | rich.mitrenga@autodesk.com | 2012-11-14T15:57:40 | point | Component | Door 2BC2 | -19.2725 | 22.9124 | 4.57 | Autodesk Revit Architecture 2013 - 20121003_2115(x64) | Autodesk.Revit.DB.FamilyInstance:OST_Doors:Geometry | n/a | 180 | 0 | 0
Door 2BC2-box-lowerleft | rich.mitrenga@autodesk.com | 2012-11-14T15:57:40 | box-lowerleft | Component | Door 2BC2 | -19.806 | 21.9352 | 4.57 | Autodesk Revit Architecture 2013 - 20121003_2115(x64) | Autodesk.Revit.DB.FamilyInstance:OST_Doors:Geometry | n/a | 0 | 0 | 0
Door 2BC2-box-upperright | rich.mitrenga@autodesk.com | 2012-11-14T15:57:40 | box-upperright | Component | Door 2BC2 | -18.739 | 22.9994 | 6.78 | Autodesk Revit Architecture 2013 - 20121003_2115(x64) | Autodesk.Revit.DB.FamilyInstance:OST_Doors:Geometry | n/a | 0 | 0 | 0
Door 2BC1-point | rich.mitrenga@autodesk.com | 2012-11-14T15:57:40 | point | Component | Door 2BC1 | -16.768 | 24.9269 | 4.57 | Autodesk Revit Architecture 2013 - 20121003_2115(x64) | Autodesk.Revit.DB.FamilyInstance:OST_Doors:Geometry | n/a | 270 | 0 | 0
Door 2BC1-box-lowerleft | rich.mitrenga@autodesk.com | 2012-11-14T15:57:40 | box-lowerleft | Component | Door 2BC1 | -17.7453 | 24.3934 | 4.57 | Autodesk Revit Architecture 2013 - 20121003_2115(x64) | Autodesk.Revit.DB.FamilyInstance:OST_Doors:Geometry | n/a | 0 | 0 | 0
Door 2BC1-box-upperright | rich.mitrenga@autodesk.com | 2012-11-14T15:57:40 | box-upperright | Component | Door 2BC1 | -16.681 | 25.4604 | 6.78 | Autodesk Revit Architecture 2013 - 20121003_2115(x64) | Autodesk.Revit.DB.FamilyInstance:OST_Doors:Geometry | n/a | 0 | 0 | 0
Door 2BC6-point | rich.mitrenga@autodesk.com | 2012-11-14T15:57:40 | point | Component | Door 2BC6 | -12.948 | 23.5319 | 4.57 | Autodesk Revit Architecture 2013 - 20121003_2115(x64) | Autodesk.Revit.DB.FamilyInstance:OST_Doors:Geometry | n/a | 90 | 0 | 0
Door 2BC6-box-lowerleft | rich.mitrenga@autodesk.com | 2012-11-14T15:57:40 | box-lowerleft | Component | Door 2BC6 | -13.9253 | 22.9984 | 4.57 | Autodesk Revit Architecture 2013 - 20121003_2115(x64) | Autodesk.Revit.DB.FamilyInstance:OST_Doors:Geometry | n/a | 0 | 0 | 0
Door 2BC6-box-upperright | rich.mitrenga@autodesk.com | 2012-11-14T15:57:40 | box-upperright | Component | Door 2BC6 | -12.861 | 24.0654 | 6.78 | Autodesk Revit Architecture 2013 - 20121003_2115(x64) | Autodesk.Revit.DB.FamilyInstance:OST_Doors:Geometry | n/a | 0 | 0 | 0
Door 2B10-point | rich.mitrenga@autodesk.com | 2012-11-14T15:57:40 | point | Component | Door 2B10 | -12.393 | 22.9124 | 4.57 | Autodesk Revit Architecture 2013 - 20121003_2115(x64) | Autodesk.Revit.DB.FamilyInstance:OST_Doors:Geometry | n/a | 0 | 0 | 0
Door 2B10-box-lowerleft | rich.mitrenga@autodesk.com | 2012-11-14T15:57:40 | box-lowerleft | Component | Door 2B10 | -12.9265 | 21.9352 | 4.57 | Autodesk Revit Architecture 2013 - 20121003_2115(x64) | Autodesk.Revit.DB.FamilyInstance:OST_Doors:Geometry | n/a | 0 | 0 | 0
Door 2B10-box-upperright | rich.mitrenga@autodesk.com | 2012-11-14T15:57:40 | box-upperright | Component | Door 2B10 | -11.8595 | 22.9994 | 6.78 | Autodesk Revit Architecture 2013 - 20121003_2115(x64) | Autodesk.Revit.DB.FamilyInstance:OST_Doors:Geometry | n/a | 0 | 0 | 0
Door 2B09-point | rich.mitrenga@autodesk.com | 2012-11-14T15:57:40 | point | Component | Door 2B09 | -11.7725 | 24.7464 | 4.57 | Autodesk Revit Architecture 2013 - 20121003_2115(x64) | Autodesk.Revit.DB.FamilyInstance:OST_Doors:Geometry | n/a | 180 | 0 | 0
Door 2B09-box-lowerleft | rich.mitrenga@autodesk.com | 2012-11-14T15:57:40 | box-lowerleft | Component | Door 2B09 | -12.306 | 24.6594 | 4.57 | Autodesk Revit Architecture 2013 - 20121003_2115(x64) | Autodesk.Revit.DB.FamilyInstance:OST_Doors:Geometry | n/a | 0 | 0 | 0
Door 2B09-box-upperright | rich.mitrenga@autodesk.com | 2012-11-14T15:57:40 | box-upperright | Component | Door 2B09 | -11.239 | 25.7237 | 6.78 | Autodesk Revit Architecture 2013 - 20121003_2115(x64) | Autodesk.Revit.DB.FamilyInstance:OST_Doors:Geometry | n/a | 0 | 0 | 0
Door 2B08-point | rich.mitrenga@autodesk.com | 2012-11-14T15:57:40 | point | Component | Door 2B08 | -9.8075 | 22.9124 | 4.57 | Autodesk Revit Architecture 2013 - 20121003_2115(x64) | Autodesk.Revit.DB.FamilyInstance:OST_Doors:Geometry | n/a | 0 | 0 | 0
Door 2B08-box-lowerleft | rich.mitrenga@autodesk.com | 2012-11-14T15:57:40 | box-lowerleft | Component | Door 2B08 | -10.341 | 21.9352 | 4.57 | Autodesk Revit Architecture 2013 - 20121003_2115(x64) | Autodesk.Revit.DB.FamilyInstance:OST_Doors:Geometry | n/a | 0 | 0 | 0
Door 2B08-box-upperright | rich.mitrenga@autodesk.com | 2012-11-14T15:57:40 | box-upperright | Component | Door 2B08 | -9.274 | 22.9994 | 6.78 | Autodesk Revit Architecture 2013 - 20121003_2115(x64) | Autodesk.Revit.DB.FamilyInstance:OST_Doors:Geometry | n/a | 0 | 0 | 0
Door 2B06-point | rich.mitrenga@autodesk.com | 2012-11-14T15:57:40 | point | Component | Door 2B06 | -8.6085 | 22.9124 | 4.57 | Autodesk Revit Architecture 2013 - 20121003_2115(x64) | Autodesk.Revit.DB.FamilyInstance:OST_Doors:Geometry | n/a | 180 | 0 | 0
Door 2B06-box-lowerleft | rich.mitrenga@autodesk.com | 2012-11-14T15:57:40 | box-lowerleft | Component | Door 2B06 | -9.142 | 21.9352 | 4.57 | Autodesk Revit Architecture 2013 - 20121003_2115(x64) | Autodesk.Revit.DB.FamilyInstance:OST_Doors:Geometry | n/a | 0 | 0 | 0
Door 2B06-box-upperright | rich.mitrenga@autodesk.com | 2012-11-14T15:57:40 | box-upperright | Component | Door 2B06 | -8.075 | 22.9994 | 6.78 | Autodesk Revit Architecture 2013 - 20121003_2115(x64) | Autodesk.Revit.DB.FamilyInstance:OST_Doors:Geometry | n/a | 0 | 0 | 0
Door 2B07-point | rich.mitrenga@autodesk.com | 2012-11-14T15:57:40 | point | Component | Door 2B07 | -7.2715 | 24.7464 | 4.57 | Autodesk Revit Architecture 2013 - 20121003_2115(x64) | Autodesk.Revit.DB.FamilyInstance:OST_Doors:Geometry | n/a | 0 | 0 | 0
Door 2B07-box-lowerleft | rich.mitrenga@autodesk.com | 2012-11-14T15:57:40 | box-lowerleft | Component | Door 2B07 | -7.805 | 24.6594 | 4.57 | Autodesk Revit Architecture 2013 - 20121003_2115(x64) | Autodesk.Revit.DB.FamilyInstance:OST_Doors:Geometry | n/a | 0 | 0 | 0
Door 2B07-box-upperright | rich.mitrenga@autodesk.com | 2012-11-14T15:57:40 | box-upperright | Component | Door 2B07 | -6.738 | 25.7237 | 6.78 | Autodesk Revit Architecture 2013 - 20121003_2115(x64) | Autodesk.Revit.DB.FamilyInstance:OST_Doors:Geometry | n/a | 0 | 0 | 0
Door 2B04-point | rich.mitrenga@autodesk.com | 2012-11-14T15:57:40 | point | Component | Door 2B04 | -6.0725 | 24.7464 | 4.57 | Autodesk Revit Architecture 2013 - 20121003_2115(x64) | Autodesk.Revit.DB.FamilyInstance:OST_Doors:Geometry | n/a | 180 | 0 | 0
Door 2B04-box-lowerleft | rich.mitrenga@autodesk.com | 2012-11-14T15:57:40 | box-lowerleft | Component | Door 2B04 | -6.606 | 24.6594 | 4.57 | Autodesk Revit Architecture 2013 - 20121003_2115(x64) | Autodesk.Revit.DB.FamilyInstance:OST_Doors:Geometry | n/a | 0 | 0 | 0
Door 2B04-box-upperright | rich.mitrenga@autodesk.com | 2012-11-14T15:57:40 | box-upperright | Component | Door 2B04 | -5.539 | 25.7237 | 6.78 | Autodesk Revit Architecture 2013 - 20121003_2115(x64) | Autodesk.Revit.DB.FamilyInstance:OST_Doors:Geometry | n/a | 0 | 0 | 0
Door 2B05-point | rich.mitrenga@autodesk.com | 2012-11-14T15:57:40 | point | Component | Door 2B05 | -5.262 | 20.6959 | 4.57 | Autodesk Revit Architecture 2013 - 20121003_2115(x64) | Autodesk.Revit.DB.FamilyInstance:OST_Doors:Geometry | n/a | 90 | 0 | 0
Door 2B05-box-lowerleft | rich.mitrenga@autodesk.com | 2012-11-14T15:57:40 | box-lowerleft | Component | Door 2B05 | -6.2393 | 20.1624 | 4.57 | Autodesk Revit Architecture 2013 - 20121003_2115(x64) | Autodesk.Revit.DB.FamilyInstance:OST_Doors:Geometry | n/a | 0 | 0 | 0
Door 2B05-box-upperright | rich.mitrenga@autodesk.com | 2012-11-14T15:57:40 | box-upperright | Component | Door 2B05 | -5.175 | 21.2294 | 6.78 | Autodesk Revit Architecture 2013 - 20121003_2115(x64) | Autodesk.Revit.DB.FamilyInstance:OST_Doors:Geometry | n/a | 0 | 0 | 0
Door 2BC4-point | rich.mitrenga@autodesk.com | 2012-11-14T15:57:40 | point | Component | Door 2BC4 | -4.0475 | 21.339 | 4.57 | Autodesk Revit Architecture 2013 - 20121003_2115(x64) | Autodesk.Revit.DB.FamilyInstance:OST_Doors:Geometry | n/a | 0 | 0 | 0
Door 2BC4-box-lowerleft | rich.mitrenga@autodesk.com | 2012-11-14T15:57:40 | box-lowerleft | Component | Door 2BC4 | -4.581 | 20.3618 | 4.57 | Autodesk Revit Architecture 2013 - 20121003_2115(x64) | Autodesk.Revit.DB.FamilyInstance:OST_Doors:Geometry | n/a | 0 | 0 | 0
Door 2BC4-box-upperright | rich.mitrenga@autodesk.com | 2012-11-14T15:57:40 | box-upperright | Component | Door 2BC4 | -3.514 | 21.426 | 6.78 | Autodesk Revit Architecture 2013 - 20121003_2115(x64) | Autodesk.Revit.DB.FamilyInstance:OST_Doors:Geometry | n/a | 0 | 0 | 0
Door 2B01-point | rich.mitrenga@autodesk.com | 2012-11-14T15:57:40 | point | Component | Door 2B01 | -3.428 | 22.7429 | 4.57 | Autodesk Revit Architecture 2013 - 20121003_2115(x64) | Autodesk.Revit.DB.FamilyInstance:OST_Doors:Geometry | n/a | 270 | 0 | 0
Door 2B01-box-lowerleft | rich.mitrenga@autodesk.com | 2012-11-14T15:57:40 | box-lowerleft | Component | Door 2B01 | -3.515 | 22.2094 | 4.57 | Autodesk Revit Architecture 2013 - 20121003_2115(x64) | Autodesk.Revit.DB.FamilyInstance:OST_Doors:Geometry | n/a | 0 | 0 | 0
Door 2B01-box-upperright | rich.mitrenga@autodesk.com | 2012-11-14T15:57:40 | box-upperright | Component | Door 2B01 | -2.4507 | 23.2764 | 6.78 | Autodesk Revit Architecture 2013 - 20121003_2115(x64) | Autodesk.Revit.DB.FamilyInstance:OST_Doors:Geometry | n/a | 0 | 0 | 0
Door 2B03-point | rich.mitrenga@autodesk.com | 2012-11-14T15:57:40 | point | Component | Door 2B03 | -3.2325 | 24.7464 | 4.57 | Autodesk Revit Architecture 2013 - 20121003_2115(x64) | Autodesk.Revit.DB.FamilyInstance:OST_Doors:Geometry | n/a | 180 | 0 | 0
Door 2B03-box-lowerleft | rich.mitrenga@autodesk.com | 2012-11-14T15:57:40 | box-lowerleft | Component | Door 2B03 | -3.766 | 24.6594 | 4.57 | Autodesk Revit Architecture 2013 - 20121003_2115(x64) | Autodesk.Revit.DB.FamilyInstance:OST_Doors:Geometry | n/a | 0 | 0 | 0
Door 2B03-box-upperright | rich.mitrenga@autodesk.com | 2012-11-14T15:57:40 | box-upperright | Component | Door 2B03 | -2.699 | 25.7237 | 6.78 | Autodesk Revit Architecture 2013 - 20121003_2115(x64) | Autodesk.Revit.DB.FamilyInstance:OST_Doors:Geometry | n/a | 0 | 0 | 0
Door 2B02-point | rich.mitrenga@autodesk.com | 2012-11-14T15:57:40 | point | Component | Door 2B02 | -1.748 | 24.1269 | 4.57 | Autodesk Revit Architecture 2013 - 20121003_2115(x64) | Autodesk.Revit.DB.FamilyInstance:OST_Doors:Geometry | n/a | 270 | 0 | 0
Door 2B02-box-lowerleft | rich.mitrenga@autodesk.com | 2012-11-14T15:57:40 | box-lowerleft | Component | Door 2B02 | -2.7253 | 23.5934 | 4.57 | Autodesk Revit Architecture 2013 - 20121003_2115(x64) | Autodesk.Revit.DB.FamilyInstance:OST_Doors:Geometry | n/a | 0 | 0 | 0
Door 2B02-box-upperright | rich.mitrenga@autodesk.com | 2012-11-14T15:57:40 | box-upperright | Component | Door 2B02 | -1.661 | 24.6604 | 6.78 | Autodesk Revit Architecture 2013 - 20121003_2115(x64) | Autodesk.Revit.DB.FamilyInstance:OST_Doors:Geometry | n/a | 0 | 0 | 0
Door 2B24-point | rich.mitrenga@autodesk.com | 2012-11-14T15:57:40 | point | Component | Door 2B24 | -3.428 | 18.4854 | 4.57 | Autodesk Revit Architecture 2013 - 20121003_2115(x64) | Autodesk.Revit.DB.FamilyInstance:OST_Doors:Geometry | n/a | 90 | 0 | 0
Door 2B24-box-lowerleft | rich.mitrenga@autodesk.com | 2012-11-14T15:57:40 | box-lowerleft | Component | Door 2B24 | -3.515 | 17.9519 | 4.57 | Autodesk Revit Architecture 2013 - 20121003_2115(x64) | Autodesk.Revit.DB.FamilyInstance:OST_Doors:Geometry | n/a | 0 | 0 | 0
Door 2B24-box-upperright | rich.mitrenga@autodesk.com | 2012-11-14T15:57:40 | box-upperright | Component | Door 2B24 | -2.4507 | 19.0189 | 6.78 | Autodesk Revit Architecture 2013 - 20121003_2115(x64) | Autodesk.Revit.DB.FamilyInstance:OST_Doors:Geometry | n/a | 0 | 0 | 0
Door 2B25-point | rich.mitrenga@autodesk.com | 2012-11-14T15:57:40 | point | Component | Door 2B25 | -5.262 | 19.4969 | 4.57 | Autodesk Revit Architecture 2013 - 20121003_2115(x64) | Autodesk.Revit.DB.FamilyInstance:OST_Doors:Geometry | n/a | 270 | 0 | 0
Door 2B25-box-lowerleft | rich.mitrenga@autodesk.com | 2012-11-14T15:57:40 | box-lowerleft | Component | Door 2B25 | -6.2393 | 18.9634 | 4.57 | Autodesk Revit Architecture 2013 - 20121003_2115(x64) | Autodesk.Revit.DB.FamilyInstance:OST_Doors:Geometry | n/a | 0 | 0 | 0
Door 2B25-box-upperright | rich.mitrenga@autodesk.com | 2012-11-14T15:57:40 | box-upperright | Component | Door 2B25 | -5.175 | 20.0304 | 6.78 | Autodesk Revit Architecture 2013 - 20121003_2115(x64) | Autodesk.Revit.DB.FamilyInstance:OST_Doors:Geometry | n/a | 0 | 0 | 0
Door 2B23-point | rich.mitrenga@autodesk.com | 2012-11-14T15:57:40 | point | Component | Door 2B23 | -3.428 | 15.5459 | 4.57 | Autodesk Revit Architecture 2013 - 20121003_2115(x64) | Autodesk.Revit.DB.FamilyInstance:OST_Doors:Geometry | n/a | 90 | 0 | 0
Door 2B23-box-lowerleft | rich.mitrenga@autodesk.com | 2012-11-14T15:57:40 | box-lowerleft | Component | Door 2B23 | -3.515 | 15.0124 | 4.57 | Autodesk Revit Architecture 2013 - 20121003_2115(x64) | Autodesk.Revit.DB.FamilyInstance:OST_Doors:Geometry | n/a | 0 | 0 | 0
Door 2B23-box-upperright | rich.mitrenga@autodesk.com | 2012-11-14T15:57:40 | box-upperright | Component | Door 2B23 | -2.4507 | 16.0794 | 6.78 | Autodesk Revit Architecture 2013 - 20121003_2115(x64) | Autodesk.Revit.DB.FamilyInstance:OST_Doors:Geometry | n/a | 0 | 0 | 0
Door 2B19-point | rich.mitrenga@autodesk.com | 2012-11-14T15:57:40 | point | Component | Door 2B19 | -5.262 | 16.6029 | 4.57 | Autodesk Revit Architecture 2013 - 20121003_2115(x64) | Autodesk.Revit.DB.FamilyInstance:OST_Doors:Geometry | n/a | 270 | 0 | 0
Door 2B19-box-lowerleft | rich.mitrenga@autodesk.com | 2012-11-14T15:57:40 | box-lowerleft | Component | Door 2B19 | -6.2393 | 16.0694 | 4.57 | Autodesk Revit Architecture 2013 - 20121003_2115(x64) | Autodesk.Revit.DB.FamilyInstance:OST_Doors:Geometry | n/a | 0 | 0 | 0
Door 2B19-box-upperright | rich.mitrenga@autodesk.com | 2012-11-14T15:57:40 | box-upperright | Component | Door 2B19 | -5.175 | 17.1364 | 6.78 | Autodesk Revit Architecture 2013 - 20121003_2115(x64) | Autodesk.Revit.DB.FamilyInstance:OST_Doors:Geometry | n/a | 0 | 0 | 0
Door 2B22-point | rich.mitrenga@autodesk.com | 2012-11-14T15:57:40 | point | Component | Door 2B22 | -2.402 | 13.3659 | 4.57 | Autodesk Revit Architecture 2013 - 20121003_2115(x64) | Autodesk.Revit.DB.FamilyInstance:OST_Doors:Geometry | n/a | 90 | 0 | 0
Door 2B22-box-lowerleft | rich.mitrenga@autodesk.com | 2012-11-14T15:57:40 | box-lowerleft | Component | Door 2B22 | -2.489 | 12.8324 | 4.57 | Autodesk Revit Architecture 2013 - 20121003_2115(x64) | Autodesk.Revit.DB.FamilyInstance:OST_Doors:Geometry | n/a | 0 | 0 | 0
Door 2B22-box-upperright | rich.mitrenga@autodesk.com | 2012-11-14T15:57:40 | box-upperright | Component | Door 2B22 | -1.4247 | 13.8994 | 6.78 | Autodesk Revit Architecture 2013 - 20121003_2115(x64) | Autodesk.Revit.DB.FamilyInstance:OST_Doors:Geometry | n/a | 0 | 0 | 0
Door 2B21-point | rich.mitrenga@autodesk.com | 2012-11-14T15:57:40 | point | Component | Door 2B21 | -2.957 | 12.718 | 4.57 | Autodesk Revit Architecture 2013 - 20121003_2115(x64) | Autodesk.Revit.DB.FamilyInstance:OST_Doors:Geometry | n/a | 180 | 0 | 0
Door 2B21-box-lowerleft | rich.mitrenga@autodesk.com | 2012-11-14T15:57:40 | box-lowerleft | Component | Door 2B21 | -3.4905 | 11.7407 | 4.57 | Autodesk Revit Architecture 2013 - 20121003_2115(x64) | Autodesk.Revit.DB.FamilyInstance:OST_Doors:Geometry | n/a | 0 | 0 | 0
Door 2B21-box-upperright | rich.mitrenga@autodesk.com | 2012-11-14T15:57:40 | box-upperright | Component | Door 2B21 | -2.4235 | 12.805 | 6.78 | Autodesk Revit Architecture 2013 - 20121003_2115(x64) | Autodesk.Revit.DB.FamilyInstance:OST_Doors:Geometry | n/a | 0 | 0 | 0
Door 2B20-point | rich.mitrenga@autodesk.com | 2012-11-14T15:57:40 | point | Component | Door 2B20 | -4.2585 | 12.718 | 4.57 | Autodesk Revit Architecture 2013 - 20121003_2115(x64) | Autodesk.Revit.DB.FamilyInstance:OST_Doors:Geometry | n/a | 180 | 0 | 0
Door 2B20-box-lowerleft | rich.mitrenga@autodesk.com | 2012-11-14T15:57:40 | box-lowerleft | Component | Door 2B20 | -4.792 | 11.7407 | 4.57 | Autodesk Revit Architecture 2013 - 20121003_2115(x64) | Autodesk.Revit.DB.FamilyInstance:OST_Doors:Geometry | n/a | 0 | 0 | 0
Door 2B20-box-upperright | rich.mitrenga@autodesk.com | 2012-11-14T15:57:40 | box-upperright | Component | Door 2B20 | -3.725 | 12.805 | 6.78 | Autodesk Revit Architecture 2013 - 20121003_2115(x64) | Autodesk.Revit.DB.FamilyInstance:OST_Doors:Geometry | n/a | 0 | 0 | 0
Door 2B17-point | rich.mitrenga@autodesk.com | 2012-11-14T15:57:40 | point | Component | Door 2B17 | -9.7085 | 14.5864 | 4.57 | Autodesk Revit Architecture 2013 - 20121003_2115(x64) | Autodesk.Revit.DB.FamilyInstance:OST_Doors:Geometry | n/a | 180 | 0 | 0
Door 2B17-box-lowerleft | rich.mitrenga@autodesk.com | 2012-11-14T15:57:40 | box-lowerleft | Component | Door 2B17 | -10.242 | 14.4994 | 4.57 | Autodesk Revit Architecture 2013 - 20121003_2115(x64) | Autodesk.Revit.DB.FamilyInstance:OST_Doors:Geometry | n/a | 0 | 0 | 0
Door 2B17-box-upperright | rich.mitrenga@autodesk.com | 2012-11-14T15:57:40 | box-upperright | Component | Door 2B17 | -9.175 | 15.5637 | 6.78 | Autodesk Revit Architecture 2013 - 20121003_2115(x64) | Autodesk.Revit.DB.FamilyInstance:OST_Doors:Geometry | n/a | 0 | 0 | 0
Door 2B15-point | rich.mitrenga@autodesk.com | 2012-11-14T15:57:40 | point | Component | Door 2B15 | -12.2325 | 14.5864 | 4.57 | Autodesk Revit Architecture 2013 - 20121003_2115(x64) | Autodesk.Revit.DB.FamilyInstance:OST_Doors:Geometry | n/a | 180 | 0 | 0
Door 2B15-box-lowerleft | rich.mitrenga@autodesk.com | 2012-11-14T15:57:40 | box-lowerleft | Component | Door 2B15 | -12.766 | 14.4994 | 4.57 | Autodesk Revit Architecture 2013 - 20121003_2115(x64) | Autodesk.Revit.DB.FamilyInstance:OST_Doors:Geometry | n/a | 0 | 0 | 0
Door 2B15-box-upperright | rich.mitrenga@autodesk.com | 2012-11-14T15:57:40 | box-upperright | Component | Door 2B15 | -11.699 | 15.5637 | 6.78 | Autodesk Revit Architecture 2013 - 20121003_2115(x64) | Autodesk.Revit.DB.FamilyInstance:OST_Doors:Geometry | n/a | 0 | 0 | 0
Door 2B14-point | rich.mitrenga@autodesk.com | 2012-11-14T15:57:40 | point | Component | Door 2B14 | -13.4315 | 14.5864 | 4.57 | Autodesk Revit Architecture 2013 - 20121003_2115(x64) | Autodesk.Revit.DB.FamilyInstance:OST_Doors:Geometry | n/a | 0 | 0 | 0
Door 2B14-box-lowerleft | rich.mitrenga@autodesk.com | 2012-11-14T15:57:40 | box-lowerleft | Component | Door 2B14 | -13.965 | 14.4994 | 4.57 | Autodesk Revit Architecture 2013 - 20121003_2115(x64) | Autodesk.Revit.DB.FamilyInstance:OST_Doors:Geometry | n/a | 0 | 0 | 0
Door 2B14-box-upperright | rich.mitrenga@autodesk.com | 2012-11-14T15:57:40 | box-upperright | Component | Door 2B14 | -12.898 | 15.5637 | 6.78 | Autodesk Revit Architecture 2013 - 20121003_2115(x64) | Autodesk.Revit.DB.FamilyInstance:OST_Doors:Geometry | n/a | 0 | 0 | 0
Door 2B13-point | rich.mitrenga@autodesk.com | 2012-11-14T15:57:40 | point | Component | Door 2B13 | -17.768 | 15.1659 | 4.57 | Autodesk Revit Architecture 2013 - 20121003_2115(x64) | Autodesk.Revit.DB.FamilyInstance:OST_Doors:Geometry | n/a | 90 | 0 | 0
Door 2B13-box-lowerleft | rich.mitrenga@autodesk.com | 2012-11-14T15:57:40 | box-lowerleft | Component | Door 2B13 | -17.855 | 14.6324 | 4.57 | Autodesk Revit Architecture 2013 - 20121003_2115(x64) | Autodesk.Revit.DB.FamilyInstance:OST_Doors:Geometry | n/a | 0 | 0 | 0
Door 2B13-box-upperright | rich.mitrenga@autodesk.com | 2012-11-14T15:57:40 | box-upperright | Component | Door 2B13 | -16.7907 | 15.6994 | 6.78 | Autodesk Revit Architecture 2013 - 20121003_2115(x64) | Autodesk.Revit.DB.FamilyInstance:OST_Doors:Geometry | n/a | 0 | 0 | 0
Door 2B12-point | rich.mitrenga@autodesk.com | 2012-11-14T15:57:40 | point | Component | Door 2B12 | -17.768 | 19.342 | 4.57 | Autodesk Revit Architecture 2013 - 20121003_2115(x64) | Autodesk.Revit.DB.FamilyInstance:OST_Doors:Geometry | n/a | 90 | 0 | 0
Door 2B12-box-lowerleft | rich.mitrenga@autodesk.com | 2012-11-14T15:57:40 | box-lowerleft | Component | Door 2B12 | -17.855 | 18.8085 | 4.57 | Autodesk Revit Architecture 2013 - 20121003_2115(x64) | Autodesk.Revit.DB.FamilyInstance:OST_Doors:Geometry | n/a | 0 | 0 | 0
Door 2B12-box-upperright | rich.mitrenga@autodesk.com | 2012-11-14T15:57:40 | box-upperright | Component | Door 2B12 | -16.7907 | 19.8755 | 6.78 | Autodesk Revit Architecture 2013 - 20121003_2115(x64) | Autodesk.Revit.DB.FamilyInstance:OST_Doors:Geometry | n/a | 0 | 0 | 0
Door 2D21-point | rich.mitrenga@autodesk.com | 2012-11-14T15:57:40 | point | Component | Door 2D21 | -20.8475 | 19.3824 | 4.57 | Autodesk Revit Architecture 2013 - 20121003_2115(x64) | Autodesk.Revit.DB.FamilyInstance:OST_Doors:Geometry | n/a | 0 | 0 | 0
Door 2D21-box-lowerleft | rich.mitrenga@autodesk.com | 2012-11-14T15:57:40 | box-lowerleft | Component | Door 2D21 | -21.381 | 18.4052 | 4.57 | Autodesk Revit Architecture 2013 - 20121003_2115(x64) | Autodesk.Revit.DB.FamilyInstance:OST_Doors:Geometry | n/a | 0 | 0 | 0
Door 2D21-box-upperright | rich.mitrenga@autodesk.com | 2012-11-14T15:57:40 | box-upperright | Component | Door 2D21 | -20.314 | 19.4694 | 6.78 | Autodesk Revit Architecture 2013 - 20121003_2115(x64) | Autodesk.Revit.DB.FamilyInstance:OST_Doors:Geometry | n/a | 0 | 0 | 0
Door 2D21A-point | rich.mitrenga@autodesk.com | 2012-11-14T15:57:40 | point | Component | Door 2D21A | -24.9825 | 19.3824 | 4.57 | Autodesk Revit Architecture 2013 - 20121003_2115(x64) | Autodesk.Revit.DB.FamilyInstance:OST_Doors:Geometry | n/a | 180 | 0 | 0
Door 2D21A-box-lowerleft | rich.mitrenga@autodesk.com | 2012-11-14T15:57:40 | box-lowerleft | Component | Door 2D21A | -25.516 | 18.4052 | 4.57 | Autodesk Revit Architecture 2013 - 20121003_2115(x64) | Autodesk.Revit.DB.FamilyInstance:OST_Doors:Geometry | n/a | 0 | 0 | 0
Door 2D21A-box-upperright | rich.mitrenga@autodesk.com | 2012-11-14T15:57:40 | box-upperright | Component | Door 2D21A | -24.449 | 19.4694 | 6.78 | Autodesk Revit Architecture 2013 - 20121003_2115(x64) | Autodesk.Revit.DB.FamilyInstance:OST_Doors:Geometry | n/a | 0 | 0 | 0
Door 2D10-point | rich.mitrenga@autodesk.com | 2012-11-14T15:57:40 | point | Component | Door 2D10 | -43.048 | 15.7974 | 4.57 | Autodesk Revit Architecture 2013 - 20121003_2115(x64) | Autodesk.Revit.DB.FamilyInstance:OST_Doors:Geometry | n/a | 270 | 0 | 0
Door 2D10-box-lowerleft | rich.mitrenga@autodesk.com | 2012-11-14T15:57:40 | box-lowerleft | Component | Door 2D10 | -44.0253 | 15.2639 | 4.57 | Autodesk Revit Architecture 2013 - 20121003_2115(x64) | Autodesk.Revit.DB.FamilyInstance:OST_Doors:Geometry | n/a | 0 | 0 | 0
Door 2D10-box-upperright | rich.mitrenga@autodesk.com | 2012-11-14T15:57:40 | box-upperright | Component | Door 2D10 | -42.961 | 16.3309 | 6.78 | Autodesk Revit Architecture 2013 - 20121003_2115(x64) | Autodesk.Revit.DB.FamilyInstance:OST_Doors:Geometry | n/a | 0 | 0 | 0
Door 2D11-point | rich.mitrenga@autodesk.com | 2012-11-14T15:57:40 | point | Component | Door 2D11 | -43.6675 | 13.6424 | 4.57 | Autodesk Revit Architecture 2013 - 20121003_2115(x64) | Autodesk.Revit.DB.FamilyInstance:OST_Doors:Geometry | n/a | 0 | 0 | 0
Door 2D11-box-lowerleft | rich.mitrenga@autodesk.com | 2012-11-14T15:57:40 | box-lowerleft | Component | Door 2D11 | -44.201 | 12.6652 | 4.57 | Autodesk Revit Architecture 2013 - 20121003_2115(x64) | Autodesk.Revit.DB.FamilyInstance:OST_Doors:Geometry | n/a | 0 | 0 | 0
Door 2D11-box-upperright | rich.mitrenga@autodesk.com | 2012-11-14T15:57:40 | box-upperright | Component | Door 2D11 | -43.134 | 13.7294 | 6.78 | Autodesk Revit Architecture 2013 - 20121003_2115(x64) | Autodesk.Revit.DB.FamilyInstance:OST_Doors:Geometry | n/a | 0 | 0 | 0
Door 2D13-point | rich.mitrenga@autodesk.com | 2012-11-14T15:57:40 | point | Component | Door 2D13 | -42.5085 | 11.1564 | 4.57 | Autodesk Revit Architecture 2013 - 20121003_2115(x64) | Autodesk.Revit.DB.FamilyInstance:OST_Doors:Geometry | n/a | 180 | 0 | 0
Door 2D13-box-lowerleft | rich.mitrenga@autodesk.com | 2012-11-14T15:57:40 | box-lowerleft | Component | Door 2D13 | -43.042 | 11.0694 | 4.57 | Autodesk Revit Architecture 2013 - 20121003_2115(x64) | Autodesk.Revit.DB.FamilyInstance:OST_Doors:Geometry | n/a | 0 | 0 | 0
Door 2D13-box-upperright | rich.mitrenga@autodesk.com | 2012-11-14T15:57:40 | box-upperright | Component | Door 2D13 | -41.975 | 12.1337 | 6.78 | Autodesk Revit Architecture 2013 - 20121003_2115(x64) | Autodesk.Revit.DB.FamilyInstance:OST_Doors:Geometry | n/a | 0 | 0 | 0
Door 2D16-point | rich.mitrenga@autodesk.com | 2012-11-14T15:57:40 | point | Component | Door 2D16 | -40.4285 | 13.6424 | 4.57 | Autodesk Revit Architecture 2013 - 20121003_2115(x64) | Autodesk.Revit.DB.FamilyInstance:OST_Doors:Geometry | n/a | 180 | 0 | 0
Door 2D16-box-lowerleft | rich.mitrenga@autodesk.com | 2012-11-14T15:57:40 | box-lowerleft | Component | Door 2D16 | -40.962 | 12.6652 | 4.57 | Autodesk Revit Architecture 2013 - 20121003_2115(x64) | Autodesk.Revit.DB.FamilyInstance:OST_Doors:Geometry | n/a | 0 | 0 | 0
Door 2D16-box-upperright | rich.mitrenga@autodesk.com | 2012-11-14T15:57:40 | box-upperright | Component | Door 2D16 | -39.895 | 13.7294 | 6.78 | Autodesk Revit Architecture 2013 - 20121003_2115(x64) | Autodesk.Revit.DB.FamilyInstance:OST_Doors:Geometry | n/a | 0 | 0 | 0
Door 2D14-point | rich.mitrenga@autodesk.com | 2012-11-14T15:57:40 | point | Component | Door 2D14 | -37.6625 | 13.6424 | 4.57 | Autodesk Revit Architecture 2013 - 20121003_2115(x64) | Autodesk.Revit.DB.FamilyInstance:OST_Doors:Geometry | n/a | 180 | 0 | 0
Door 2D14-box-lowerleft | rich.mitrenga@autodesk.com | 2012-11-14T15:57:40 | box-lowerleft | Component | Door 2D14 | -38.196 | 12.6652 | 4.57 | Autodesk Revit Architecture 2013 - 20121003_2115(x64) | Autodesk.Revit.DB.FamilyInstance:OST_Doors:Geometry | n/a | 0 | 0 | 0
Door 2D14-box-upperright | rich.mitrenga@autodesk.com | 2012-11-14T15:57:40 | box-upperright | Component | Door 2D14 | -37.129 | 13.7294 | 6.78 | Autodesk Revit Architecture 2013 - 20121003_2115(x64) | Autodesk.Revit.DB.FamilyInstance:OST_Doors:Geometry | n/a | 0 | 0 | 0
Door 2D15-point | rich.mitrenga@autodesk.com | 2012-11-14T15:57:40 | point | Component | Door 2D15 | -32.0265 | 13.6424 | 4.57 | Autodesk Revit Architecture 2013 - 20121003_2115(x64) | Autodesk.Revit.DB.FamilyInstance:OST_Doors:Geometry | n/a | 0 | 0 | 0
Door 2D15-box-lowerleft | rich.mitrenga@autodesk.com | 2012-11-14T15:57:40 | box-lowerleft | Component | Door 2D15 | -32.56 | 12.6652 | 4.57 | Autodesk Revit Architecture 2013 - 20121003_2115(x64) | Autodesk.Revit.DB.FamilyInstance:OST_Doors:Geometry | n/a | 0 | 0 | 0
Door 2D15-box-upperright | rich.mitrenga@autodesk.com | 2012-11-14T15:57:40 | box-upperright | Component | Door 2D15 | -31.493 | 13.7294 | 6.78 | Autodesk Revit Architecture 2013 - 20121003_2115(x64) | Autodesk.Revit.DB.FamilyInstance:OST_Doors:Geometry | n/a | 0 | 0 | 0
Door 2D17-point | rich.mitrenga@autodesk.com | 2012-11-14T15:57:40 | point | Component | Door 2D17 | -29.4965 | 13.6424 | 4.57 | Autodesk Revit Architecture 2013 - 20121003_2115(x64) | Autodesk.Revit.DB.FamilyInstance:OST_Doors:Geometry | n/a | 0 | 0 | 0
Door 2D17-box-lowerleft | rich.mitrenga@autodesk.com | 2012-11-14T15:57:40 | box-lowerleft | Component | Door 2D17 | -30.03 | 12.6652 | 4.57 | Autodesk Revit Architecture 2013 - 20121003_2115(x64) | Autodesk.Revit.DB.FamilyInstance:OST_Doors:Geometry | n/a | 0 | 0 | 0
Door 2D17-box-upperright | rich.mitrenga@autodesk.com | 2012-11-14T15:57:40 | box-upperright | Component | Door 2D17 | -28.963 | 13.7294 | 6.78 | Autodesk Revit Architecture 2013 - 20121003_2115(x64) | Autodesk.Revit.DB.FamilyInstance:OST_Doors:Geometry | n/a | 0 | 0 | 0
Door 2D19-point | rich.mitrenga@autodesk.com | 2012-11-14T15:57:40 | point | Component | Door 2D19 | -28.2975 | 13.6424 | 4.57 | Autodesk Revit Architecture 2013 - 20121003_2115(x64) | Autodesk.Revit.DB.FamilyInstance:OST_Doors:Geometry | n/a | 180 | 0 | 0
Door 2D19-box-lowerleft | rich.mitrenga@autodesk.com | 2012-11-14T15:57:40 | box-lowerleft | Component | Door 2D19 | -28.831 | 12.6652 | 4.57 | Autodesk Revit Architecture 2013 - 20121003_2115(x64) | Autodesk.Revit.DB.FamilyInstance:OST_Doors:Geometry | n/a | 0 | 0 | 0
Door 2D19-box-upperright | rich.mitrenga@autodesk.com | 2012-11-14T15:57:40 | box-upperright | Component | Door 2D19 | -27.764 | 13.7294 | 6.78 | Autodesk Revit Architecture 2013 - 20121003_2115(x64) | Autodesk.Revit.DB.FamilyInstance:OST_Doors:Geometry | n/a | 0 | 0 | 0
Door 2D20-point | rich.mitrenga@autodesk.com | 2012-11-14T15:57:40 | point | Component | Door 2D20 | -19.892 | 14.1909 | 4.57 | Autodesk Revit Architecture 2013 - 20121003_2115(x64) | Autodesk.Revit.DB.FamilyInstance:OST_Doors:Geometry | n/a | 270 | 0 | 0
Door 2D20-box-lowerleft | rich.mitrenga@autodesk.com | 2012-11-14T15:57:40 | box-lowerleft | Component | Door 2D20 | -20.8693 | 13.6574 | 4.57 | Autodesk Revit Architecture 2013 - 20121003_2115(x64) | Autodesk.Revit.DB.FamilyInstance:OST_Doors:Geometry | n/a | 0 | 0 | 0
Door 2D20-box-upperright | rich.mitrenga@autodesk.com | 2012-11-14T15:57:40 | box-upperright | Component | Door 2D20 | -19.805 | 14.7244 | 6.78 | Autodesk Revit Architecture 2013 - 20121003_2115(x64) | Autodesk.Revit.DB.FamilyInstance:OST_Doors:Geometry | n/a | 0 | 0 | 0
Door 2BC3-point | rich.mitrenga@autodesk.com | 2012-11-14T15:57:40 | point | Component | Door 2BC3 | -16.768 | 13.3659 | 4.57 | Autodesk Revit Architecture 2013 - 20121003_2115(x64) | Autodesk.Revit.DB.FamilyInstance:OST_Doors:Geometry | n/a | 90 | 0 | 0
Door 2BC3-box-lowerleft | rich.mitrenga@autodesk.com | 2012-11-14T15:57:40 | box-lowerleft | Component | Door 2BC3 | -17.7453 | 12.8324 | 4.57 | Autodesk Revit Architecture 2013 - 20121003_2115(x64) | Autodesk.Revit.DB.FamilyInstance:OST_Doors:Geometry | n/a | 0 | 0 | 0
Door 2BC3-box-upperright | rich.mitrenga@autodesk.com | 2012-11-14T15:57:40 | box-upperright | Component | Door 2BC3 | -16.681 | 13.8994 | 6.78 | Autodesk Revit Architecture 2013 - 20121003_2115(x64) | Autodesk.Revit.DB.FamilyInstance:OST_Doors:Geometry | n/a | 0 | 0 | 0
Door 2BS2-point | rich.mitrenga@autodesk.com | 2012-11-14T15:57:40 | point | Component | Door 2BS2 | -17.768 | 10.8619 | 4.57 | Autodesk Revit Architecture 2013 - 20121003_2115(x64) | Autodesk.Revit.DB.FamilyInstance:OST_Doors:Geometry | n/a | 90 | 0 | 0
Door 2BS2-box-lowerleft | rich.mitrenga@autodesk.com | 2012-11-14T15:57:40 | box-lowerleft | Component | Door 2BS2 | -17.855 | 10.3284 | 4.57 | Autodesk Revit Architecture 2013 - 20121003_2115(x64) | Autodesk.Revit.DB.FamilyInstance:OST_Doors:Geometry | n/a | 0 | 0 | 0
Door 2BS2-box-upperright | rich.mitrenga@autodesk.com | 2012-11-14T15:57:40 | box-upperright | Component | Door 2BS2 | -16.7907 | 11.3954 | 6.78 | Autodesk Revit Architecture 2013 - 20121003_2115(x64) | Autodesk.Revit.DB.FamilyInstance:OST_Doors:Geometry | n/a | 0 | 0 | 0
Door 2B16-point | rich.mitrenga@autodesk.com | 2012-11-14T15:57:40 | point | Component | Door 2B16 | -8.9775 | 12.718 | 4.57 | Autodesk Revit Architecture 2013 - 20121003_2115(x64) | Autodesk.Revit.DB.FamilyInstance:OST_Doors:Geometry | n/a | 0 | 0 | 0
Door 2B16-box-lowerleft | rich.mitrenga@autodesk.com | 2012-11-14T15:57:40 | box-lowerleft | Component | Door 2B16 | -9.511 | 11.7407 | 4.57 | Autodesk Revit Architecture 2013 - 20121003_2115(x64) | Autodesk.Revit.DB.FamilyInstance:OST_Doors:Geometry | n/a | 0 | 0 | 0
Door 2B16-box-upperright | rich.mitrenga@autodesk.com | 2012-11-14T15:57:40 | box-upperright | Component | Door 2B16 | -8.444 | 12.805 | 6.78 | Autodesk Revit Architecture 2013 - 20121003_2115(x64) | Autodesk.Revit.DB.FamilyInstance:OST_Doors:Geometry | n/a | 0 | 0 | 0
Door 2D18-point | rich.mitrenga@autodesk.com | 2012-11-14T15:57:40 | point | Component | Door 2D18 | -7.7785 | 12.718 | 4.57 | Autodesk Revit Architecture 2013 - 20121003_2115(x64) | Autodesk.Revit.DB.FamilyInstance:OST_Doors:Geometry | n/a | 180 | 0 | 0
Door 2D18-box-lowerleft | rich.mitrenga@autodesk.com | 2012-11-14T15:57:40 | box-lowerleft | Component | Door 2D18 | -8.312 | 11.7407 | 4.57 | Autodesk Revit Architecture 2013 - 20121003_2115(x64) | Autodesk.Revit.DB.FamilyInstance:OST_Doors:Geometry | n/a | 0 | 0 | 0
Door 2D18-box-upperright | rich.mitrenga@autodesk.com | 2012-11-14T15:57:40 | box-upperright | Component | Door 2D18 | -7.245 | 12.805 | 6.78 | Autodesk Revit Architecture 2013 - 20121003_2115(x64) | Autodesk.Revit.DB.FamilyInstance:OST_Doors:Geometry | n/a | 0 | 0 | 0
Door 2D05-point | rich.mitrenga@autodesk.com | 2012-11-14T15:57:40 | point | Component | Door 2D05 | -33.488 | 30.1594 | 4.57 | Autodesk Revit Architecture 2013 - 20121003_2115(x64) | Autodesk.Revit.DB.FamilyInstance:OST_Doors:Geometry | n/a | 270 | 0 | 0
Door 2D05-box-lowerleft | rich.mitrenga@autodesk.com | 2012-11-14T15:57:40 | box-lowerleft | Component | Door 2D05 | -34.465 | 29.1684 | 4.57 | Autodesk Revit Architecture 2013 - 20121003_2115(x64) | Autodesk.Revit.DB.FamilyInstance:OST_Doors:Geometry | n/a | 0 | 0 | 0
Door 2D05-box-upperright | rich.mitrenga@autodesk.com | 2012-11-14T15:57:40 | box-upperright | Component | Door 2D05 | -33.401 | 31.1504 | 6.78 | Autodesk Revit Architecture 2013 - 20121003_2115(x64) | Autodesk.Revit.DB.FamilyInstance:OST_Doors:Geometry | n/a | 0 | 0 | 0
Door 2A11-point | rich.mitrenga@autodesk.com | 2012-11-14T15:57:40 | point | Component | Door 2A11 | -14.258 | 35.8119 | 4.57 | Autodesk Revit Architecture 2013 - 20121003_2115(x64) | Autodesk.Revit.DB.FamilyInstance:OST_Doors:Geometry | n/a | 90 | 0 | 0
Door 2A11-box-lowerleft | rich.mitrenga@autodesk.com | 2012-11-14T15:57:40 | box-lowerleft | Component | Door 2A11 | -15.2353 | 35.2784 | 4.57 | Autodesk Revit Architecture 2013 - 20121003_2115(x64) | Autodesk.Revit.DB.FamilyInstance:OST_Doors:Geometry | n/a | 0 | 0 | 0
Door 2A11-box-upperright | rich.mitrenga@autodesk.com | 2012-11-14T15:57:40 | box-upperright | Component | Door 2A11 | -14.171 | 36.3454 | 6.78 | Autodesk Revit Architecture 2013 - 20121003_2115(x64) | Autodesk.Revit.DB.FamilyInstance:OST_Doors:Geometry | n/a | 0 | 0 | 0
Door 2AC2A-point | rich.mitrenga@autodesk.com | 2012-11-14T15:57:40 | point | Component | Door 2AC2A | -18.6265 | 37.1364 | 4.57 | Autodesk Revit Architecture 2013 - 20121003_2115(x64) | Autodesk.Revit.DB.FamilyInstance:OST_Doors:Geometry | n/a | 0 | 0 | 0
Door 2AC2A-box-lowerleft | rich.mitrenga@autodesk.com | 2012-11-14T15:57:40 | box-lowerleft | Component | Door 2AC2A | -19.16 | 37.0494 | 4.57 | Autodesk Revit Architecture 2013 - 20121003_2115(x64) | Autodesk.Revit.DB.FamilyInstance:OST_Doors:Geometry | n/a | 0 | 0 | 0
Door 2AC2A-box-upperright | rich.mitrenga@autodesk.com | 2012-11-14T15:57:40 | box-upperright | Component | Door 2AC2A | -18.093 | 38.1137 | 6.78 | Autodesk Revit Architecture 2013 - 20121003_2115(x64) | Autodesk.Revit.DB.FamilyInstance:OST_Doors:Geometry | n/a | 0 | 0 | 0
Door 2D20A-point | rich.mitrenga@autodesk.com | 2012-11-14T15:57:40 | point | Component | Door 2D20A | -26.002 | 14.2619 | 4.57 | Autodesk Revit Architecture 2013 - 20121003_2115(x64) | Autodesk.Revit.DB.FamilyInstance:OST_Doors:Geometry | n/a | 90 | 0 | 0
Door 2D20A-box-lowerleft | rich.mitrenga@autodesk.com | 2012-11-14T15:57:40 | box-lowerleft | Component | Door 2D20A | -26.9793 | 13.7284 | 4.57 | Autodesk Revit Architecture 2013 - 20121003_2115(x64) | Autodesk.Revit.DB.FamilyInstance:OST_Doors:Geometry | n/a | 0 | 0 | 0
Door 2D20A-box-upperright | rich.mitrenga@autodesk.com | 2012-11-14T15:57:40 | box-upperright | Component | Door 2D20A | -25.915 | 14.7954 | 6.78 | Autodesk Revit Architecture 2013 - 20121003_2115(x64) | Autodesk.Revit.DB.FamilyInstance:OST_Doors:Geometry | n/a | 0 | 0 | 0
Door 1E15A-point | rich.mitrenga@autodesk.com | 2012-11-14T15:57:40 | point | Component | Door 1E15A | -52.1465 | 13.9846 | 0 | Autodesk Revit Architecture 2013 - 20121003_2115(x64) | Autodesk.Revit.DB.FamilyInstance:OST_Doors:Geometry | n/a | 270 | 0 | 0
Door 1E15A-box-lowerleft | rich.mitrenga@autodesk.com | 2012-11-14T15:57:40 | box-lowerleft | Component | Door 1E15A | -53.195 | 12.9936 | 0 | Autodesk Revit Architecture 2013 - 20121003_2115(x64) | Autodesk.Revit.DB.FamilyInstance:OST_Doors:Geometry | n/a | 0 | 0 | 0
Door 1E15A-box-upperright | rich.mitrenga@autodesk.com | 2012-11-14T15:57:40 | box-upperright | Component | Door 1E15A | -51.988 | 14.9756 | 2.21 | Autodesk Revit Architecture 2013 - 20121003_2115(x64) | Autodesk.Revit.DB.FamilyInstance:OST_Doors:Geometry | n/a | 0 | 0 | 0
Door 1E15-point | rich.mitrenga@autodesk.com | 2012-11-14T15:57:40 | point | Component | Door 1E15 | -52.1465 | 16.8048 | 0 | Autodesk Revit Architecture 2013 - 20121003_2115(x64) | Autodesk.Revit.DB.FamilyInstance:OST_Doors:Geometry | n/a | 270 | 0 | 0
Door 1E15-box-lowerleft | rich.mitrenga@autodesk.com | 2012-11-14T15:57:40 | box-lowerleft | Component | Door 1E15 | -53.195 | 15.8138 | 0 | Autodesk Revit Architecture 2013 - 20121003_2115(x64) | Autodesk.Revit.DB.FamilyInstance:OST_Doors:Geometry | n/a | 0 | 0 | 0
Door 1E15-box-upperright | rich.mitrenga@autodesk.com | 2012-11-14T15:57:40 | box-upperright | Component | Door 1E15 | -51.988 | 17.7958 | 2.21 | Autodesk Revit Architecture 2013 - 20121003_2115(x64) | Autodesk.Revit.DB.FamilyInstance:OST_Doors:Geometry | n/a | 0 | 0 | 0
Door 1AC3-point | rich.mitrenga@autodesk.com | 2012-11-14T15:57:40 | point | Component | Door 1AC3 | -18.6875 | 49.9765 | 0 | Autodesk Revit Architecture 2013 - 20121003_2115(x64) | Autodesk.Revit.DB.FamilyInstance:OST_Doors:Geometry | n/a | 0 | 0 | 0
Door 1AC3-box-lowerleft | rich.mitrenga@autodesk.com | 2012-11-14T15:57:40 | box-lowerleft | Component | Door 1AC3 | -19.221 | 49.818 | 0 | Autodesk Revit Architecture 2013 - 20121003_2115(x64) | Autodesk.Revit.DB.FamilyInstance:OST_Doors:Geometry | n/a | 0 | 0 | 0
Door 1AC3-box-upperright | rich.mitrenga@autodesk.com | 2012-11-14T15:57:40 | box-upperright | Component | Door 1AC3 | -18.154 | 51.0253 | 2.21 | Autodesk Revit Architecture 2013 - 20121003_2115(x64) | Autodesk.Revit.DB.FamilyInstance:OST_Doors:Geometry | n/a | 0 | 0 | 0
Door 1AC5A-point | rich.mitrenga@autodesk.com | 2012-11-14T15:57:40 | point | Component | Door 1AC5A | -3.5375 | 49.9765 | 0 | Autodesk Revit Architecture 2013 - 20121003_2115(x64) | Autodesk.Revit.DB.FamilyInstance:OST_Doors:Geometry | n/a | 0 | 0 | 0
Door 1AC5A-box-lowerleft | rich.mitrenga@autodesk.com | 2012-11-14T15:57:40 | box-lowerleft | Component | Door 1AC5A | -4.071 | 49.818 | 0 | Autodesk Revit Architecture 2013 - 20121003_2115(x64) | Autodesk.Revit.DB.FamilyInstance:OST_Doors:Geometry | n/a | 0 | 0 | 0
Door 1AC5A-box-upperright | rich.mitrenga@autodesk.com | 2012-11-14T15:57:40 | box-upperright | Component | Door 1AC5A | -3.004 | 51.0253 | 2.21 | Autodesk Revit Architecture 2013 - 20121003_2115(x64) | Autodesk.Revit.DB.FamilyInstance:OST_Doors:Geometry | n/a | 0 | 0 | 0
Door 1E24-point | rich.mitrenga@autodesk.com | 2012-11-14T15:57:40 | point | Component | Door 1E24 | -36.9854 | -0.2465 | 0 | Autodesk Revit Architecture 2013 - 20121003_2115(x64) | Autodesk.Revit.DB.FamilyInstance:OST_Doors:Geometry | n/a | 180 | 0 | 0
Door 1E24-box-lowerleft | rich.mitrenga@autodesk.com | 2012-11-14T15:57:40 | box-lowerleft | Component | Door 1E24 | -37.9764 | -1.295 | 0 | Autodesk Revit Architecture 2013 - 20121003_2115(x64) | Autodesk.Revit.DB.FamilyInstance:OST_Doors:Geometry | n/a | 0 | 0 | 0
Door 1E24-box-upperright | rich.mitrenga@autodesk.com | 2012-11-14T15:57:40 | box-upperright | Component | Door 1E24 | -35.9944 | -0.088 | 2.21 | Autodesk Revit Architecture 2013 - 20121003_2115(x64) | Autodesk.Revit.DB.FamilyInstance:OST_Doors:Geometry | n/a | 0 | 0 | 0
Door 1E03-point | rich.mitrenga@autodesk.com | 2012-11-14T15:57:40 | point | Component | Door 1E03 | -19.892 | 17.8315 | 0 | Autodesk Revit Architecture 2013 - 20121003_2115(x64) | Autodesk.Revit.DB.FamilyInstance:OST_Doors:Geometry | n/a | 90 | 0 | 0
Door 1E03-box-lowerleft | rich.mitrenga@autodesk.com | 2012-11-14T15:57:40 | box-lowerleft | Component | Door 1E03 | -20.8693 | 17.298 | 0 | Autodesk Revit Architecture 2013 - 20121003_2115(x64) | Autodesk.Revit.DB.FamilyInstance:OST_Doors:Geometry | n/a | 0 | 0 | 0
Door 1E03-box-upperright | rich.mitrenga@autodesk.com | 2012-11-14T15:57:40 | box-upperright | Component | Door 1E03 | -19.805 | 18.365 | 2.21 | Autodesk Revit Architecture 2013 - 20121003_2115(x64) | Autodesk.Revit.DB.FamilyInstance:OST_Doors:Geometry | n/a | 0 | 0 | 0
Door 1D40A-point | rich.mitrenga@autodesk.com | 2012-11-14T15:57:40 | point | Component | Door 1D40A | -20.228 | 26.5305 | 0 | Autodesk Revit Architecture 2013 - 20121003_2115(x64) | Autodesk.Revit.DB.FamilyInstance:OST_Doors:Geometry | n/a | 90 | 0 | 0
Door 1D40A-box-lowerleft | rich.mitrenga@autodesk.com | 2012-11-14T15:57:40 | box-lowerleft | Component | Door 1D40A | -21.2053 | 25.997 | 0 | Autodesk Revit Architecture 2013 - 20121003_2115(x64) | Autodesk.Revit.DB.FamilyInstance:OST_Doors:Geometry | n/a | 0 | 0 | 0
Door 1D40A-box-upperright | rich.mitrenga@autodesk.com | 2012-11-14T15:57:40 | box-upperright | Component | Door 1D40A | -20.141 | 27.064 | 2.21 | Autodesk Revit Architecture 2013 - 20121003_2115(x64) | Autodesk.Revit.DB.FamilyInstance:OST_Doors:Geometry | n/a | 0 | 0 | 0
Door 1D17-point | rich.mitrenga@autodesk.com | 2012-11-14T15:57:40 | point | Component | Door 1D17 | -40.475 | 40.2749 | 0 | Autodesk Revit Architecture 2013 - 20121003_2115(x64) | Autodesk.Revit.DB.FamilyInstance:OST_Doors:Geometry | n/a | 90 | 0 | 0
Door 1D17-box-lowerleft | rich.mitrenga@autodesk.com | 2012-11-14T15:57:40 | box-lowerleft | Component | Door 1D17 | -40.562 | 39.7414 | 0 | Autodesk Revit Architecture 2013 - 20121003_2115(x64) | Autodesk.Revit.DB.FamilyInstance:OST_Doors:Geometry | n/a | 0 | 0 | 0
Door 1D17-box-upperright | rich.mitrenga@autodesk.com | 2012-11-14T15:57:40 | box-upperright | Component | Door 1D17 | -39.4977 | 40.8084 | 2.21 | Autodesk Revit Architecture 2013 - 20121003_2115(x64) | Autodesk.Revit.DB.FamilyInstance:OST_Doors:Geometry | n/a | 0 | 0 | 0
Door 1C03-point | rich.mitrenga@autodesk.com | 2012-11-14T15:57:40 | point | Component | Door 1C03 | -31.5865 | 48.088 | 0 | Autodesk Revit Architecture 2013 - 20121003_2115(x64) | Autodesk.Revit.DB.FamilyInstance:OST_Doors:Geometry | n/a | 0 | 0 | 0
Door 1C03-box-lowerleft | rich.mitrenga@autodesk.com | 2012-11-14T15:57:40 | box-lowerleft | Component | Door 1C03 | -32.12 | 47.1107 | 0 | Autodesk Revit Architecture 2013 - 20121003_2115(x64) | Autodesk.Revit.DB.FamilyInstance:OST_Doors:Geometry | n/a | 0 | 0 | 0
Door 1C03-box-upperright | rich.mitrenga@autodesk.com | 2012-11-14T15:57:40 | box-upperright | Component | Door 1C03 | -31.053 | 48.175 | 2.21 | Autodesk Revit Architecture 2013 - 20121003_2115(x64) | Autodesk.Revit.DB.FamilyInstance:OST_Doors:Geometry | n/a | 0 | 0 | 0
Door 1C11-point | rich.mitrenga@autodesk.com | 2012-11-14T15:57:40 | point | Component | Door 1C11 | -38.658 | 53.4484 | 0 | Autodesk Revit Architecture 2013 - 20121003_2115(x64) | Autodesk.Revit.DB.FamilyInstance:OST_Doors:Geometry | n/a | 270 | 0 | 0
Door 1C11-box-lowerleft | rich.mitrenga@autodesk.com | 2012-11-14T15:57:40 | box-lowerleft | Component | Door 1C11 | -39.585 | 52.5074 | 0 | Autodesk Revit Architecture 2013 - 20121003_2115(x64) | Autodesk.Revit.DB.FamilyInstance:OST_Doors:Geometry | n/a | 0 | 0 | 0
Door 1C11-box-upperright | rich.mitrenga@autodesk.com | 2012-11-14T15:57:40 | box-upperright | Component | Door 1C11 | -38.571 | 54.3894 | 2.21 | Autodesk Revit Architecture 2013 - 20121003_2115(x64) | Autodesk.Revit.DB.FamilyInstance:OST_Doors:Geometry | n/a | 0 | 0 | 0
Door 1D01-point | rich.mitrenga@autodesk.com | 2012-11-14T15:57:40 | point | Component | Door 1D01 | -26.142 | 36.0375 | 0 | Autodesk Revit Architecture 2013 - 20121003_2115(x64) | Autodesk.Revit.DB.FamilyInstance:OST_Doors:Geometry | n/a | 270 | 0 | 0
Door 1D01-box-lowerleft | rich.mitrenga@autodesk.com | 2012-11-14T15:57:40 | box-lowerleft | Component | Door 1D01 | -26.229 | 35.504 | 0 | Autodesk Revit Architecture 2013 - 20121003_2115(x64) | Autodesk.Revit.DB.FamilyInstance:OST_Doors:Geometry | n/a | 0 | 0 | 0
Door 1D01-box-upperright | rich.mitrenga@autodesk.com | 2012-11-14T15:57:40 | box-upperright | Component | Door 1D01 | -25.1647 | 36.571 | 2.21 | Autodesk Revit Architecture 2013 - 20121003_2115(x64) | Autodesk.Revit.DB.FamilyInstance:OST_Doors:Geometry | n/a | 0 | 0 | 0
Door 1DC5-point | rich.mitrenga@autodesk.com | 2012-11-14T15:57:40 | point | Component | Door 1DC5 | -39.8725 | 24.9964 | 0 | Autodesk Revit Architecture 2013 - 20121003_2115(x64) | Autodesk.Revit.DB.FamilyInstance:OST_Doors:Geometry | n/a | 180 | 0 | 0
Door 1DC5-box-lowerleft | rich.mitrenga@autodesk.com | 2012-11-14T15:57:40 | box-lowerleft | Component | Door 1DC5 | -40.406 | 24.0191 | 0 | Autodesk Revit Architecture 2013 - 20121003_2115(x64) | Autodesk.Revit.DB.FamilyInstance:OST_Doors:Geometry | n/a | 0 | 0 | 0
Door 1DC5-box-upperright | rich.mitrenga@autodesk.com | 2012-11-14T15:57:40 | box-upperright | Component | Door 1DC5 | -39.339 | 25.0834 | 2.21 | Autodesk Revit Architecture 2013 - 20121003_2115(x64) | Autodesk.Revit.DB.FamilyInstance:OST_Doors:Geometry | n/a | 0 | 0 | 0
Door 2D05A-point | rich.mitrenga@autodesk.com | 2012-11-14T15:57:40 | point | Component | Door 2D05A | -47.2465 | 31.7294 | 4.57 | Autodesk Revit Architecture 2013 - 20121003_2115(x64) | Autodesk.Revit.DB.FamilyInstance:OST_Doors:Geometry | n/a | 270 | 0 | 0
Door 2D05A-box-lowerleft | rich.mitrenga@autodesk.com | 2012-11-14T15:57:40 | box-lowerleft | Component | Door 2D05A | -48.295 | 30.7384 | 4.57 | Autodesk Revit Architecture 2013 - 20121003_2115(x64) | Autodesk.Revit.DB.FamilyInstance:OST_Doors:Geometry | n/a | 0 | 0 | 0
Door 2D05A-box-upperright | rich.mitrenga@autodesk.com | 2012-11-14T15:57:40 | box-upperright | Component | Door 2D05A | -47.088 | 32.7204 | 6.78 | Autodesk Revit Architecture 2013 - 20121003_2115(x64) | Autodesk.Revit.DB.FamilyInstance:OST_Doors:Geometry | n/a | 0 | 0 | 0
Door 1E05-point | rich.mitrenga@autodesk.com | 2012-11-14T15:57:40 | point | Component | Door 1E05 | -25.838 | 16.0175 | 0.25 | Autodesk Revit Architecture 2013 - 20121003_2115(x64) | Autodesk.Revit.DB.FamilyInstance:OST_Doors:Geometry | n/a | 90 | 0 | 0
Door 1E05-box-lowerleft | rich.mitrenga@autodesk.com | 2012-11-14T15:57:40 | box-lowerleft | Component | Door 1E05 | -25.925 | 15.484 | 0.25 | Autodesk Revit Architecture 2013 - 20121003_2115(x64) | Autodesk.Revit.DB.FamilyInstance:OST_Doors:Geometry | n/a | 0 | 0 | 0
Door 1E05-box-upperright | rich.mitrenga@autodesk.com | 2012-11-14T15:57:40 | box-upperright | Component | Door 1E05 | -24.8607 | 16.551 | 2.46 | Autodesk Revit Architecture 2013 - 20121003_2115(x64) | Autodesk.Revit.DB.FamilyInstance:OST_Doors:Geometry | n/a | 0 | 0 | 0
Door 2A05-point | rich.mitrenga@autodesk.com | 2012-12-12T14:03:49 | point | Component | Door 2A05 | -4.8625 | 46.8164 | 4.57 | Autodesk Revit 2013 - 20120221_2030(x64) | Autodesk.Revit.DB.FamilyInstance:OST_Doors:Geometry | n/a | 0 | 0 | 0
Door 2A05-box-lowerleft | rich.mitrenga@autodesk.com | 2012-12-12T14:03:49 | box-lowerleft | Component | Door 2A05 | -5.396 | 46.7294 | 4.57 | Autodesk Revit 2013 - 20120221_2030(x64) | Autodesk.Revit.DB.FamilyInstance:OST_Doors:Geometry | n/a | 0 | 0 | 0
Door 2A05-box-upperright | rich.mitrenga@autodesk.com | 2012-12-12T14:03:49 | box-upperright | Component | Door 2A05 | -4.329 | 47.7937 | 6.78 | Autodesk Revit 2013 - 20120221_2030(x64) | Autodesk.Revit.DB.FamilyInstance:OST_Doors:Geometry | n/a | 0 | 0 | 0
Door 2A06-point | rich.mitrenga@autodesk.com | 2012-12-12T14:03:49 | point | Component | Door 2A06 | -10.3735 | 46.8164 | 4.57 | Autodesk Revit 2013 - 20120221_2030(x64) | Autodesk.Revit.DB.FamilyInstance:OST_Doors:Geometry | n/a | 180 | 0 | 0
Door 2A06-box-lowerleft | rich.mitrenga@autodesk.com | 2012-12-12T14:03:49 | box-lowerleft | Component | Door 2A06 | -10.907 | 46.7294 | 4.57 | Autodesk Revit 2013 - 20120221_2030(x64) | Autodesk.Revit.DB.FamilyInstance:OST_Doors:Geometry | n/a | 0 | 0 | 0
Door 2A06-box-upperright | rich.mitrenga@autodesk.com | 2012-12-12T14:03:49 | box-upperright | Component | Door 2A06 | -9.84 | 47.7937 | 6.78 | Autodesk Revit 2013 - 20120221_2030(x64) | Autodesk.Revit.DB.FamilyInstance:OST_Doors:Geometry | n/a | 0 | 0 | 0
ELEV-1-point | rich.mitrenga@autodesk.com | 2012-11-14T15:57:40 | point | Component | ELEV-1 | -16.5876 | 26.6456 | 0 | Autodesk Revit Architecture 2013 - 20121003_2115(x64) | Autodesk.Revit.DB.FamilyInstance:OST_ElectricalFixtures:Geometry | n/a | 0 | 0 | 0
ELEV-1-box-lowerleft | rich.mitrenga@autodesk.com | 2012-11-14T15:57:40 | box-lowerleft | Component | ELEV-1 | -17.7052 | 25.8074 | -1.2192 | Autodesk Revit Architecture 2013 - 20121003_2115(x64) | Autodesk.Revit.DB.FamilyInstance:OST_ElectricalFixtures:Geometry | n/a | 0 | 0 | 0
ELEV-1-box-upperright | rich.mitrenga@autodesk.com | 2012-11-14T15:57:40 | box-upperright | Component | ELEV-1 | -15.47 | 27.56 | 8.23 | Autodesk Revit Architecture 2013 - 20121003_2115(x64) | Autodesk.Revit.DB.FamilyInstance:OST_ElectricalFixtures:Geometry | n/a | 0 | 0 | 0
ODC-1-point | rich.mitrenga@autodesk.com | 2012-12-12T14:03:49 | point | Component | ODC-1 | -5.8833 | 49.1177 | 4.57 | Autodesk Revit 2013 - 20120221_2030(x64) | Autodesk.Revit.DB.FamilyInstance:OST_SpecialityEquipment:Geometry | n/a | 180.9132 | 0 | 0
ODC-1-box-lowerleft | rich.mitrenga@autodesk.com | 2012-12-12T14:03:49 | box-lowerleft | Component | ODC-1 | -6.2551 | 48.0962 | 4.57 | Autodesk Revit 2013 - 20120221_2030(x64) | Autodesk.Revit.DB.FamilyInstance:OST_SpecialityEquipment:Geometry | n/a | 0 | 0 | 0
ODC-1-box-upperright | rich.mitrenga@autodesk.com | 2012-12-12T14:03:49 | box-upperright | Component | ODC-1 | -5.5116 | 50.1393 | 6.2972 | Autodesk Revit 2013 - 20120221_2030(x64) | Autodesk.Revit.DB.FamilyInstance:OST_SpecialityEquipment:Geometry | n/a | 0 | 0 | 0
DSDO-1-point | rich.mitrenga@autodesk.com | 2012-12-12T14:03:49 | point | Component | DSDO-1 | -6.2915 | 49.1038 | 4.57 | Autodesk Revit 2013 - 20120221_2030(x64) | Autodesk.Revit.DB.FamilyInstance:OST_SpecialityEquipment:Geometry | n/a | 90 | 0 | 0
DSDO-1-box-lowerleft | rich.mitrenga@autodesk.com | 2012-12-12T14:03:49 | box-lowerleft | Component | DSDO-1 | -6.8249 | 48.1513 | 4.57 | Autodesk Revit 2013 - 20120221_2030(x64) | Autodesk.Revit.DB.FamilyInstance:OST_SpecialityEquipment:Geometry | n/a | 0 | 0 | 0
DSDO-1-box-upperright | rich.mitrenga@autodesk.com | 2012-12-12T14:03:49 | box-upperright | Component | DSDO-1 | -5.7581 | 50.0563 | 5.7892 | Autodesk Revit 2013 - 20120221_2030(x64) | Autodesk.Revit.DB.FamilyInstance:OST_SpecialityEquipment:Geometry | n/a | 0 | 0 | 0
MON-01-point | rich.mitrenga@autodesk.com | 2012-12-12T14:03:49 | point | Component | MON-01 | -6.511 | 49.4544 | 5.4844 | Autodesk Revit 2013 - 20120221_2030(x64) | Autodesk.Revit.DB.FamilyInstance:OST_SpecialityEquipment:Geometry | n/a | 270 | 0 | 0
MON-01-box-lowerleft | rich.mitrenga@autodesk.com | 2012-12-12T14:03:49 | box-lowerleft | Component | MON-01 | -6.7523 | 49.1496 | 5.4844 | Autodesk Revit 2013 - 20120221_2030(x64) | Autodesk.Revit.DB.FamilyInstance:OST_SpecialityEquipment:Geometry | n/a | 0 | 0 | 0
MON-01-box-upperright | rich.mitrenga@autodesk.com | 2012-12-12T14:03:49 | box-upperright | Component | MON-01 | -6.2697 | 49.7592 | 6.0686 | Autodesk Revit 2013 - 20120221_2030(x64) | Autodesk.Revit.DB.FamilyInstance:OST_SpecialityEquipment:Geometry | n/a | 0 | 0 | 0
DL-01-point | rich.mitrenga@autodesk.com | 2012-12-12T14:03:49 | point | Component | DL-01 | -5.6913 | 48.8925 | 7.1608 | Autodesk Revit 2013 - 20120221_2030(x64) | Autodesk.Revit.DB.FamilyInstance:OST_SpecialityEquipment:Geometry | n/a | 29.9708 | 0 | 0
DL-01-box-lowerleft | rich.mitrenga@autodesk.com | 2012-12-12T14:03:49 | box-lowerleft | Component | DL-01 | -6.5586 | 48.0252 | 5.6368 | Autodesk Revit 2013 - 20120221_2030(x64) | Autodesk.Revit.DB.FamilyInstance:OST_SpecialityEquipment:Geometry | n/a | 0 | 0 | 0
DL-01-box-upperright | rich.mitrenga@autodesk.com | 2012-12-12T14:03:49 | box-upperright | Component | DL-01 | -4.824 | 49.7599 | 7.9736 | Autodesk Revit 2013 - 20120221_2030(x64) | Autodesk.Revit.DB.FamilyInstance:OST_SpecialityEquipment:Geometry | n/a | 0 | 0 | 0
COMP-01-point | rich.mitrenga@autodesk.com | 2012-12-12T14:03:49 | point | Component | COMP-01 | -7.537 | 49.4544 | 5.4844 | Autodesk Revit 2013 - 20120221_2030(x64) | Autodesk.Revit.DB.FamilyInstance:OST_SpecialityEquipment:Geometry | n/a | 240 | 0 | 0
COMP-01-box-lowerleft | rich.mitrenga@autodesk.com | 2012-12-12T14:03:49 | box-lowerleft | Component | COMP-01 | -7.537 | 49.1623 | 5.4844 | Autodesk Revit 2013 - 20120221_2030(x64) | Autodesk.Revit.DB.FamilyInstance:OST_SpecialityEquipment:Geometry | n/a | 0 | 0 | 0
COMP-01-box-upperright | rich.mitrenga@autodesk.com | 2012-12-12T14:03:49 | box-upperright | Component | COMP-01 | -6.4447 | 49.7465 | 6.348 | Autodesk Revit 2013 - 20120221_2030(x64) | Autodesk.Revit.DB.FamilyInstance:OST_SpecialityEquipment:Geometry | n/a | 0 | 0 | 0
RUD-01-point | rich.mitrenga@autodesk.com | 2012-12-12T14:03:49 | point | Component | RUD-01 | -4.27 | 49.3684 | 5.6495 | Autodesk Revit 2013 - 20120221_2030(x64) | Autodesk.Revit.DB.FamilyInstance:OST_SpecialityEquipment:Geometry | n/a | 240 | 0 | 0
RUD-01-box-lowerleft | rich.mitrenga@autodesk.com | 2012-12-12T14:03:49 | box-lowerleft | Component | RUD-01 | -4.397 | 48.8081 | 5.5479 | Autodesk Revit 2013 - 20120221_2030(x64) | Autodesk.Revit.DB.FamilyInstance:OST_SpecialityEquipment:Geometry | n/a | 0 | 0 | 0
RUD-01-box-upperright | rich.mitrenga@autodesk.com | 2012-12-12T14:03:49 | box-upperright | Component | RUD-01 | -4.27 | 49.4685 | 6.831 | Autodesk Revit 2013 - 20120221_2030(x64) | Autodesk.Revit.DB.FamilyInstance:OST_SpecialityEquipment:Geometry | n/a | 0 | 0 | 0
DSDO-2-point | rich.mitrenga@autodesk.com | 2012-12-12T14:03:49 | point | Component | DSDO-2 | -8.9445 | 49.1038 | 4.57 | Autodesk Revit 2013 - 20120221_2030(x64) | Autodesk.Revit.DB.FamilyInstance:OST_SpecialityEquipment:Geometry | n/a | 90 | 0 | 0
DSDO-2-box-lowerleft | rich.mitrenga@autodesk.com | 2012-12-12T14:03:49 | box-lowerleft | Component | DSDO-2 | -9.4779 | 48.1513 | 4.57 | Autodesk Revit 2013 - 20120221_2030(x64) | Autodesk.Revit.DB.FamilyInstance:OST_SpecialityEquipment:Geometry | n/a | 0 | 0 | 0
DSDO-2-box-upperright | rich.mitrenga@autodesk.com | 2012-12-12T14:03:49 | box-upperright | Component | DSDO-2 | -8.4111 | 50.0563 | 5.7892 | Autodesk Revit 2013 - 20120221_2030(x64) | Autodesk.Revit.DB.FamilyInstance:OST_SpecialityEquipment:Geometry | n/a | 0 | 0 | 0
MON-02-point | rich.mitrenga@autodesk.com | 2012-12-12T14:03:49 | point | Component | MON-02 | -8.725 | 49.4544 | 5.4844 | Autodesk Revit 2013 - 20120221_2030(x64) | Autodesk.Revit.DB.FamilyInstance:OST_SpecialityEquipment:Geometry | n/a | 270 | 0 | 0
MON-02-box-lowerleft | rich.mitrenga@autodesk.com | 2012-12-12T14:03:49 | box-lowerleft | Component | MON-02 | -8.9663 | 49.1496 | 5.4844 | Autodesk Revit 2013 - 20120221_2030(x64) | Autodesk.Revit.DB.FamilyInstance:OST_SpecialityEquipment:Geometry | n/a | 0 | 0 | 0
MON-02-box-upperright | rich.mitrenga@autodesk.com | 2012-12-12T14:03:49 | box-upperright | Component | MON-02 | -8.4837 | 49.7592 | 6.0686 | Autodesk Revit 2013 - 20120221_2030(x64) | Autodesk.Revit.DB.FamilyInstance:OST_SpecialityEquipment:Geometry | n/a | 0 | 0 | 0
DL-02-point | rich.mitrenga@autodesk.com | 2012-12-12T14:03:49 | point | Component | DL-02 | -9.5447 | 48.8925 | 7.1608 | Autodesk Revit 2013 - 20120221_2030(x64) | Autodesk.Revit.DB.FamilyInstance:OST_SpecialityEquipment:Geometry | n/a | 150.0292 | 0 | 0
DL-02-box-lowerleft | rich.mitrenga@autodesk.com | 2012-12-12T14:03:49 | box-lowerleft | Component | DL-02 | -10.412 | 48.0252 | 5.6368 | Autodesk Revit 2013 - 20120221_2030(x64) | Autodesk.Revit.DB.FamilyInstance:OST_SpecialityEquipment:Geometry | n/a | 0 | 0 | 0
DL-02-box-upperright | rich.mitrenga@autodesk.com | 2012-12-12T14:03:49 | box-upperright | Component | DL-02 | -8.6774 | 49.7599 | 7.9736 | Autodesk Revit 2013 - 20120221_2030(x64) | Autodesk.Revit.DB.FamilyInstance:OST_SpecialityEquipment:Geometry | n/a | 0 | 0 | 0
COMP-02-point | rich.mitrenga@autodesk.com | 2012-12-12T14:03:49 | point | Component | COMP-02 | -7.699 | 49.4544 | 5.4844 | Autodesk Revit 2013 - 20120221_2030(x64) | Autodesk.Revit.DB.FamilyInstance:OST_SpecialityEquipment:Geometry | n/a | 240 | 0 | 0
COMP-02-box-lowerleft | rich.mitrenga@autodesk.com | 2012-12-12T14:03:49 | box-lowerleft | Component | COMP-02 | -8.7913 | 49.1623 | 5.4844 | Autodesk Revit 2013 - 20120221_2030(x64) | Autodesk.Revit.DB.FamilyInstance:OST_SpecialityEquipment:Geometry | n/a | 0 | 0 | 0
COMP-02-box-upperright | rich.mitrenga@autodesk.com | 2012-12-12T14:03:49 | box-upperright | Component | COMP-02 | -7.699 | 49.7465 | 6.348 | Autodesk Revit 2013 - 20120221_2030(x64) | Autodesk.Revit.DB.FamilyInstance:OST_SpecialityEquipment:Geometry | n/a | 0 | 0 | 0
RUD-02-point | rich.mitrenga@autodesk.com | 2012-12-12T14:03:49 | point | Component | RUD-02 | -10.966 | 49.3684 | 5.6495 | Autodesk Revit 2013 - 20120221_2030(x64) | Autodesk.Revit.DB.FamilyInstance:OST_SpecialityEquipment:Geometry | n/a | 240 | 0 | 0
RUD-02-box-lowerleft | rich.mitrenga@autodesk.com | 2012-12-12T14:03:49 | box-lowerleft | Component | RUD-02 | -10.966 | 48.8081 | 5.5479 | Autodesk Revit 2013 - 20120221_2030(x64) | Autodesk.Revit.DB.FamilyInstance:OST_SpecialityEquipment:Geometry | n/a | 0 | 0 | 0
RUD-02-box-upperright | rich.mitrenga@autodesk.com | 2012-12-12T14:03:49 | box-upperright | Component | RUD-02 | -10.839 | 49.4685 | 6.831 | Autodesk Revit 2013 - 20120221_2030(x64) | Autodesk.Revit.DB.FamilyInstance:OST_SpecialityEquipment:Geometry | n/a | 0 | 0 | 0
ODC-2-point | rich.mitrenga@autodesk.com | 2012-12-12T14:03:49 | point | Component | ODC-2 | -9.2933 | 49.1177 | 4.57 | Autodesk Revit 2013 - 20120221_2030(x64) | Autodesk.Revit.DB.FamilyInstance:OST_SpecialityEquipment:Geometry | n/a | 180.9132 | 0 | 0
ODC-2-box-lowerleft | rich.mitrenga@autodesk.com | 2012-12-12T14:03:49 | box-lowerleft | Component | ODC-2 | -9.6651 | 48.0962 | 4.57 | Autodesk Revit 2013 - 20120221_2030(x64) | Autodesk.Revit.DB.FamilyInstance:OST_SpecialityEquipment:Geometry | n/a | 0 | 0 | 0
ODC-2-box-upperright | rich.mitrenga@autodesk.com | 2012-12-12T14:03:49 | box-upperright | Component | ODC-2 | -8.9216 | 50.1393 | 6.2972 | Autodesk Revit 2013 - 20120221_2030(x64) | Autodesk.Revit.DB.FamilyInstance:OST_SpecialityEquipment:Geometry | n/a | 0 | 0 | 0
Window W1-01-point | rich.mitrenga@autodesk.com | 2012-11-14T15:57:40 | point | Component | Window W1-01 | -44.23 | 56.3865 | 0.905 | Autodesk Revit Architecture 2013 - 20121003_2115(x64) | Autodesk.Revit.DB.FamilyInstance:OST_Windows:Geometry | n/a | 0 | 0 | 0
Window W1-01-box-lowerleft | rich.mitrenga@autodesk.com | 2012-11-14T15:57:40 | box-lowerleft | Component | Window W1-01 | -44.73 | 56.253 | 0.905 | Autodesk Revit Architecture 2013 - 20121003_2115(x64) | Autodesk.Revit.DB.FamilyInstance:OST_Windows:Geometry | n/a | 0 | 0 | 0
Window W1-01-box-upperright | rich.mitrenga@autodesk.com | 2012-11-14T15:57:40 | box-upperright | Component | Window W1-01 | -43.73 | 56.8447 | 2.64 | Autodesk Revit Architecture 2013 - 20121003_2115(x64) | Autodesk.Revit.DB.FamilyInstance:OST_Windows:Geometry | n/a | 0 | 0 | 0
Window W1-02-point | rich.mitrenga@autodesk.com | 2012-11-14T15:57:40 | point | Component | Window W1-02 | -25.18 | 50.3365 | 0.905 | Autodesk Revit Architecture 2013 - 20121003_2115(x64) | Autodesk.Revit.DB.FamilyInstance:OST_Windows:Geometry | n/a | 0 | 0 | 0
Window W1-02-box-lowerleft | rich.mitrenga@autodesk.com | 2012-11-14T15:57:40 | box-lowerleft | Component | Window W1-02 | -25.68 | 50.203 | 0.905 | Autodesk Revit Architecture 2013 - 20121003_2115(x64) | Autodesk.Revit.DB.FamilyInstance:OST_Windows:Geometry | n/a | 0 | 0 | 0
Window W1-02-box-upperright | rich.mitrenga@autodesk.com | 2012-11-14T15:57:40 | box-upperright | Component | Window W1-02 | -24.68 | 50.7947 | 2.64 | Autodesk Revit Architecture 2013 - 20121003_2115(x64) | Autodesk.Revit.DB.FamilyInstance:OST_Windows:Geometry | n/a | 0 | 0 | 0
Window W1-03-point | rich.mitrenga@autodesk.com | 2012-11-14T15:57:40 | point | Component | Window W1-03 | -13.2 | 50.3365 | 0.905 | Autodesk Revit Architecture 2013 - 20121003_2115(x64) | Autodesk.Revit.DB.FamilyInstance:OST_Windows:Geometry | n/a | 0 | 0 | 0
Window W1-03-box-lowerleft | rich.mitrenga@autodesk.com | 2012-11-14T15:57:40 | box-lowerleft | Component | Window W1-03 | -13.7 | 50.203 | 0.905 | Autodesk Revit Architecture 2013 - 20121003_2115(x64) | Autodesk.Revit.DB.FamilyInstance:OST_Windows:Geometry | n/a | 0 | 0 | 0
Window W1-03-box-upperright | rich.mitrenga@autodesk.com | 2012-11-14T15:57:40 | box-upperright | Component | Window W1-03 | -12.7 | 50.7947 | 2.64 | Autodesk Revit Architecture 2013 - 20121003_2115(x64) | Autodesk.Revit.DB.FamilyInstance:OST_Windows:Geometry | n/a | 0 | 0 | 0
Window W1-04-point | rich.mitrenga@autodesk.com | 2012-11-14T15:57:40 | point | Component | Window W1-04 | -6.184 | 50.3365 | 0.905 | Autodesk Revit Architecture 2013 - 20121003_2115(x64) | Autodesk.Revit.DB.FamilyInstance:OST_Windows:Geometry | n/a | 0 | 0 | 0
Window W1-04-box-lowerleft | rich.mitrenga@autodesk.com | 2012-11-14T15:57:40 | box-lowerleft | Component | Window W1-04 | -6.684 | 50.203 | 0.905 | Autodesk Revit Architecture 2013 - 20121003_2115(x64) | Autodesk.Revit.DB.FamilyInstance:OST_Windows:Geometry | n/a | 0 | 0 | 0
Window W1-04-box-upperright | rich.mitrenga@autodesk.com | 2012-11-14T15:57:40 | box-upperright | Component | Window W1-04 | -5.684 | 50.7947 | 2.64 | Autodesk Revit Architecture 2013 - 20121003_2115(x64) | Autodesk.Revit.DB.FamilyInstance:OST_Windows:Geometry | n/a | 0 | 0 | 0
Window W1-05-point | rich.mitrenga@autodesk.com | 2012-11-14T15:57:40 | point | Component | Window W1-05 | 0.2465 | 48.6385 | 0.905 | Autodesk Revit Architecture 2013 - 20121003_2115(x64) | Autodesk.Revit.DB.FamilyInstance:OST_Windows:Geometry | n/a | 90 | 0 | 0
Window W1-05-box-lowerleft | rich.mitrenga@autodesk.com | 2012-11-14T15:57:40 | box-lowerleft | Component | Window W1-05 | 0.113 | 48.1385 | 0.905 | Autodesk Revit Architecture 2013 - 20121003_2115(x64) | Autodesk.Revit.DB.FamilyInstance:OST_Windows:Geometry | n/a | 0 | 0 | 0
Window W1-05-box-upperright | rich.mitrenga@autodesk.com | 2012-11-14T15:57:40 | box-upperright | Component | Window W1-05 | 0.70465 | 49.1385 | 2.64 | Autodesk Revit Architecture 2013 - 20121003_2115(x64) | Autodesk.Revit.DB.FamilyInstance:OST_Windows:Geometry | n/a | 0 | 0 | 0
Window W1-06-point | rich.mitrenga@autodesk.com | 2012-11-14T15:57:40 | point | Component | Window W1-06 | 0.2465 | 46.13 | 0.905 | Autodesk Revit Architecture 2013 - 20121003_2115(x64) | Autodesk.Revit.DB.FamilyInstance:OST_Windows:Geometry | n/a | 90 | 0 | 0
Window W1-06-box-lowerleft | rich.mitrenga@autodesk.com | 2012-11-14T15:57:40 | box-lowerleft | Component | Window W1-06 | 0.113 | 45.63 | 0.905 | Autodesk Revit Architecture 2013 - 20121003_2115(x64) | Autodesk.Revit.DB.FamilyInstance:OST_Windows:Geometry | n/a | 0 | 0 | 0
Window W1-06-box-upperright | rich.mitrenga@autodesk.com | 2012-11-14T15:57:40 | box-upperright | Component | Window W1-06 | 0.70465 | 46.63 | 2.64 | Autodesk Revit Architecture 2013 - 20121003_2115(x64) | Autodesk.Revit.DB.FamilyInstance:OST_Windows:Geometry | n/a | 0 | 0 | 0
Window W1-07-point | rich.mitrenga@autodesk.com | 2012-11-14T15:57:40 | point | Component | Window W1-07 | 0.2465 | 41.6299 | 0.905 | Autodesk Revit Architecture 2013 - 20121003_2115(x64) | Autodesk.Revit.DB.FamilyInstance:OST_Windows:Geometry | n/a | 90 | 0 | 0
Window W1-07-box-lowerleft | rich.mitrenga@autodesk.com | 2012-11-14T15:57:40 | box-lowerleft | Component | Window W1-07 | 0.113 | 41.1299 | 0.905 | Autodesk Revit Architecture 2013 - 20121003_2115(x64) | Autodesk.Revit.DB.FamilyInstance:OST_Windows:Geometry | n/a | 0 | 0 | 0
Window W1-07-box-upperright | rich.mitrenga@autodesk.com | 2012-11-14T15:57:40 | box-upperright | Component | Window W1-07 | 0.70465 | 42.1299 | 2.64 | Autodesk Revit Architecture 2013 - 20121003_2115(x64) | Autodesk.Revit.DB.FamilyInstance:OST_Windows:Geometry | n/a | 0 | 0 | 0
Window W1-08-point | rich.mitrenga@autodesk.com | 2012-11-14T15:57:40 | point | Component | Window W1-08 | 0.2465 | 36.1299 | 0.905 | Autodesk Revit Architecture 2013 - 20121003_2115(x64) | Autodesk.Revit.DB.FamilyInstance:OST_Windows:Geometry | n/a | 90 | 0 | 0
Window W1-08-box-lowerleft | rich.mitrenga@autodesk.com | 2012-11-14T15:57:40 | box-lowerleft | Component | Window W1-08 | 0.113 | 35.6299 | 0.905 | Autodesk Revit Architecture 2013 - 20121003_2115(x64) | Autodesk.Revit.DB.FamilyInstance:OST_Windows:Geometry | n/a | 0 | 0 | 0
Window W1-08-box-upperright | rich.mitrenga@autodesk.com | 2012-11-14T15:57:40 | box-upperright | Component | Window W1-08 | 0.70465 | 36.6299 | 2.64 | Autodesk Revit Architecture 2013 - 20121003_2115(x64) | Autodesk.Revit.DB.FamilyInstance:OST_Windows:Geometry | n/a | 0 | 0 | 0
Window W1-09-point | rich.mitrenga@autodesk.com | 2012-11-14T15:57:40 | point | Component | Window W1-09 | 0.2465 | 27.3591 | 0.905 | Autodesk Revit Architecture 2013 - 20121003_2115(x64) | Autodesk.Revit.DB.FamilyInstance:OST_Windows:Geometry | n/a | 90 | 0 | 0
Window W1-09-box-lowerleft | rich.mitrenga@autodesk.com | 2012-11-14T15:57:40 | box-lowerleft | Component | Window W1-09 | 0.113 | 26.8591 | 0.905 | Autodesk Revit Architecture 2013 - 20121003_2115(x64) | Autodesk.Revit.DB.FamilyInstance:OST_Windows:Geometry | n/a | 0 | 0 | 0
Window W1-09-box-upperright | rich.mitrenga@autodesk.com | 2012-11-14T15:57:40 | box-upperright | Component | Window W1-09 | 0.70465 | 27.8591 | 2.64 | Autodesk Revit Architecture 2013 - 20121003_2115(x64) | Autodesk.Revit.DB.FamilyInstance:OST_Windows:Geometry | n/a | 0 | 0 | 0
Window W1-10-point | rich.mitrenga@autodesk.com | 2012-11-14T15:57:40 | point | Component | Window W1-10 | 0.2465 | 21.76 | 0.905 | Autodesk Revit Architecture 2013 - 20121003_2115(x64) | Autodesk.Revit.DB.FamilyInstance:OST_Windows:Geometry | n/a | 90 | 0 | 0
Window W1-10-box-lowerleft | rich.mitrenga@autodesk.com | 2012-11-14T15:57:40 | box-lowerleft | Component | Window W1-10 | 0.113 | 21.26 | 0.905 | Autodesk Revit Architecture 2013 - 20121003_2115(x64) | Autodesk.Revit.DB.FamilyInstance:OST_Windows:Geometry | n/a | 0 | 0 | 0
Window W1-10-box-upperright | rich.mitrenga@autodesk.com | 2012-11-14T15:57:40 | box-upperright | Component | Window W1-10 | 0.70465 | 22.26 | 2.64 | Autodesk Revit Architecture 2013 - 20121003_2115(x64) | Autodesk.Revit.DB.FamilyInstance:OST_Windows:Geometry | n/a | 0 | 0 | 0
Window W1-11-point | rich.mitrenga@autodesk.com | 2012-11-14T15:57:40 | point | Component | Window W1-11 | 0.2465 | 17.26 | 0.905 | Autodesk Revit Architecture 2013 - 20121003_2115(x64) | Autodesk.Revit.DB.FamilyInstance:OST_Windows:Geometry | n/a | 90 | 0 | 0
Window W1-11-box-lowerleft | rich.mitrenga@autodesk.com | 2012-11-14T15:57:40 | box-lowerleft | Component | Window W1-11 | 0.113 | 16.76 | 0.905 | Autodesk Revit Architecture 2013 - 20121003_2115(x64) | Autodesk.Revit.DB.FamilyInstance:OST_Windows:Geometry | n/a | 0 | 0 | 0
Window W1-11-box-upperright | rich.mitrenga@autodesk.com | 2012-11-14T15:57:40 | box-upperright | Component | Window W1-11 | 0.70465 | 17.76 | 2.64 | Autodesk Revit Architecture 2013 - 20121003_2115(x64) | Autodesk.Revit.DB.FamilyInstance:OST_Windows:Geometry | n/a | 0 | 0 | 0
Window W1-12-point | rich.mitrenga@autodesk.com | 2012-11-14T15:57:40 | point | Component | Window W1-12 | 0.2465 | 14.76 | 0.905 | Autodesk Revit Architecture 2013 - 20121003_2115(x64) | Autodesk.Revit.DB.FamilyInstance:OST_Windows:Geometry | n/a | 90 | 0 | 0
Window W1-12-box-lowerleft | rich.mitrenga@autodesk.com | 2012-11-14T15:57:40 | box-lowerleft | Component | Window W1-12 | 0.113 | 14.26 | 0.905 | Autodesk Revit Architecture 2013 - 20121003_2115(x64) | Autodesk.Revit.DB.FamilyInstance:OST_Windows:Geometry | n/a | 0 | 0 | 0
Window W1-12-box-upperright | rich.mitrenga@autodesk.com | 2012-11-14T15:57:40 | box-upperright | Component | Window W1-12 | 0.70465 | 15.26 | 2.64 | Autodesk Revit Architecture 2013 - 20121003_2115(x64) | Autodesk.Revit.DB.FamilyInstance:OST_Windows:Geometry | n/a | 0 | 0 | 0
Window W1-13-point | rich.mitrenga@autodesk.com | 2012-11-14T15:57:40 | point | Component | Window W1-13 | 0.2465 | 12.26 | 0.905 | Autodesk Revit Architecture 2013 - 20121003_2115(x64) | Autodesk.Revit.DB.FamilyInstance:OST_Windows:Geometry | n/a | 90 | 0 | 0
Window W1-13-box-lowerleft | rich.mitrenga@autodesk.com | 2012-11-14T15:57:40 | box-lowerleft | Component | Window W1-13 | 0.113 | 11.76 | 0.905 | Autodesk Revit Architecture 2013 - 20121003_2115(x64) | Autodesk.Revit.DB.FamilyInstance:OST_Windows:Geometry | n/a | 0 | 0 | 0
Window W1-13-box-upperright | rich.mitrenga@autodesk.com | 2012-11-14T15:57:40 | box-upperright | Component | Window W1-13 | 0.70465 | 12.76 | 2.64 | Autodesk Revit Architecture 2013 - 20121003_2115(x64) | Autodesk.Revit.DB.FamilyInstance:OST_Windows:Geometry | n/a | 0 | 0 | 0
Window W1-14-point | rich.mitrenga@autodesk.com | 2012-11-14T15:57:40 | point | Component | Window W1-14 | -6.0833 | 9.7935 | 0.905 | Autodesk Revit Architecture 2013 - 20121003_2115(x64) | Autodesk.Revit.DB.FamilyInstance:OST_Windows:Geometry | n/a | 180 | 0 | 0
Window W1-14-box-lowerleft | rich.mitrenga@autodesk.com | 2012-11-14T15:57:40 | box-lowerleft | Component | Window W1-14 | -6.5833 | 9.3353 | 0.905 | Autodesk Revit Architecture 2013 - 20121003_2115(x64) | Autodesk.Revit.DB.FamilyInstance:OST_Windows:Geometry | n/a | 0 | 0 | 0
Window W1-14-box-upperright | rich.mitrenga@autodesk.com | 2012-11-14T15:57:40 | box-upperright | Component | Window W1-14 | -5.5833 | 9.927 | 2.64 | Autodesk Revit Architecture 2013 - 20121003_2115(x64) | Autodesk.Revit.DB.FamilyInstance:OST_Windows:Geometry | n/a | 0 | 0 | 0
Window W1-15-point | rich.mitrenga@autodesk.com | 2012-11-14T15:57:40 | point | Component | Window W1-15 | -19.8135 | 7.654 | 0.905 | Autodesk Revit Architecture 2013 - 20121003_2115(x64) | Autodesk.Revit.DB.FamilyInstance:OST_Windows:Geometry | n/a | 90 | 0 | 0
Window W1-15-box-lowerleft | rich.mitrenga@autodesk.com | 2012-11-14T15:57:40 | box-lowerleft | Component | Window W1-15 | -19.947 | 7.154 | 0.905 | Autodesk Revit Architecture 2013 - 20121003_2115(x64) | Autodesk.Revit.DB.FamilyInstance:OST_Windows:Geometry | n/a | 0 | 0 | 0
Window W1-15-box-upperright | rich.mitrenga@autodesk.com | 2012-11-14T15:57:40 | box-upperright | Component | Window W1-15 | -19.3553 | 8.154 | 2.64 | Autodesk Revit Architecture 2013 - 20121003_2115(x64) | Autodesk.Revit.DB.FamilyInstance:OST_Windows:Geometry | n/a | 0 | 0 | 0
Window W1-16-point | rich.mitrenga@autodesk.com | 2012-11-14T15:57:40 | point | Component | Window W1-16 | -19.8135 | 3.644 | 0.905 | Autodesk Revit Architecture 2013 - 20121003_2115(x64) | Autodesk.Revit.DB.FamilyInstance:OST_Windows:Geometry | n/a | 90 | 0 | 0
Window W1-16-box-lowerleft | rich.mitrenga@autodesk.com | 2012-11-14T15:57:40 | box-lowerleft | Component | Window W1-16 | -19.947 | 3.144 | 0.905 | Autodesk Revit Architecture 2013 - 20121003_2115(x64) | Autodesk.Revit.DB.FamilyInstance:OST_Windows:Geometry | n/a | 0 | 0 | 0
Window W1-16-box-upperright | rich.mitrenga@autodesk.com | 2012-11-14T15:57:40 | box-upperright | Component | Window W1-16 | -19.3553 | 4.144 | 2.64 | Autodesk Revit Architecture 2013 - 20121003_2115(x64) | Autodesk.Revit.DB.FamilyInstance:OST_Windows:Geometry | n/a | 0 | 0 | 0
Window W1-17-point | rich.mitrenga@autodesk.com | 2012-11-14T15:57:40 | point | Component | Window W1-17 | -19.8135 | 1.66 | 0.905 | Autodesk Revit Architecture 2013 - 20121003_2115(x64) | Autodesk.Revit.DB.FamilyInstance:OST_Windows:Geometry | n/a | 90 | 0 | 0
Window W1-17-box-lowerleft | rich.mitrenga@autodesk.com | 2012-11-14T15:57:40 | box-lowerleft | Component | Window W1-17 | -19.947 | 1.16 | 0.905 | Autodesk Revit Architecture 2013 - 20121003_2115(x64) | Autodesk.Revit.DB.FamilyInstance:OST_Windows:Geometry | n/a | 0 | 0 | 0
Window W1-17-box-upperright | rich.mitrenga@autodesk.com | 2012-11-14T15:57:40 | box-upperright | Component | Window W1-17 | -19.3553 | 2.16 | 2.64 | Autodesk Revit Architecture 2013 - 20121003_2115(x64) | Autodesk.Revit.DB.FamilyInstance:OST_Windows:Geometry | n/a | 0 | 0 | 0
Window W1-18-point | rich.mitrenga@autodesk.com | 2012-11-14T15:57:40 | point | Component | Window W1-18 | -52.1465 | 27.266 | 0.905 | Autodesk Revit Architecture 2013 - 20121003_2115(x64) | Autodesk.Revit.DB.FamilyInstance:OST_Windows:Geometry | n/a | 270 | 0 | 0
Window W1-18-box-lowerleft | rich.mitrenga@autodesk.com | 2012-11-14T15:57:40 | box-lowerleft | Component | Window W1-18 | -52.6047 | 26.766 | 0.905 | Autodesk Revit Architecture 2013 - 20121003_2115(x64) | Autodesk.Revit.DB.FamilyInstance:OST_Windows:Geometry | n/a | 0 | 0 | 0
Window W1-18-box-upperright | rich.mitrenga@autodesk.com | 2012-11-14T15:57:40 | box-upperright | Component | Window W1-18 | -52.013 | 27.766 | 2.64 | Autodesk Revit Architecture 2013 - 20121003_2115(x64) | Autodesk.Revit.DB.FamilyInstance:OST_Windows:Geometry | n/a | 0 | 0 | 0
Window W1-19-point | rich.mitrenga@autodesk.com | 2012-11-14T15:57:40 | point | Component | Window W1-19 | -52.1465 | 36.14 | 0.905 | Autodesk Revit Architecture 2013 - 20121003_2115(x64) | Autodesk.Revit.DB.FamilyInstance:OST_Windows:Geometry | n/a | 270 | 0 | 0
Window W1-19-box-lowerleft | rich.mitrenga@autodesk.com | 2012-11-14T15:57:40 | box-lowerleft | Component | Window W1-19 | -52.6047 | 35.64 | 0.905 | Autodesk Revit Architecture 2013 - 20121003_2115(x64) | Autodesk.Revit.DB.FamilyInstance:OST_Windows:Geometry | n/a | 0 | 0 | 0
Window W1-19-box-upperright | rich.mitrenga@autodesk.com | 2012-11-14T15:57:40 | box-upperright | Component | Window W1-19 | -52.013 | 36.64 | 2.64 | Autodesk Revit Architecture 2013 - 20121003_2115(x64) | Autodesk.Revit.DB.FamilyInstance:OST_Windows:Geometry | n/a | 0 | 0 | 0
Window W1-20-point | rich.mitrenga@autodesk.com | 2012-11-14T15:57:40 | point | Component | Window W1-20 | -52.1465 | 46.13 | 0.905 | Autodesk Revit Architecture 2013 - 20121003_2115(x64) | Autodesk.Revit.DB.FamilyInstance:OST_Windows:Geometry | n/a | 270 | 0 | 0
Window W1-20-box-lowerleft | rich.mitrenga@autodesk.com | 2012-11-14T15:57:40 | box-lowerleft | Component | Window W1-20 | -52.6047 | 45.63 | 0.905 | Autodesk Revit Architecture 2013 - 20121003_2115(x64) | Autodesk.Revit.DB.FamilyInstance:OST_Windows:Geometry | n/a | 0 | 0 | 0
Window W1-20-box-upperright | rich.mitrenga@autodesk.com | 2012-11-14T15:57:40 | box-upperright | Component | Window W1-20 | -52.013 | 46.63 | 2.64 | Autodesk Revit Architecture 2013 - 20121003_2115(x64) | Autodesk.Revit.DB.FamilyInstance:OST_Windows:Geometry | n/a | 0 | 0 | 0
Window W1-21-point | rich.mitrenga@autodesk.com | 2012-11-14T15:57:40 | point | Component | Window W1-21 | -52.1465 | 48.63 | 0.905 | Autodesk Revit Architecture 2013 - 20121003_2115(x64) | Autodesk.Revit.DB.FamilyInstance:OST_Windows:Geometry | n/a | 270 | 0 | 0
Window W1-21-box-lowerleft | rich.mitrenga@autodesk.com | 2012-11-14T15:57:40 | box-lowerleft | Component | Window W1-21 | -52.6047 | 48.13 | 0.905 | Autodesk Revit Architecture 2013 - 20121003_2115(x64) | Autodesk.Revit.DB.FamilyInstance:OST_Windows:Geometry | n/a | 0 | 0 | 0
Window W1-21-box-upperright | rich.mitrenga@autodesk.com | 2012-11-14T15:57:40 | box-upperright | Component | Window W1-21 | -52.013 | 49.13 | 2.64 | Autodesk Revit Architecture 2013 - 20121003_2115(x64) | Autodesk.Revit.DB.FamilyInstance:OST_Windows:Geometry | n/a | 0 | 0 | 0
Window W1-22-point | rich.mitrenga@autodesk.com | 2012-11-14T15:57:40 | point | Component | Window W1-22 | -52.1465 | 51.12 | 0.905 | Autodesk Revit Architecture 2013 - 20121003_2115(x64) | Autodesk.Revit.DB.FamilyInstance:OST_Windows:Geometry | n/a | 270 | 0 | 0
Window W1-22-box-lowerleft | rich.mitrenga@autodesk.com | 2012-11-14T15:57:40 | box-lowerleft | Component | Window W1-22 | -52.6047 | 50.62 | 0.905 | Autodesk Revit Architecture 2013 - 20121003_2115(x64) | Autodesk.Revit.DB.FamilyInstance:OST_Windows:Geometry | n/a | 0 | 0 | 0
Window W1-22-box-upperright | rich.mitrenga@autodesk.com | 2012-11-14T15:57:40 | box-upperright | Component | Window W1-22 | -52.013 | 51.62 | 2.64 | Autodesk Revit Architecture 2013 - 20121003_2115(x64) | Autodesk.Revit.DB.FamilyInstance:OST_Windows:Geometry | n/a | 0 | 0 | 0
Window W1-23-point | rich.mitrenga@autodesk.com | 2012-11-14T15:57:40 | point | Component | Window W1-23 | -32.18 | 50.3365 | 5.475 | Autodesk Revit Architecture 2013 - 20121003_2115(x64) | Autodesk.Revit.DB.FamilyInstance:OST_Windows:Geometry | n/a | 0 | 0 | 0
Window W1-23-box-lowerleft | rich.mitrenga@autodesk.com | 2012-11-14T15:57:40 | box-lowerleft | Component | Window W1-23 | -32.68 | 50.203 | 5.475 | Autodesk Revit Architecture 2013 - 20121003_2115(x64) | Autodesk.Revit.DB.FamilyInstance:OST_Windows:Geometry | n/a | 0 | 0 | 0
Window W1-23-box-upperright | rich.mitrenga@autodesk.com | 2012-11-14T15:57:40 | box-upperright | Component | Window W1-23 | -31.68 | 50.7947 | 7.21 | Autodesk Revit Architecture 2013 - 20121003_2115(x64) | Autodesk.Revit.DB.FamilyInstance:OST_Windows:Geometry | n/a | 0 | 0 | 0
Window W1-24-point | rich.mitrenga@autodesk.com | 2012-11-14T15:57:40 | point | Component | Window W1-24 | -29.69 | 50.3365 | 5.475 | Autodesk Revit Architecture 2013 - 20121003_2115(x64) | Autodesk.Revit.DB.FamilyInstance:OST_Windows:Geometry | n/a | 0 | 0 | 0
Window W1-24-box-lowerleft | rich.mitrenga@autodesk.com | 2012-11-14T15:57:40 | box-lowerleft | Component | Window W1-24 | -30.19 | 50.203 | 5.475 | Autodesk Revit Architecture 2013 - 20121003_2115(x64) | Autodesk.Revit.DB.FamilyInstance:OST_Windows:Geometry | n/a | 0 | 0 | 0
Window W1-24-box-upperright | rich.mitrenga@autodesk.com | 2012-11-14T15:57:40 | box-upperright | Component | Window W1-24 | -29.19 | 50.7947 | 7.21 | Autodesk Revit Architecture 2013 - 20121003_2115(x64) | Autodesk.Revit.DB.FamilyInstance:OST_Windows:Geometry | n/a | 0 | 0 | 0
Window W1-25-point | rich.mitrenga@autodesk.com | 2012-11-14T15:57:40 | point | Component | Window W1-25 | -27.17 | 50.3365 | 5.475 | Autodesk Revit Architecture 2013 - 20121003_2115(x64) | Autodesk.Revit.DB.FamilyInstance:OST_Windows:Geometry | n/a | 0 | 0 | 0
Window W1-25-box-lowerleft | rich.mitrenga@autodesk.com | 2012-11-14T15:57:40 | box-lowerleft | Component | Window W1-25 | -27.67 | 50.203 | 5.475 | Autodesk Revit Architecture 2013 - 20121003_2115(x64) | Autodesk.Revit.DB.FamilyInstance:OST_Windows:Geometry | n/a | 0 | 0 | 0
Window W1-25-box-upperright | rich.mitrenga@autodesk.com | 2012-11-14T15:57:40 | box-upperright | Component | Window W1-25 | -26.67 | 50.7947 | 7.21 | Autodesk Revit Architecture 2013 - 20121003_2115(x64) | Autodesk.Revit.DB.FamilyInstance:OST_Windows:Geometry | n/a | 0 | 0 | 0
Window W1-26-point | rich.mitrenga@autodesk.com | 2012-11-14T15:57:40 | point | Component | Window W1-26 | -22.68 | 50.3365 | 5.475 | Autodesk Revit Architecture 2013 - 20121003_2115(x64) | Autodesk.Revit.DB.FamilyInstance:OST_Windows:Geometry | n/a | 0 | 0 | 0
Window W1-26-box-lowerleft | rich.mitrenga@autodesk.com | 2012-11-14T15:57:40 | box-lowerleft | Component | Window W1-26 | -23.18 | 50.203 | 5.475 | Autodesk Revit Architecture 2013 - 20121003_2115(x64) | Autodesk.Revit.DB.FamilyInstance:OST_Windows:Geometry | n/a | 0 | 0 | 0
Window W1-26-box-upperright | rich.mitrenga@autodesk.com | 2012-11-14T15:57:40 | box-upperright | Component | Window W1-26 | -22.18 | 50.7947 | 7.21 | Autodesk Revit Architecture 2013 - 20121003_2115(x64) | Autodesk.Revit.DB.FamilyInstance:OST_Windows:Geometry | n/a | 0 | 0 | 0
Window W1-27-point | rich.mitrenga@autodesk.com | 2012-11-14T15:57:40 | point | Component | Window W1-27 | -19.17 | 50.3365 | 5.475 | Autodesk Revit Architecture 2013 - 20121003_2115(x64) | Autodesk.Revit.DB.FamilyInstance:OST_Windows:Geometry | n/a | 0 | 0 | 0
Window W1-27-box-lowerleft | rich.mitrenga@autodesk.com | 2012-11-14T15:57:40 | box-lowerleft | Component | Window W1-27 | -19.67 | 50.203 | 5.475 | Autodesk Revit Architecture 2013 - 20121003_2115(x64) | Autodesk.Revit.DB.FamilyInstance:OST_Windows:Geometry | n/a | 0 | 0 | 0
Window W1-27-box-upperright | rich.mitrenga@autodesk.com | 2012-11-14T15:57:40 | box-upperright | Component | Window W1-27 | -18.67 | 50.7947 | 7.21 | Autodesk Revit Architecture 2013 - 20121003_2115(x64) | Autodesk.Revit.DB.FamilyInstance:OST_Windows:Geometry | n/a | 0 | 0 | 0
Window W1-28-point | rich.mitrenga@autodesk.com | 2012-11-14T15:57:40 | point | Component | Window W1-28 | -15.67 | 50.3365 | 5.475 | Autodesk Revit Architecture 2013 - 20121003_2115(x64) | Autodesk.Revit.DB.FamilyInstance:OST_Windows:Geometry | n/a | 0 | 0 | 0
Window W1-28-box-lowerleft | rich.mitrenga@autodesk.com | 2012-11-14T15:57:40 | box-lowerleft | Component | Window W1-28 | -16.17 | 50.203 | 5.475 | Autodesk Revit Architecture 2013 - 20121003_2115(x64) | Autodesk.Revit.DB.FamilyInstance:OST_Windows:Geometry | n/a | 0 | 0 | 0
Window W1-28-box-upperright | rich.mitrenga@autodesk.com | 2012-11-14T15:57:40 | box-upperright | Component | Window W1-28 | -15.17 | 50.7947 | 7.21 | Autodesk Revit Architecture 2013 - 20121003_2115(x64) | Autodesk.Revit.DB.FamilyInstance:OST_Windows:Geometry | n/a | 0 | 0 | 0
Window W1-29-point | rich.mitrenga@autodesk.com | 2012-11-14T15:57:40 | point | Component | Window W1-29 | -12.194 | 50.3365 | 5.475 | Autodesk Revit Architecture 2013 - 20121003_2115(x64) | Autodesk.Revit.DB.FamilyInstance:OST_Windows:Geometry | n/a | 0 | 0 | 0
Window W1-29-box-lowerleft | rich.mitrenga@autodesk.com | 2012-11-14T15:57:40 | box-lowerleft | Component | Window W1-29 | -12.694 | 50.203 | 5.475 | Autodesk Revit Architecture 2013 - 20121003_2115(x64) | Autodesk.Revit.DB.FamilyInstance:OST_Windows:Geometry | n/a | 0 | 0 | 0
Window W1-29-box-upperright | rich.mitrenga@autodesk.com | 2012-11-14T15:57:40 | box-upperright | Component | Window W1-29 | -11.694 | 50.7947 | 7.21 | Autodesk Revit Architecture 2013 - 20121003_2115(x64) | Autodesk.Revit.DB.FamilyInstance:OST_Windows:Geometry | n/a | 0 | 0 | 0
Window W1-30-point | rich.mitrenga@autodesk.com | 2012-11-14T15:57:40 | point | Component | Window W1-30 | -9.18 | 50.3365 | 5.475 | Autodesk Revit Architecture 2013 - 20121003_2115(x64) | Autodesk.Revit.DB.FamilyInstance:OST_Windows:Geometry | n/a | 0 | 0 | 0
Window W1-30-box-lowerleft | rich.mitrenga@autodesk.com | 2012-11-14T15:57:40 | box-lowerleft | Component | Window W1-30 | -9.68 | 50.203 | 5.475 | Autodesk Revit Architecture 2013 - 20121003_2115(x64) | Autodesk.Revit.DB.FamilyInstance:OST_Windows:Geometry | n/a | 0 | 0 | 0
Window W1-30-box-upperright | rich.mitrenga@autodesk.com | 2012-11-14T15:57:40 | box-upperright | Component | Window W1-30 | -8.68 | 50.7947 | 7.21 | Autodesk Revit Architecture 2013 - 20121003_2115(x64) | Autodesk.Revit.DB.FamilyInstance:OST_Windows:Geometry | n/a | 0 | 0 | 0
Window W1-31-point | rich.mitrenga@autodesk.com | 2012-11-14T15:57:40 | point | Component | Window W1-31 | -6.19 | 50.3365 | 5.475 | Autodesk Revit Architecture 2013 - 20121003_2115(x64) | Autodesk.Revit.DB.FamilyInstance:OST_Windows:Geometry | n/a | 0 | 0 | 0
Window W1-31-box-lowerleft | rich.mitrenga@autodesk.com | 2012-11-14T15:57:40 | box-lowerleft | Component | Window W1-31 | -6.69 | 50.203 | 5.475 | Autodesk Revit Architecture 2013 - 20121003_2115(x64) | Autodesk.Revit.DB.FamilyInstance:OST_Windows:Geometry | n/a | 0 | 0 | 0
Window W1-31-box-upperright | rich.mitrenga@autodesk.com | 2012-11-14T15:57:40 | box-upperright | Component | Window W1-31 | -5.69 | 50.7947 | 7.21 | Autodesk Revit Architecture 2013 - 20121003_2115(x64) | Autodesk.Revit.DB.FamilyInstance:OST_Windows:Geometry | n/a | 0 | 0 | 0
Window W1-32-point | rich.mitrenga@autodesk.com | 2012-11-14T15:57:40 | point | Component | Window W1-32 | 0.2465 | 48.6056 | 5.475 | Autodesk Revit Architecture 2013 - 20121003_2115(x64) | Autodesk.Revit.DB.FamilyInstance:OST_Windows:Geometry | n/a | 90 | 0 | 0
Window W1-32-box-lowerleft | rich.mitrenga@autodesk.com | 2012-11-14T15:57:40 | box-lowerleft | Component | Window W1-32 | 0.113 | 48.1056 | 5.475 | Autodesk Revit Architecture 2013 - 20121003_2115(x64) | Autodesk.Revit.DB.FamilyInstance:OST_Windows:Geometry | n/a | 0 | 0 | 0
Window W1-32-box-upperright | rich.mitrenga@autodesk.com | 2012-11-14T15:57:40 | box-upperright | Component | Window W1-32 | 0.70465 | 49.1056 | 7.21 | Autodesk Revit Architecture 2013 - 20121003_2115(x64) | Autodesk.Revit.DB.FamilyInstance:OST_Windows:Geometry | n/a | 0 | 0 | 0
Window W1-33-point | rich.mitrenga@autodesk.com | 2012-11-14T15:57:40 | point | Component | Window W1-33 | 0.2465 | 43.5856 | 5.475 | Autodesk Revit Architecture 2013 - 20121003_2115(x64) | Autodesk.Revit.DB.FamilyInstance:OST_Windows:Geometry | n/a | 90 | 0 | 0
Window W1-33-box-lowerleft | rich.mitrenga@autodesk.com | 2012-11-14T15:57:40 | box-lowerleft | Component | Window W1-33 | 0.113 | 43.0856 | 5.475 | Autodesk Revit Architecture 2013 - 20121003_2115(x64) | Autodesk.Revit.DB.FamilyInstance:OST_Windows:Geometry | n/a | 0 | 0 | 0
Window W1-33-box-upperright | rich.mitrenga@autodesk.com | 2012-11-14T15:57:40 | box-upperright | Component | Window W1-33 | 0.70465 | 44.0856 | 7.21 | Autodesk Revit Architecture 2013 - 20121003_2115(x64) | Autodesk.Revit.DB.FamilyInstance:OST_Windows:Geometry | n/a | 0 | 0 | 0
Window W1-34-point | rich.mitrenga@autodesk.com | 2012-11-14T15:57:40 | point | Component | Window W1-34 | 0.2465 | 41.6644 | 5.475 | Autodesk Revit Architecture 2013 - 20121003_2115(x64) | Autodesk.Revit.DB.FamilyInstance:OST_Windows:Geometry | n/a | 90 | 0 | 0
Window W1-34-box-lowerleft | rich.mitrenga@autodesk.com | 2012-11-14T15:57:40 | box-lowerleft | Component | Window W1-34 | 0.113 | 41.1644 | 5.475 | Autodesk Revit Architecture 2013 - 20121003_2115(x64) | Autodesk.Revit.DB.FamilyInstance:OST_Windows:Geometry | n/a | 0 | 0 | 0
Window W1-34-box-upperright | rich.mitrenga@autodesk.com | 2012-11-14T15:57:40 | box-upperright | Component | Window W1-34 | 0.70465 | 42.1644 | 7.21 | Autodesk Revit Architecture 2013 - 20121003_2115(x64) | Autodesk.Revit.DB.FamilyInstance:OST_Windows:Geometry | n/a | 0 | 0 | 0
Window W1-35-point | rich.mitrenga@autodesk.com | 2012-11-14T15:57:40 | point | Component | Window W1-35 | 0.2465 | 36.1644 | 5.475 | Autodesk Revit Architecture 2013 - 20121003_2115(x64) | Autodesk.Revit.DB.FamilyInstance:OST_Windows:Geometry | n/a | 90 | 0 | 0
Window W1-35-box-lowerleft | rich.mitrenga@autodesk.com | 2012-11-14T15:57:40 | box-lowerleft | Component | Window W1-35 | 0.113 | 35.6644 | 5.475 | Autodesk Revit Architecture 2013 - 20121003_2115(x64) | Autodesk.Revit.DB.FamilyInstance:OST_Windows:Geometry | n/a | 0 | 0 | 0
Window W1-35-box-upperright | rich.mitrenga@autodesk.com | 2012-11-14T15:57:40 | box-upperright | Component | Window W1-35 | 0.70465 | 36.6644 | 7.21 | Autodesk Revit Architecture 2013 - 20121003_2115(x64) | Autodesk.Revit.DB.FamilyInstance:OST_Windows:Geometry | n/a | 0 | 0 | 0
Window W1-36-point | rich.mitrenga@autodesk.com | 2012-11-14T15:57:40 | point | Component | Window W1-36 | 0.2465 | 27.2944 | 5.475 | Autodesk Revit Architecture 2013 - 20121003_2115(x64) | Autodesk.Revit.DB.FamilyInstance:OST_Windows:Geometry | n/a | 90 | 0 | 0
Window W1-36-box-lowerleft | rich.mitrenga@autodesk.com | 2012-11-14T15:57:40 | box-lowerleft | Component | Window W1-36 | 0.113 | 26.7944 | 5.475 | Autodesk Revit Architecture 2013 - 20121003_2115(x64) | Autodesk.Revit.DB.FamilyInstance:OST_Windows:Geometry | n/a | 0 | 0 | 0
Window W1-36-box-upperright | rich.mitrenga@autodesk.com | 2012-11-14T15:57:40 | box-upperright | Component | Window W1-36 | 0.70465 | 27.7944 | 7.21 | Autodesk Revit Architecture 2013 - 20121003_2115(x64) | Autodesk.Revit.DB.FamilyInstance:OST_Windows:Geometry | n/a | 0 | 0 | 0
Window W1-37-point | rich.mitrenga@autodesk.com | 2012-11-14T15:57:40 | point | Component | Window W1-37 | 0.2465 | 21.7944 | 5.475 | Autodesk Revit Architecture 2013 - 20121003_2115(x64) | Autodesk.Revit.DB.FamilyInstance:OST_Windows:Geometry | n/a | 90 | 0 | 0
Window W1-37-box-lowerleft | rich.mitrenga@autodesk.com | 2012-11-14T15:57:40 | box-lowerleft | Component | Window W1-37 | 0.113 | 21.2944 | 5.475 | Autodesk Revit Architecture 2013 - 20121003_2115(x64) | Autodesk.Revit.DB.FamilyInstance:OST_Windows:Geometry | n/a | 0 | 0 | 0
Window W1-37-box-upperright | rich.mitrenga@autodesk.com | 2012-11-14T15:57:40 | box-upperright | Component | Window W1-37 | 0.70465 | 22.2944 | 7.21 | Autodesk Revit Architecture 2013 - 20121003_2115(x64) | Autodesk.Revit.DB.FamilyInstance:OST_Windows:Geometry | n/a | 0 | 0 | 0
Window W1-38-point | rich.mitrenga@autodesk.com | 2012-11-14T15:57:40 | point | Component | Window W1-38 | 0.2465 | 19.75 | 5.475 | Autodesk Revit Architecture 2013 - 20121003_2115(x64) | Autodesk.Revit.DB.FamilyInstance:OST_Windows:Geometry | n/a | 90 | 0 | 0
Window W1-38-box-lowerleft | rich.mitrenga@autodesk.com | 2012-11-14T15:57:40 | box-lowerleft | Component | Window W1-38 | 0.113 | 19.25 | 5.475 | Autodesk Revit Architecture 2013 - 20121003_2115(x64) | Autodesk.Revit.DB.FamilyInstance:OST_Windows:Geometry | n/a | 0 | 0 | 0
Window W1-38-box-upperright | rich.mitrenga@autodesk.com | 2012-11-14T15:57:40 | box-upperright | Component | Window W1-38 | 0.70465 | 20.25 | 7.21 | Autodesk Revit Architecture 2013 - 20121003_2115(x64) | Autodesk.Revit.DB.FamilyInstance:OST_Windows:Geometry | n/a | 0 | 0 | 0
Window W1-39-point | rich.mitrenga@autodesk.com | 2012-11-14T15:57:40 | point | Component | Window W1-39 | 0.2465 | 17.2695 | 5.475 | Autodesk Revit Architecture 2013 - 20121003_2115(x64) | Autodesk.Revit.DB.FamilyInstance:OST_Windows:Geometry | n/a | 90 | 0 | 0
Window W1-39-box-lowerleft | rich.mitrenga@autodesk.com | 2012-11-14T15:57:40 | box-lowerleft | Component | Window W1-39 | 0.113 | 16.7695 | 5.475 | Autodesk Revit Architecture 2013 - 20121003_2115(x64) | Autodesk.Revit.DB.FamilyInstance:OST_Windows:Geometry | n/a | 0 | 0 | 0
Window W1-39-box-upperright | rich.mitrenga@autodesk.com | 2012-11-14T15:57:40 | box-upperright | Component | Window W1-39 | 0.70465 | 17.7695 | 7.21 | Autodesk Revit Architecture 2013 - 20121003_2115(x64) | Autodesk.Revit.DB.FamilyInstance:OST_Windows:Geometry | n/a | 0 | 0 | 0
Window W1-40-point | rich.mitrenga@autodesk.com | 2012-11-14T15:57:40 | point | Component | Window W1-40 | 0.2465 | 12.26 | 5.475 | Autodesk Revit Architecture 2013 - 20121003_2115(x64) | Autodesk.Revit.DB.FamilyInstance:OST_Windows:Geometry | n/a | 90 | 0 | 0
Window W1-40-box-lowerleft | rich.mitrenga@autodesk.com | 2012-11-14T15:57:40 | box-lowerleft | Component | Window W1-40 | 0.113 | 11.76 | 5.475 | Autodesk Revit Architecture 2013 - 20121003_2115(x64) | Autodesk.Revit.DB.FamilyInstance:OST_Windows:Geometry | n/a | 0 | 0 | 0
Window W1-40-box-upperright | rich.mitrenga@autodesk.com | 2012-11-14T15:57:40 | box-upperright | Component | Window W1-40 | 0.70465 | 12.76 | 7.21 | Autodesk Revit Architecture 2013 - 20121003_2115(x64) | Autodesk.Revit.DB.FamilyInstance:OST_Windows:Geometry | n/a | 0 | 0 | 0
Window W1-41-point | rich.mitrenga@autodesk.com | 2012-11-14T15:57:40 | point | Component | Window W1-41 | -6.085 | 9.7935 | 5.475 | Autodesk Revit Architecture 2013 - 20121003_2115(x64) | Autodesk.Revit.DB.FamilyInstance:OST_Windows:Geometry | n/a | 180 | 0 | 0
Window W1-41-box-lowerleft | rich.mitrenga@autodesk.com | 2012-11-14T15:57:40 | box-lowerleft | Component | Window W1-41 | -6.585 | 9.3353 | 5.475 | Autodesk Revit Architecture 2013 - 20121003_2115(x64) | Autodesk.Revit.DB.FamilyInstance:OST_Windows:Geometry | n/a | 0 | 0 | 0
Window W1-41-box-upperright | rich.mitrenga@autodesk.com | 2012-11-14T15:57:40 | box-upperright | Component | Window W1-41 | -5.585 | 9.927 | 7.21 | Autodesk Revit Architecture 2013 - 20121003_2115(x64) | Autodesk.Revit.DB.FamilyInstance:OST_Windows:Geometry | n/a | 0 | 0 | 0
Window W1-42-point | rich.mitrenga@autodesk.com | 2012-11-14T15:57:40 | point | Component | Window W1-42 | -10.576 | 9.7935 | 5.475 | Autodesk Revit Architecture 2013 - 20121003_2115(x64) | Autodesk.Revit.DB.FamilyInstance:OST_Windows:Geometry | n/a | 180 | 0 | 0
Window W1-42-box-lowerleft | rich.mitrenga@autodesk.com | 2012-11-14T15:57:40 | box-lowerleft | Component | Window W1-42 | -11.076 | 9.3353 | 5.475 | Autodesk Revit Architecture 2013 - 20121003_2115(x64) | Autodesk.Revit.DB.FamilyInstance:OST_Windows:Geometry | n/a | 0 | 0 | 0
Window W1-42-box-upperright | rich.mitrenga@autodesk.com | 2012-11-14T15:57:40 | box-upperright | Component | Window W1-42 | -10.076 | 9.927 | 7.21 | Autodesk Revit Architecture 2013 - 20121003_2115(x64) | Autodesk.Revit.DB.FamilyInstance:OST_Windows:Geometry | n/a | 0 | 0 | 0
Window W1-43-point | rich.mitrenga@autodesk.com | 2012-11-14T15:57:40 | point | Component | Window W1-43 | -19.09 | 9.7935 | 5.475 | Autodesk Revit Architecture 2013 - 20121003_2115(x64) | Autodesk.Revit.DB.FamilyInstance:OST_Windows:Geometry | n/a | 180 | 0 | 0
Window W1-43-box-lowerleft | rich.mitrenga@autodesk.com | 2012-11-14T15:57:40 | box-lowerleft | Component | Window W1-43 | -19.59 | 9.3353 | 5.475 | Autodesk Revit Architecture 2013 - 20121003_2115(x64) | Autodesk.Revit.DB.FamilyInstance:OST_Windows:Geometry | n/a | 0 | 0 | 0
Window W1-43-box-upperright | rich.mitrenga@autodesk.com | 2012-11-14T15:57:40 | box-upperright | Component | Window W1-43 | -18.59 | 9.927 | 7.21 | Autodesk Revit Architecture 2013 - 20121003_2115(x64) | Autodesk.Revit.DB.FamilyInstance:OST_Windows:Geometry | n/a | 0 | 0 | 0
Window W1-44-point | rich.mitrenga@autodesk.com | 2012-11-14T15:57:40 | point | Component | Window W1-44 | -21.094 | 9.7935 | 5.475 | Autodesk Revit Architecture 2013 - 20121003_2115(x64) | Autodesk.Revit.DB.FamilyInstance:OST_Windows:Geometry | n/a | 180 | 0 | 0
Window W1-44-box-lowerleft | rich.mitrenga@autodesk.com | 2012-11-14T15:57:40 | box-lowerleft | Component | Window W1-44 | -21.594 | 9.3353 | 5.475 | Autodesk Revit Architecture 2013 - 20121003_2115(x64) | Autodesk.Revit.DB.FamilyInstance:OST_Windows:Geometry | n/a | 0 | 0 | 0
Window W1-44-box-upperright | rich.mitrenga@autodesk.com | 2012-11-14T15:57:40 | box-upperright | Component | Window W1-44 | -20.594 | 9.927 | 7.21 | Autodesk Revit Architecture 2013 - 20121003_2115(x64) | Autodesk.Revit.DB.FamilyInstance:OST_Windows:Geometry | n/a | 0 | 0 | 0
Window W1-45-point | rich.mitrenga@autodesk.com | 2012-11-14T15:57:40 | point | Component | Window W1-45 | -25.08 | 9.7935 | 5.475 | Autodesk Revit Architecture 2013 - 20121003_2115(x64) | Autodesk.Revit.DB.FamilyInstance:OST_Windows:Geometry | n/a | 180 | 0 | 0
Window W1-45-box-lowerleft | rich.mitrenga@autodesk.com | 2012-11-14T15:57:40 | box-lowerleft | Component | Window W1-45 | -25.58 | 9.3353 | 5.475 | Autodesk Revit Architecture 2013 - 20121003_2115(x64) | Autodesk.Revit.DB.FamilyInstance:OST_Windows:Geometry | n/a | 0 | 0 | 0
Window W1-45-box-upperright | rich.mitrenga@autodesk.com | 2012-11-14T15:57:40 | box-upperright | Component | Window W1-45 | -24.58 | 9.927 | 7.21 | Autodesk Revit Architecture 2013 - 20121003_2115(x64) | Autodesk.Revit.DB.FamilyInstance:OST_Windows:Geometry | n/a | 0 | 0 | 0
Window W1-46-point | rich.mitrenga@autodesk.com | 2012-11-14T15:57:40 | point | Component | Window W1-46 | -28.095 | 9.7935 | 5.475 | Autodesk Revit Architecture 2013 - 20121003_2115(x64) | Autodesk.Revit.DB.FamilyInstance:OST_Windows:Geometry | n/a | 180 | 0 | 0
Window W1-46-box-lowerleft | rich.mitrenga@autodesk.com | 2012-11-14T15:57:40 | box-lowerleft | Component | Window W1-46 | -28.595 | 9.3353 | 5.475 | Autodesk Revit Architecture 2013 - 20121003_2115(x64) | Autodesk.Revit.DB.FamilyInstance:OST_Windows:Geometry | n/a | 0 | 0 | 0
Window W1-46-box-upperright | rich.mitrenga@autodesk.com | 2012-11-14T15:57:40 | box-upperright | Component | Window W1-46 | -27.595 | 9.927 | 7.21 | Autodesk Revit Architecture 2013 - 20121003_2115(x64) | Autodesk.Revit.DB.FamilyInstance:OST_Windows:Geometry | n/a | 0 | 0 | 0
Window W1-47-point | rich.mitrenga@autodesk.com | 2012-11-14T15:57:40 | point | Component | Window W1-47 | -30.079 | 9.7935 | 5.475 | Autodesk Revit Architecture 2013 - 20121003_2115(x64) | Autodesk.Revit.DB.FamilyInstance:OST_Windows:Geometry | n/a | 180 | 0 | 0
Window W1-47-box-lowerleft | rich.mitrenga@autodesk.com | 2012-11-14T15:57:40 | box-lowerleft | Component | Window W1-47 | -30.579 | 9.3353 | 5.475 | Autodesk Revit Architecture 2013 - 20121003_2115(x64) | Autodesk.Revit.DB.FamilyInstance:OST_Windows:Geometry | n/a | 0 | 0 | 0
Window W1-47-box-upperright | rich.mitrenga@autodesk.com | 2012-11-14T15:57:40 | box-upperright | Component | Window W1-47 | -29.579 | 9.927 | 7.21 | Autodesk Revit Architecture 2013 - 20121003_2115(x64) | Autodesk.Revit.DB.FamilyInstance:OST_Windows:Geometry | n/a | 0 | 0 | 0
Window W1-48-point | rich.mitrenga@autodesk.com | 2012-11-14T15:57:40 | point | Component | Window W1-48 | -32.089 | 9.7935 | 5.475 | Autodesk Revit Architecture 2013 - 20121003_2115(x64) | Autodesk.Revit.DB.FamilyInstance:OST_Windows:Geometry | n/a | 180 | 0 | 0
Window W1-48-box-lowerleft | rich.mitrenga@autodesk.com | 2012-11-14T15:57:40 | box-lowerleft | Component | Window W1-48 | -32.589 | 9.3353 | 5.475 | Autodesk Revit Architecture 2013 - 20121003_2115(x64) | Autodesk.Revit.DB.FamilyInstance:OST_Windows:Geometry | n/a | 0 | 0 | 0
Window W1-48-box-upperright | rich.mitrenga@autodesk.com | 2012-11-14T15:57:40 | box-upperright | Component | Window W1-48 | -31.589 | 9.927 | 7.21 | Autodesk Revit Architecture 2013 - 20121003_2115(x64) | Autodesk.Revit.DB.FamilyInstance:OST_Windows:Geometry | n/a | 0 | 0 | 0
Window W1-49-point | rich.mitrenga@autodesk.com | 2012-11-14T15:57:40 | point | Component | Window W1-49 | -34.954 | 9.7935 | 5.475 | Autodesk Revit Architecture 2013 - 20121003_2115(x64) | Autodesk.Revit.DB.FamilyInstance:OST_Windows:Geometry | n/a | 180 | 0 | 0
Window W1-49-box-lowerleft | rich.mitrenga@autodesk.com | 2012-11-14T15:57:40 | box-lowerleft | Component | Window W1-49 | -35.454 | 9.3353 | 5.475 | Autodesk Revit Architecture 2013 - 20121003_2115(x64) | Autodesk.Revit.DB.FamilyInstance:OST_Windows:Geometry | n/a | 0 | 0 | 0
Window W1-49-box-upperright | rich.mitrenga@autodesk.com | 2012-11-14T15:57:40 | box-upperright | Component | Window W1-49 | -34.454 | 9.927 | 7.21 | Autodesk Revit Architecture 2013 - 20121003_2115(x64) | Autodesk.Revit.DB.FamilyInstance:OST_Windows:Geometry | n/a | 0 | 0 | 0
Window W1-50-point | rich.mitrenga@autodesk.com | 2012-11-14T15:57:40 | point | Component | Window W1-50 | -39.5833 | 9.7935 | 5.475 | Autodesk Revit Architecture 2013 - 20121003_2115(x64) | Autodesk.Revit.DB.FamilyInstance:OST_Windows:Geometry | n/a | 180 | 0 | 0
Window W1-50-box-lowerleft | rich.mitrenga@autodesk.com | 2012-11-14T15:57:40 | box-lowerleft | Component | Window W1-50 | -40.0833 | 9.3353 | 5.475 | Autodesk Revit Architecture 2013 - 20121003_2115(x64) | Autodesk.Revit.DB.FamilyInstance:OST_Windows:Geometry | n/a | 0 | 0 | 0
Window W1-50-box-upperright | rich.mitrenga@autodesk.com | 2012-11-14T15:57:40 | box-upperright | Component | Window W1-50 | -39.0833 | 9.927 | 7.21 | Autodesk Revit Architecture 2013 - 20121003_2115(x64) | Autodesk.Revit.DB.FamilyInstance:OST_Windows:Geometry | n/a | 0 | 0 | 0
Window W1-51-point | rich.mitrenga@autodesk.com | 2012-11-14T15:57:40 | point | Component | Window W1-51 | -44.09 | 9.7935 | 5.475 | Autodesk Revit Architecture 2013 - 20121003_2115(x64) | Autodesk.Revit.DB.FamilyInstance:OST_Windows:Geometry | n/a | 180 | 0 | 0
Window W1-51-box-lowerleft | rich.mitrenga@autodesk.com | 2012-11-14T15:57:40 | box-lowerleft | Component | Window W1-51 | -44.59 | 9.3353 | 5.475 | Autodesk Revit Architecture 2013 - 20121003_2115(x64) | Autodesk.Revit.DB.FamilyInstance:OST_Windows:Geometry | n/a | 0 | 0 | 0
Window W1-51-box-upperright | rich.mitrenga@autodesk.com | 2012-11-14T15:57:40 | box-upperright | Component | Window W1-51 | -43.59 | 9.927 | 7.21 | Autodesk Revit Architecture 2013 - 20121003_2115(x64) | Autodesk.Revit.DB.FamilyInstance:OST_Windows:Geometry | n/a | 0 | 0 | 0
Window W1-52-point | rich.mitrenga@autodesk.com | 2012-11-14T15:57:40 | point | Component | Window W1-52 | -47.2465 | 11.227 | 5.475 | Autodesk Revit Architecture 2013 - 20121003_2115(x64) | Autodesk.Revit.DB.FamilyInstance:OST_Windows:Geometry | n/a | 270 | 0 | 0
Window W1-52-box-lowerleft | rich.mitrenga@autodesk.com | 2012-11-14T15:57:40 | box-lowerleft | Component | Window W1-52 | -47.7047 | 10.727 | 5.475 | Autodesk Revit Architecture 2013 - 20121003_2115(x64) | Autodesk.Revit.DB.FamilyInstance:OST_Windows:Geometry | n/a | 0 | 0 | 0
Window W1-52-box-upperright | rich.mitrenga@autodesk.com | 2012-11-14T15:57:40 | box-upperright | Component | Window W1-52 | -47.113 | 11.727 | 7.21 | Autodesk Revit Architecture 2013 - 20121003_2115(x64) | Autodesk.Revit.DB.FamilyInstance:OST_Windows:Geometry | n/a | 0 | 0 | 0
Window W1-53-point | rich.mitrenga@autodesk.com | 2012-11-14T15:57:40 | point | Component | Window W1-53 | -47.2465 | 14.7274 | 5.475 | Autodesk Revit Architecture 2013 - 20121003_2115(x64) | Autodesk.Revit.DB.FamilyInstance:OST_Windows:Geometry | n/a | 270 | 0 | 0
Window W1-53-box-lowerleft | rich.mitrenga@autodesk.com | 2012-11-14T15:57:40 | box-lowerleft | Component | Window W1-53 | -47.7047 | 14.2274 | 5.475 | Autodesk Revit Architecture 2013 - 20121003_2115(x64) | Autodesk.Revit.DB.FamilyInstance:OST_Windows:Geometry | n/a | 0 | 0 | 0
Window W1-53-box-upperright | rich.mitrenga@autodesk.com | 2012-11-14T15:57:40 | box-upperright | Component | Window W1-53 | -47.113 | 15.2274 | 7.21 | Autodesk Revit Architecture 2013 - 20121003_2115(x64) | Autodesk.Revit.DB.FamilyInstance:OST_Windows:Geometry | n/a | 0 | 0 | 0
Window W1-54-point | rich.mitrenga@autodesk.com | 2012-11-14T15:57:40 | point | Component | Window W1-54 | -47.2465 | 19.7144 | 5.475 | Autodesk Revit Architecture 2013 - 20121003_2115(x64) | Autodesk.Revit.DB.FamilyInstance:OST_Windows:Geometry | n/a | 270 | 0 | 0
Window W1-54-box-lowerleft | rich.mitrenga@autodesk.com | 2012-11-14T15:57:40 | box-lowerleft | Component | Window W1-54 | -47.7047 | 19.2144 | 5.475 | Autodesk Revit Architecture 2013 - 20121003_2115(x64) | Autodesk.Revit.DB.FamilyInstance:OST_Windows:Geometry | n/a | 0 | 0 | 0
Window W1-54-box-upperright | rich.mitrenga@autodesk.com | 2012-11-14T15:57:40 | box-upperright | Component | Window W1-54 | -47.113 | 20.2144 | 7.21 | Autodesk Revit Architecture 2013 - 20121003_2115(x64) | Autodesk.Revit.DB.FamilyInstance:OST_Windows:Geometry | n/a | 0 | 0 | 0
Window W1-55-point | rich.mitrenga@autodesk.com | 2012-11-14T15:57:40 | point | Component | Window W1-55 | -47.2465 | 45.5444 | 5.475 | Autodesk Revit Architecture 2013 - 20121003_2115(x64) | Autodesk.Revit.DB.FamilyInstance:OST_Windows:Geometry | n/a | 270 | 0 | 0
Window W1-55-box-lowerleft | rich.mitrenga@autodesk.com | 2012-11-14T15:57:40 | box-lowerleft | Component | Window W1-55 | -47.7047 | 45.0444 | 5.475 | Autodesk Revit Architecture 2013 - 20121003_2115(x64) | Autodesk.Revit.DB.FamilyInstance:OST_Windows:Geometry | n/a | 0 | 0 | 0
Window W1-55-box-upperright | rich.mitrenga@autodesk.com | 2012-11-14T15:57:40 | box-upperright | Component | Window W1-55 | -47.113 | 46.0444 | 7.21 | Autodesk Revit Architecture 2013 - 20121003_2115(x64) | Autodesk.Revit.DB.FamilyInstance:OST_Windows:Geometry | n/a | 0 | 0 | 0
Window W1-56-point | rich.mitrenga@autodesk.com | 2012-11-14T15:57:40 | point | Component | Window W1-56 | -47.2465 | 49.2224 | 5.475 | Autodesk Revit Architecture 2013 - 20121003_2115(x64) | Autodesk.Revit.DB.FamilyInstance:OST_Windows:Geometry | n/a | 270 | 0 | 0
Window W1-56-box-lowerleft | rich.mitrenga@autodesk.com | 2012-11-14T15:57:40 | box-lowerleft | Component | Window W1-56 | -47.7047 | 48.7224 | 5.475 | Autodesk Revit Architecture 2013 - 20121003_2115(x64) | Autodesk.Revit.DB.FamilyInstance:OST_Windows:Geometry | n/a | 0 | 0 | 0
Window W1-56-box-upperright | rich.mitrenga@autodesk.com | 2012-11-14T15:57:40 | box-upperright | Component | Window W1-56 | -47.113 | 49.7224 | 7.21 | Autodesk Revit Architecture 2013 - 20121003_2115(x64) | Autodesk.Revit.DB.FamilyInstance:OST_Windows:Geometry | n/a | 0 | 0 | 0
Window W1-57-point | rich.mitrenga@autodesk.com | 2012-11-14T15:57:40 | point | Component | Window W1-57 | -45.73 | 50.3709 | 5.475 | Autodesk Revit Architecture 2013 - 20121003_2115(x64) | Autodesk.Revit.DB.FamilyInstance:OST_Windows:Geometry | n/a | 0 | 0 | 0
Window W1-57-box-lowerleft | rich.mitrenga@autodesk.com | 2012-11-14T15:57:40 | box-lowerleft | Component | Window W1-57 | -46.23 | 50.2374 | 5.475 | Autodesk Revit Architecture 2013 - 20121003_2115(x64) | Autodesk.Revit.DB.FamilyInstance:OST_Windows:Geometry | n/a | 0 | 0 | 0
Window W1-57-box-upperright | rich.mitrenga@autodesk.com | 2012-11-14T15:57:40 | box-upperright | Component | Window W1-57 | -45.23 | 50.8291 | 7.21 | Autodesk Revit Architecture 2013 - 20121003_2115(x64) | Autodesk.Revit.DB.FamilyInstance:OST_Windows:Geometry | n/a | 0 | 0 | 0
Window W1-58-point | rich.mitrenga@autodesk.com | 2012-11-14T15:57:40 | point | Component | Window W1-58 | -42.23 | 50.3709 | 5.475 | Autodesk Revit Architecture 2013 - 20121003_2115(x64) | Autodesk.Revit.DB.FamilyInstance:OST_Windows:Geometry | n/a | 0 | 0 | 0
Window W1-58-box-lowerleft | rich.mitrenga@autodesk.com | 2012-11-14T15:57:40 | box-lowerleft | Component | Window W1-58 | -42.73 | 50.2374 | 5.475 | Autodesk Revit Architecture 2013 - 20121003_2115(x64) | Autodesk.Revit.DB.FamilyInstance:OST_Windows:Geometry | n/a | 0 | 0 | 0
Window W1-58-box-upperright | rich.mitrenga@autodesk.com | 2012-11-14T15:57:40 | box-upperright | Component | Window W1-58 | -41.73 | 50.8291 | 7.21 | Autodesk Revit Architecture 2013 - 20121003_2115(x64) | Autodesk.Revit.DB.FamilyInstance:OST_Windows:Geometry | n/a | 0 | 0 | 0
VAV-AHU1-AAA-point | rich.mitrenga@autodesk.com | 2012-12-07T14:23:33 | point | Component | VAV-AHU1-AAA | -32.6531 | 15.0712 | 3.3655 | Autodesk Revit 2013 - 20120221_2030(x64) | Autodesk.Revit.DB.FamilyInstance:OST_MechanicalEquipment:Geometry | n/a | 180 | 0 | 0
VAV-AHU1-AAA-box-lowerleft | rich.mitrenga@autodesk.com | 2012-12-07T14:23:33 | box-lowerleft | Component | VAV-AHU1-AAA | -32.9829 | 14.9147 | 3.3655 | Autodesk Revit 2013 - 20120221_2030(x64) | Autodesk.Revit.DB.FamilyInstance:OST_MechanicalEquipment:Geometry | n/a | 0 | 0 | 0
VAV-AHU1-AAA-box-upperright | rich.mitrenga@autodesk.com | 2012-12-07T14:23:33 | box-upperright | Component | VAV-AHU1-AAA | -32.5515 | 15.3675 | 3.6536 | Autodesk Revit 2013 - 20120221_2030(x64) | Autodesk.Revit.DB.FamilyInstance:OST_MechanicalEquipment:Geometry | n/a | 0 | 0 | 0
VAV-AHU1-BBB-point | rich.mitrenga@autodesk.com | 2012-12-07T14:23:33 | point | Component | VAV-AHU1-BBB | -30.8382 | 10.9269 | 3.5555 | Autodesk Revit 2013 - 20120221_2030(x64) | Autodesk.Revit.DB.FamilyInstance:OST_MechanicalEquipment:Geometry | n/a | 90 | 0 | 0
VAV-AHU1-BBB-box-lowerleft | rich.mitrenga@autodesk.com | 2012-12-07T14:23:33 | box-lowerleft | Component | VAV-AHU1-BBB | -31.2345 | 10.5201 | 3.5555 | Autodesk Revit 2013 - 20120221_2030(x64) | Autodesk.Revit.DB.FamilyInstance:OST_MechanicalEquipment:Geometry | n/a | 0 | 0 | 0
VAV-AHU1-BBB-box-upperright | rich.mitrenga@autodesk.com | 2012-12-07T14:23:33 | box-upperright | Component | VAV-AHU1-BBB | -30.5817 | 11.0285 | 4.0436 | Autodesk Revit 2013 - 20120221_2030(x64) | Autodesk.Revit.DB.FamilyInstance:OST_MechanicalEquipment:Geometry | n/a | 0 | 0 | 0
VAV-AHU1-OOO-point | rich.mitrenga@autodesk.com | 2012-12-07T14:23:33 | point | Component | VAV-AHU1-OOO | -21.7884 | 11.2247 | 3.6555 | Autodesk Revit 2013 - 20120221_2030(x64) | Autodesk.Revit.DB.FamilyInstance:OST_MechanicalEquipment:Geometry | n/a | 0 | 0 | 0
VAV-AHU1-OOO-box-lowerleft | rich.mitrenga@autodesk.com | 2012-12-07T14:23:33 | box-lowerleft | Component | VAV-AHU1-OOO | -21.89 | 10.9284 | 3.6555 | Autodesk Revit 2013 - 20120221_2030(x64) | Autodesk.Revit.DB.FamilyInstance:OST_MechanicalEquipment:Geometry | n/a | 0 | 0 | 0
VAV-AHU1-OOO-box-upperright | rich.mitrenga@autodesk.com | 2012-12-07T14:23:33 | box-upperright | Component | VAV-AHU1-OOO | -21.4586 | 11.3812 | 3.9436 | Autodesk Revit 2013 - 20120221_2030(x64) | Autodesk.Revit.DB.FamilyInstance:OST_MechanicalEquipment:Geometry | n/a | 0 | 0 | 0
VAV-AHU1-EEE-point | rich.mitrenga@autodesk.com | 2012-12-07T14:23:33 | point | Component | VAV-AHU1-EEE | -23.2124 | 12.8049 | 3.1655 | Autodesk Revit 2013 - 20120221_2030(x64) | Autodesk.Revit.DB.FamilyInstance:OST_MechanicalEquipment:Geometry | n/a | 270 | 0 | 0
VAV-AHU1-EEE-box-lowerleft | rich.mitrenga@autodesk.com | 2012-12-07T14:23:33 | box-lowerleft | Component | VAV-AHU1-EEE | -23.3689 | 12.7033 | 3.1655 | Autodesk Revit 2013 - 20120221_2030(x64) | Autodesk.Revit.DB.FamilyInstance:OST_MechanicalEquipment:Geometry | n/a | 0 | 0 | 0
VAV-AHU1-EEE-box-upperright | rich.mitrenga@autodesk.com | 2012-12-07T14:23:33 | box-upperright | Component | VAV-AHU1-EEE | -22.9161 | 13.1347 | 3.4536 | Autodesk Revit 2013 - 20120221_2030(x64) | Autodesk.Revit.DB.FamilyInstance:OST_MechanicalEquipment:Geometry | n/a | 0 | 0 | 0
VAV-AHU1-FFF-point | rich.mitrenga@autodesk.com | 2012-12-07T14:23:33 | point | Component | VAV-AHU1-FFF | -22.8939 | 9.2534 | 3.6055 | Autodesk Revit 2013 - 20120221_2030(x64) | Autodesk.Revit.DB.FamilyInstance:OST_MechanicalEquipment:Geometry | n/a | 90 | 0 | 0
VAV-AHU1-FFF-box-lowerleft | rich.mitrenga@autodesk.com | 2012-12-07T14:23:33 | box-lowerleft | Component | VAV-AHU1-FFF | -23.2651 | 8.8726 | 3.6055 | Autodesk Revit 2013 - 20120221_2030(x64) | Autodesk.Revit.DB.FamilyInstance:OST_MechanicalEquipment:Geometry | n/a | 0 | 0 | 0
VAV-AHU1-FFF-box-upperright | rich.mitrenga@autodesk.com | 2012-12-07T14:23:33 | box-upperright | Component | VAV-AHU1-FFF | -22.6623 | 9.355 | 3.9936 | Autodesk Revit 2013 - 20120221_2030(x64) | Autodesk.Revit.DB.FamilyInstance:OST_MechanicalEquipment:Geometry | n/a | 0 | 0 | 0
VAV-AHU1-GGG-point | rich.mitrenga@autodesk.com | 2012-12-07T14:23:33 | point | Component | VAV-AHU1-GGG | -25.5499 | 1.96 | 3.3655 | Autodesk Revit 2013 - 20120221_2030(x64) | Autodesk.Revit.DB.FamilyInstance:OST_MechanicalEquipment:Geometry | n/a | 0 | 0 | 0
VAV-AHU1-GGG-box-lowerleft | rich.mitrenga@autodesk.com | 2012-12-07T14:23:33 | box-lowerleft | Component | VAV-AHU1-GGG | -25.6515 | 1.6637 | 3.3655 | Autodesk Revit 2013 - 20120221_2030(x64) | Autodesk.Revit.DB.FamilyInstance:OST_MechanicalEquipment:Geometry | n/a | 0 | 0 | 0
VAV-AHU1-GGG-box-upperright | rich.mitrenga@autodesk.com | 2012-12-07T14:23:33 | box-upperright | Component | VAV-AHU1-GGG | -25.2201 | 2.1166 | 3.6536 | Autodesk Revit 2013 - 20120221_2030(x64) | Autodesk.Revit.DB.FamilyInstance:OST_MechanicalEquipment:Geometry | n/a | 0 | 0 | 0
VAV-AHU1-PPP-point | rich.mitrenga@autodesk.com | 2012-12-07T14:23:33 | point | Component | VAV-AHU1-PPP | -14.6719 | 15.2616 | 3.6805 | Autodesk Revit 2013 - 20120221_2030(x64) | Autodesk.Revit.DB.FamilyInstance:OST_MechanicalEquipment:Geometry | n/a | 270 | 0 | 0
VAV-AHU1-PPP-box-lowerleft | rich.mitrenga@autodesk.com | 2012-12-07T14:23:33 | box-lowerleft | Component | VAV-AHU1-PPP | -14.8159 | 15.16 | 3.6805 | Autodesk Revit 2013 - 20120221_2030(x64) | Autodesk.Revit.DB.FamilyInstance:OST_MechanicalEquipment:Geometry | n/a | 0 | 0 | 0
VAV-AHU1-PPP-box-upperright | rich.mitrenga@autodesk.com | 2012-12-07T14:23:33 | box-upperright | Component | VAV-AHU1-PPP | -14.3881 | 15.6044 | 3.9186 | Autodesk Revit 2013 - 20120221_2030(x64) | Autodesk.Revit.DB.FamilyInstance:OST_MechanicalEquipment:Geometry | n/a | 0 | 0 | 0
VAV-AHU1-UUU-point | rich.mitrenga@autodesk.com | 2012-12-07T14:23:33 | point | Component | VAV-AHU1-UUU | -11.58 | 15.1247 | 3.621 | Autodesk Revit 2013 - 20120221_2030(x64) | Autodesk.Revit.DB.FamilyInstance:OST_MechanicalEquipment:Geometry | n/a | 0 | 0 | 0
VAV-AHU1-UUU-box-lowerleft | rich.mitrenga@autodesk.com | 2012-12-07T14:23:33 | box-lowerleft | Component | VAV-AHU1-UUU | -11.6816 | 14.791 | 3.621 | Autodesk Revit 2013 - 20120221_2030(x64) | Autodesk.Revit.DB.FamilyInstance:OST_MechanicalEquipment:Geometry | n/a | 0 | 0 | 0
VAV-AHU1-UUU-box-upperright | rich.mitrenga@autodesk.com | 2012-12-07T14:23:33 | box-upperright | Component | VAV-AHU1-UUU | -11.2242 | 15.3188 | 3.959 | Autodesk Revit 2013 - 20120221_2030(x64) | Autodesk.Revit.DB.FamilyInstance:OST_MechanicalEquipment:Geometry | n/a | 0 | 0 | 0
VAV-AHU1-VVV-point | rich.mitrenga@autodesk.com | 2012-12-07T14:23:33 | point | Component | VAV-AHU1-VVV | -5.324 | 15.4153 | 3.6805 | Autodesk Revit 2013 - 20120221_2030(x64) | Autodesk.Revit.DB.FamilyInstance:OST_MechanicalEquipment:Geometry | n/a | 0 | 0 | 0
VAV-AHU1-VVV-box-lowerleft | rich.mitrenga@autodesk.com | 2012-12-07T14:23:33 | box-lowerleft | Component | VAV-AHU1-VVV | -5.4256 | 15.1316 | 3.6805 | Autodesk Revit 2013 - 20120221_2030(x64) | Autodesk.Revit.DB.FamilyInstance:OST_MechanicalEquipment:Geometry | n/a | 0 | 0 | 0
VAV-AHU1-VVV-box-upperright | rich.mitrenga@autodesk.com | 2012-12-07T14:23:33 | box-upperright | Component | VAV-AHU1-VVV | -4.9812 | 15.5594 | 3.9186 | Autodesk Revit 2013 - 20120221_2030(x64) | Autodesk.Revit.DB.FamilyInstance:OST_MechanicalEquipment:Geometry | n/a | 0 | 0 | 0
VAV-AHU1-XXX-point | rich.mitrenga@autodesk.com | 2012-12-07T14:23:33 | point | Component | VAV-AHU1-XXX | -3.98 | 17.6116 | 3.4555 | Autodesk Revit 2013 - 20120221_2030(x64) | Autodesk.Revit.DB.FamilyInstance:OST_MechanicalEquipment:Geometry | n/a | 360 | 0 | 0
VAV-AHU1-XXX-box-lowerleft | rich.mitrenga@autodesk.com | 2012-12-07T14:23:33 | box-lowerleft | Component | VAV-AHU1-XXX | -4.0816 | 17.1654 | 3.4555 | Autodesk Revit 2013 - 20120221_2030(x64) | Autodesk.Revit.DB.FamilyInstance:OST_MechanicalEquipment:Geometry | n/a | 0 | 0 | 0
VAV-AHU1-XXX-box-upperright | rich.mitrenga@autodesk.com | 2012-12-07T14:23:33 | box-upperright | Component | VAV-AHU1-XXX | -3.5482 | 17.9182 | 3.9436 | Autodesk Revit 2013 - 20120221_2030(x64) | Autodesk.Revit.DB.FamilyInstance:OST_MechanicalEquipment:Geometry | n/a | 0 | 0 | 0
VAV-AHU1-QQQ-point | rich.mitrenga@autodesk.com | 2012-12-07T14:23:33 | point | Component | VAV-AHU1-QQQ | -10.08 | 17.6006 | 3.5055 | Autodesk Revit 2013 - 20120221_2030(x64) | Autodesk.Revit.DB.FamilyInstance:OST_MechanicalEquipment:Geometry | n/a | 180 | 0 | 0
VAV-AHU1-QQQ-box-lowerleft | rich.mitrenga@autodesk.com | 2012-12-07T14:23:33 | box-lowerleft | Component | VAV-AHU1-QQQ | -10.4608 | 17.3691 | 3.5055 | Autodesk Revit 2013 - 20120221_2030(x64) | Autodesk.Revit.DB.FamilyInstance:OST_MechanicalEquipment:Geometry | n/a | 0 | 0 | 0
VAV-AHU1-QQQ-box-upperright | rich.mitrenga@autodesk.com | 2012-12-07T14:23:33 | box-upperright | Component | VAV-AHU1-QQQ | -9.9784 | 17.9719 | 3.8936 | Autodesk Revit 2013 - 20120221_2030(x64) | Autodesk.Revit.DB.FamilyInstance:OST_MechanicalEquipment:Geometry | n/a | 0 | 0 | 0
VAV-AHU1-RRR-point | rich.mitrenga@autodesk.com | 2012-12-07T14:23:33 | point | Component | VAV-AHU1-RRR | -10.8013 | 20.6437 | 3.3559 | Autodesk Revit 2013 - 20120221_2030(x64) | Autodesk.Revit.DB.FamilyInstance:OST_MechanicalEquipment:Geometry | n/a | 180 | 0 | 0
VAV-AHU1-RRR-box-lowerleft | rich.mitrenga@autodesk.com | 2012-12-07T14:23:33 | box-lowerleft | Component | VAV-AHU1-RRR | -11.1311 | 20.4872 | 3.3559 | Autodesk Revit 2013 - 20120221_2030(x64) | Autodesk.Revit.DB.FamilyInstance:OST_MechanicalEquipment:Geometry | n/a | 0 | 0 | 0
VAV-AHU1-RRR-box-upperright | rich.mitrenga@autodesk.com | 2012-12-07T14:23:33 | box-upperright | Component | VAV-AHU1-RRR | -10.6997 | 20.94 | 3.644 | Autodesk Revit 2013 - 20120221_2030(x64) | Autodesk.Revit.DB.FamilyInstance:OST_MechanicalEquipment:Geometry | n/a | 0 | 0 | 0
VAV-AHU1-SSS-point | rich.mitrenga@autodesk.com | 2012-12-07T14:23:33 | point | Component | VAV-AHU1-SSS | -12.2042 | 24.0941 | 3.6305 | Autodesk Revit 2013 - 20120221_2030(x64) | Autodesk.Revit.DB.FamilyInstance:OST_MechanicalEquipment:Geometry | n/a | 270 | 0 | 0
VAV-AHU1-SSS-box-lowerleft | rich.mitrenga@autodesk.com | 2012-12-07T14:23:33 | box-lowerleft | Component | VAV-AHU1-SSS | -12.3982 | 23.9925 | 3.6305 | Autodesk Revit 2013 - 20120221_2030(x64) | Autodesk.Revit.DB.FamilyInstance:OST_MechanicalEquipment:Geometry | n/a | 0 | 0 | 0
VAV-AHU1-SSS-box-upperright | rich.mitrenga@autodesk.com | 2012-12-07T14:23:33 | box-upperright | Component | VAV-AHU1-SSS | -11.8704 | 24.4499 | 3.9686 | Autodesk Revit 2013 - 20120221_2030(x64) | Autodesk.Revit.DB.FamilyInstance:OST_MechanicalEquipment:Geometry | n/a | 0 | 0 | 0
VAV-AHU1-WWW-point | rich.mitrenga@autodesk.com | 2012-12-07T14:23:33 | point | Component | VAV-AHU1-WWW | -7.78 | 21.3519 | 3.2259 | Autodesk Revit 2013 - 20120221_2030(x64) | Autodesk.Revit.DB.FamilyInstance:OST_MechanicalEquipment:Geometry | n/a | 90 | 0 | 0
VAV-AHU1-WWW-box-lowerleft | rich.mitrenga@autodesk.com | 2012-12-07T14:23:33 | box-lowerleft | Component | VAV-AHU1-WWW | -8.0763 | 21.0221 | 3.2259 | Autodesk Revit 2013 - 20120221_2030(x64) | Autodesk.Revit.DB.FamilyInstance:OST_MechanicalEquipment:Geometry | n/a | 0 | 0 | 0
VAV-AHU1-WWW-box-upperright | rich.mitrenga@autodesk.com | 2012-12-07T14:23:33 | box-upperright | Component | VAV-AHU1-WWW | -7.6235 | 21.4535 | 3.514 | Autodesk Revit 2013 - 20120221_2030(x64) | Autodesk.Revit.DB.FamilyInstance:OST_MechanicalEquipment:Geometry | n/a | 0 | 0 | 0
VAV-AHU1-YYY-point | rich.mitrenga@autodesk.com | 2012-12-07T14:23:33 | point | Component | VAV-AHU1-YYY | -3.3826 | 25.0208 | 3.6305 | Autodesk Revit 2013 - 20120221_2030(x64) | Autodesk.Revit.DB.FamilyInstance:OST_MechanicalEquipment:Geometry | n/a | 270 | 0 | 0
VAV-AHU1-YYY-box-lowerleft | rich.mitrenga@autodesk.com | 2012-12-07T14:23:33 | box-lowerleft | Component | VAV-AHU1-YYY | -3.5766 | 24.9192 | 3.6305 | Autodesk Revit 2013 - 20120221_2030(x64) | Autodesk.Revit.DB.FamilyInstance:OST_MechanicalEquipment:Geometry | n/a | 0 | 0 | 0
VAV-AHU1-YYY-box-upperright | rich.mitrenga@autodesk.com | 2012-12-07T14:23:33 | box-upperright | Component | VAV-AHU1-YYY | -3.0488 | 25.3766 | 3.9686 | Autodesk Revit 2013 - 20120221_2030(x64) | Autodesk.Revit.DB.FamilyInstance:OST_MechanicalEquipment:Geometry | n/a | 0 | 0 | 0
VAV-AHU1-ZZZ-point | rich.mitrenga@autodesk.com | 2012-12-07T14:23:33 | point | Component | VAV-AHU1-ZZZ | -1.2096 | 24.8394 | 3.6305 | Autodesk Revit 2013 - 20120221_2030(x64) | Autodesk.Revit.DB.FamilyInstance:OST_MechanicalEquipment:Geometry | n/a | 270 | 0 | 0
VAV-AHU1-ZZZ-box-lowerleft | rich.mitrenga@autodesk.com | 2012-12-07T14:23:33 | box-lowerleft | Component | VAV-AHU1-ZZZ | -1.4037 | 24.7378 | 3.6305 | Autodesk Revit 2013 - 20120221_2030(x64) | Autodesk.Revit.DB.FamilyInstance:OST_MechanicalEquipment:Geometry | n/a | 0 | 0 | 0
VAV-AHU1-ZZZ-box-upperright | rich.mitrenga@autodesk.com | 2012-12-07T14:23:33 | box-upperright | Component | VAV-AHU1-ZZZ | -0.87587 | 25.1952 | 3.9686 | Autodesk Revit 2013 - 20120221_2030(x64) | Autodesk.Revit.DB.FamilyInstance:OST_MechanicalEquipment:Geometry | n/a | 0 | 0 | 0
VAV-AHU1-TTT-point | rich.mitrenga@autodesk.com | 2012-12-07T14:23:33 | point | Component | VAV-AHU1-TTT | -8.5954 | 25.4499 | 3.4555 | Autodesk Revit 2013 - 20120221_2030(x64) | Autodesk.Revit.DB.FamilyInstance:OST_MechanicalEquipment:Geometry | n/a | 270 | 0 | 0
VAV-AHU1-TTT-box-lowerleft | rich.mitrenga@autodesk.com | 2012-12-07T14:23:33 | box-lowerleft | Component | VAV-AHU1-TTT | -8.852 | 25.3483 | 3.4555 | Autodesk Revit 2013 - 20120221_2030(x64) | Autodesk.Revit.DB.FamilyInstance:OST_MechanicalEquipment:Geometry | n/a | 0 | 0 | 0
VAV-AHU1-TTT-box-upperright | rich.mitrenga@autodesk.com | 2012-12-07T14:23:33 | box-upperright | Component | VAV-AHU1-TTT | -8.1992 | 25.8567 | 3.9436 | Autodesk Revit 2013 - 20120221_2030(x64) | Autodesk.Revit.DB.FamilyInstance:OST_MechanicalEquipment:Geometry | n/a | 0 | 0 | 0
VAV-AHU1-OO-point | rich.mitrenga@autodesk.com | 2012-12-07T14:23:33 | point | Component | VAV-AHU1-OO | -46.8016 | 20.0218 | 3.0965 | Autodesk Revit 2013 - 20120221_2030(x64) | Autodesk.Revit.DB.FamilyInstance:OST_MechanicalEquipment:Geometry | n/a | 180 | 0 | 0
VAV-AHU1-OO-box-lowerleft | rich.mitrenga@autodesk.com | 2012-12-07T14:23:33 | box-lowerleft | Component | VAV-AHU1-OO | -47.1824 | 19.7903 | 3.0965 | Autodesk Revit 2013 - 20120221_2030(x64) | Autodesk.Revit.DB.FamilyInstance:OST_MechanicalEquipment:Geometry | n/a | 0 | 0 | 0
VAV-AHU1-OO-box-upperright | rich.mitrenga@autodesk.com | 2012-12-07T14:23:33 | box-upperright | Component | VAV-AHU1-OO | -46.7 | 20.3931 | 3.4846 | Autodesk Revit 2013 - 20120221_2030(x64) | Autodesk.Revit.DB.FamilyInstance:OST_MechanicalEquipment:Geometry | n/a | 0 | 0 | 0
VAV-AHU1-UU-point | rich.mitrenga@autodesk.com | 2012-12-07T14:23:33 | point | Component | VAV-AHU1-UU | -41.2584 | 21.245 | 3.1214 | Autodesk Revit 2013 - 20120221_2030(x64) | Autodesk.Revit.DB.FamilyInstance:OST_MechanicalEquipment:Geometry | n/a | 0 | 0 | 0
VAV-AHU1-UU-box-lowerleft | rich.mitrenga@autodesk.com | 2012-12-07T14:23:33 | box-lowerleft | Component | VAV-AHU1-UU | -41.36 | 20.9112 | 3.1214 | Autodesk Revit 2013 - 20120221_2030(x64) | Autodesk.Revit.DB.FamilyInstance:OST_MechanicalEquipment:Geometry | n/a | 0 | 0 | 0
VAV-AHU1-UU-box-upperright | rich.mitrenga@autodesk.com | 2012-12-07T14:23:33 | box-upperright | Component | VAV-AHU1-UU | -40.9026 | 21.439 | 3.4596 | Autodesk Revit 2013 - 20120221_2030(x64) | Autodesk.Revit.DB.FamilyInstance:OST_MechanicalEquipment:Geometry | n/a | 0 | 0 | 0
VAV-AHU1-LL-point | rich.mitrenga@autodesk.com | 2012-12-07T14:23:33 | point | Component | VAV-AHU1-LL | -43.8295 | 25.7604 | 3.1259 | Autodesk Revit 2013 - 20120221_2030(x64) | Autodesk.Revit.DB.FamilyInstance:OST_MechanicalEquipment:Geometry | n/a | 270 | 0 | 0
VAV-AHU1-LL-box-lowerleft | rich.mitrenga@autodesk.com | 2012-12-07T14:23:33 | box-lowerleft | Component | VAV-AHU1-LL | -43.9861 | 25.6588 | 3.1259 | Autodesk Revit 2013 - 20120221_2030(x64) | Autodesk.Revit.DB.FamilyInstance:OST_MechanicalEquipment:Geometry | n/a | 0 | 0 | 0
VAV-AHU1-LL-box-upperright | rich.mitrenga@autodesk.com | 2012-12-07T14:23:33 | box-upperright | Component | VAV-AHU1-LL | -43.5333 | 26.0902 | 3.414 | Autodesk Revit 2013 - 20120221_2030(x64) | Autodesk.Revit.DB.FamilyInstance:OST_MechanicalEquipment:Geometry | n/a | 0 | 0 | 0
VAV-AHU1-MM-point | rich.mitrenga@autodesk.com | 2012-12-07T14:23:33 | point | Component | VAV-AHU1-MM | -47.3616 | 25.6197 | 3.0655 | Autodesk Revit 2013 - 20120221_2030(x64) | Autodesk.Revit.DB.FamilyInstance:OST_MechanicalEquipment:Geometry | n/a | 180 | 0 | 0
VAV-AHU1-MM-box-lowerleft | rich.mitrenga@autodesk.com | 2012-12-07T14:23:33 | box-lowerleft | Component | VAV-AHU1-MM | -47.6914 | 25.4632 | 3.0655 | Autodesk Revit 2013 - 20120221_2030(x64) | Autodesk.Revit.DB.FamilyInstance:OST_MechanicalEquipment:Geometry | n/a | 0 | 0 | 0
VAV-AHU1-MM-box-upperright | rich.mitrenga@autodesk.com | 2012-12-07T14:23:33 | box-upperright | Component | VAV-AHU1-MM | -47.26 | 25.916 | 3.3536 | Autodesk Revit 2013 - 20120221_2030(x64) | Autodesk.Revit.DB.FamilyInstance:OST_MechanicalEquipment:Geometry | n/a | 0 | 0 | 0
VAV-AHU1-PP-point | rich.mitrenga@autodesk.com | 2012-12-07T14:23:33 | point | Component | VAV-AHU1-PP | -42.5584 | 15.1202 | 3.156 | Autodesk Revit 2013 - 20120221_2030(x64) | Autodesk.Revit.DB.FamilyInstance:OST_MechanicalEquipment:Geometry | n/a | 0 | 0 | 0
VAV-AHU1-PP-box-lowerleft | rich.mitrenga@autodesk.com | 2012-12-07T14:23:33 | box-lowerleft | Component | VAV-AHU1-PP | -42.66 | 14.8239 | 3.156 | Autodesk Revit 2013 - 20120221_2030(x64) | Autodesk.Revit.DB.FamilyInstance:OST_MechanicalEquipment:Geometry | n/a | 0 | 0 | 0
VAV-AHU1-PP-box-upperright | rich.mitrenga@autodesk.com | 2012-12-07T14:23:33 | box-upperright | Component | VAV-AHU1-PP | -42.2286 | 15.2767 | 3.4441 | Autodesk Revit 2013 - 20120221_2030(x64) | Autodesk.Revit.DB.FamilyInstance:OST_MechanicalEquipment:Geometry | n/a | 0 | 0 | 0
VAV-AHU1-NN-point | rich.mitrenga@autodesk.com | 2012-12-07T14:23:33 | point | Component | VAV-AHU1-NN | -44.7159 | 17.7888 | 3.181 | Autodesk Revit 2013 - 20120221_2030(x64) | Autodesk.Revit.DB.FamilyInstance:OST_MechanicalEquipment:Geometry | n/a | 90 | 0 | 0
VAV-AHU1-NN-box-lowerleft | rich.mitrenga@autodesk.com | 2012-12-07T14:23:33 | box-lowerleft | Component | VAV-AHU1-NN | -44.9996 | 17.446 | 3.181 | Autodesk Revit 2013 - 20120221_2030(x64) | Autodesk.Revit.DB.FamilyInstance:OST_MechanicalEquipment:Geometry | n/a | 0 | 0 | 0
VAV-AHU1-NN-box-upperright | rich.mitrenga@autodesk.com | 2012-12-07T14:23:33 | box-upperright | Component | VAV-AHU1-NN | -44.5718 | 17.8904 | 3.4191 | Autodesk Revit 2013 - 20120221_2030(x64) | Autodesk.Revit.DB.FamilyInstance:OST_MechanicalEquipment:Geometry | n/a | 0 | 0 | 0
VAV-AHU1-VV-point | rich.mitrenga@autodesk.com | 2012-12-07T14:23:33 | point | Component | VAV-AHU1-VV | -37.9084 | 17.915 | 3.6805 | Autodesk Revit 2013 - 20120221_2030(x64) | Autodesk.Revit.DB.FamilyInstance:OST_MechanicalEquipment:Geometry | n/a | 0 | 0 | 0
VAV-AHU1-VV-box-lowerleft | rich.mitrenga@autodesk.com | 2012-12-07T14:23:33 | box-lowerleft | Component | VAV-AHU1-VV | -38.01 | 17.6312 | 3.6805 | Autodesk Revit 2013 - 20120221_2030(x64) | Autodesk.Revit.DB.FamilyInstance:OST_MechanicalEquipment:Geometry | n/a | 0 | 0 | 0
VAV-AHU1-VV-box-upperright | rich.mitrenga@autodesk.com | 2012-12-07T14:23:33 | box-upperright | Component | VAV-AHU1-VV | -37.5656 | 18.059 | 3.9186 | Autodesk Revit 2013 - 20120221_2030(x64) | Autodesk.Revit.DB.FamilyInstance:OST_MechanicalEquipment:Geometry | n/a | 0 | 0 | 0
VAV-AHU1-MMM-point | rich.mitrenga@autodesk.com | 2012-12-07T14:23:33 | point | Component | VAV-AHU1-MMM | -19.3313 | 23.9341 | 3.2509 | Autodesk Revit 2013 - 20120221_2030(x64) | Autodesk.Revit.DB.FamilyInstance:OST_MechanicalEquipment:Geometry | n/a | 270 | 0 | 0
VAV-AHU1-MMM-box-lowerleft | rich.mitrenga@autodesk.com | 2012-12-07T14:23:33 | box-lowerleft | Component | VAV-AHU1-MMM | -19.5253 | 23.8325 | 3.2509 | Autodesk Revit 2013 - 20120221_2030(x64) | Autodesk.Revit.DB.FamilyInstance:OST_MechanicalEquipment:Geometry | n/a | 0 | 0 | 0
VAV-AHU1-MMM-box-upperright | rich.mitrenga@autodesk.com | 2012-12-07T14:23:33 | box-upperright | Component | VAV-AHU1-MMM | -18.9975 | 24.2899 | 3.589 | Autodesk Revit 2013 - 20120221_2030(x64) | Autodesk.Revit.DB.FamilyInstance:OST_MechanicalEquipment:Geometry | n/a | 0 | 0 | 0
VAV-AHU1-NNN-point | rich.mitrenga@autodesk.com | 2012-12-07T14:23:33 | point | Component | VAV-AHU1-NNN | -19.2809 | 17.9584 | 3.5305 | Autodesk Revit 2013 - 20120221_2030(x64) | Autodesk.Revit.DB.FamilyInstance:OST_MechanicalEquipment:Geometry | n/a | 90 | 0 | 0
VAV-AHU1-NNN-box-lowerleft | rich.mitrenga@autodesk.com | 2012-12-07T14:23:33 | box-lowerleft | Component | VAV-AHU1-NNN | -19.6146 | 17.6026 | 3.5305 | Autodesk Revit 2013 - 20120221_2030(x64) | Autodesk.Revit.DB.FamilyInstance:OST_MechanicalEquipment:Geometry | n/a | 0 | 0 | 0
VAV-AHU1-NNN-box-upperright | rich.mitrenga@autodesk.com | 2012-12-07T14:23:33 | box-upperright | Component | VAV-AHU1-NNN | -19.0868 | 18.06 | 3.8686 | Autodesk Revit 2013 - 20120221_2030(x64) | Autodesk.Revit.DB.FamilyInstance:OST_MechanicalEquipment:Geometry | n/a | 0 | 0 | 0
VAV-AHU1-HHH-point | rich.mitrenga@autodesk.com | 2012-12-07T14:23:33 | point | Component | VAV-AHU1-HHH | -25.9607 | 25.0773 | 3.1155 | Autodesk Revit 2013 - 20120221_2030(x64) | Autodesk.Revit.DB.FamilyInstance:OST_MechanicalEquipment:Geometry | n/a | 270 | 0 | 0
VAV-AHU1-HHH-box-lowerleft | rich.mitrenga@autodesk.com | 2012-12-07T14:23:33 | box-lowerleft | Component | VAV-AHU1-HHH | -26.1923 | 24.9757 | 3.1155 | Autodesk Revit 2013 - 20120221_2030(x64) | Autodesk.Revit.DB.FamilyInstance:OST_MechanicalEquipment:Geometry | n/a | 0 | 0 | 0
VAV-AHU1-HHH-box-upperright | rich.mitrenga@autodesk.com | 2012-12-07T14:23:33 | box-upperright | Component | VAV-AHU1-HHH | -25.5895 | 25.4581 | 3.5036 | Autodesk Revit 2013 - 20120221_2030(x64) | Autodesk.Revit.DB.FamilyInstance:OST_MechanicalEquipment:Geometry | n/a | 0 | 0 | 0
VAV-AHU1-LLL-point | rich.mitrenga@autodesk.com | 2012-12-07T14:23:33 | point | Component | VAV-AHU1-LLL | -27.6142 | 25.2516 | 3.2405 | Autodesk Revit 2013 - 20120221_2030(x64) | Autodesk.Revit.DB.FamilyInstance:OST_MechanicalEquipment:Geometry | n/a | 270 | 0 | 0
VAV-AHU1-LLL-box-lowerleft | rich.mitrenga@autodesk.com | 2012-12-07T14:23:33 | box-lowerleft | Component | VAV-AHU1-LLL | -27.7582 | 25.15 | 3.2405 | Autodesk Revit 2013 - 20120221_2030(x64) | Autodesk.Revit.DB.FamilyInstance:OST_MechanicalEquipment:Geometry | n/a | 0 | 0 | 0
VAV-AHU1-LLL-box-upperright | rich.mitrenga@autodesk.com | 2012-12-07T14:23:33 | box-upperright | Component | VAV-AHU1-LLL | -27.3304 | 25.5944 | 3.4786 | Autodesk Revit 2013 - 20120221_2030(x64) | Autodesk.Revit.DB.FamilyInstance:OST_MechanicalEquipment:Geometry | n/a | 0 | 0 | 0
VAV-AHU1-III-point | rich.mitrenga@autodesk.com | 2012-12-07T14:23:33 | point | Component | VAV-AHU1-III | -24.6605 | 25.0785 | 3.1905 | Autodesk Revit 2013 - 20120221_2030(x64) | Autodesk.Revit.DB.FamilyInstance:OST_MechanicalEquipment:Geometry | n/a | 270 | 0 | 0
VAV-AHU1-III-box-lowerleft | rich.mitrenga@autodesk.com | 2012-12-07T14:23:33 | box-lowerleft | Component | VAV-AHU1-III | -24.8045 | 24.9769 | 3.1905 | Autodesk Revit 2013 - 20120221_2030(x64) | Autodesk.Revit.DB.FamilyInstance:OST_MechanicalEquipment:Geometry | n/a | 0 | 0 | 0
VAV-AHU1-III-box-upperright | rich.mitrenga@autodesk.com | 2012-12-07T14:23:33 | box-upperright | Component | VAV-AHU1-III | -24.3767 | 25.4213 | 3.4286 | Autodesk Revit 2013 - 20120221_2030(x64) | Autodesk.Revit.DB.FamilyInstance:OST_MechanicalEquipment:Geometry | n/a | 0 | 0 | 0
VAV-AHU1-KKK-point | rich.mitrenga@autodesk.com | 2012-12-07T14:23:33 | point | Component | VAV-AHU1-KKK | -23.8841 | 24.7487 | 3.1905 | Autodesk Revit 2013 - 20120221_2030(x64) | Autodesk.Revit.DB.FamilyInstance:OST_MechanicalEquipment:Geometry | n/a | 270 | 0 | 0
VAV-AHU1-KKK-box-lowerleft | rich.mitrenga@autodesk.com | 2012-12-07T14:23:33 | box-lowerleft | Component | VAV-AHU1-KKK | -24.0282 | 24.6471 | 3.1905 | Autodesk Revit 2013 - 20120221_2030(x64) | Autodesk.Revit.DB.FamilyInstance:OST_MechanicalEquipment:Geometry | n/a | 0 | 0 | 0
VAV-AHU1-KKK-box-upperright | rich.mitrenga@autodesk.com | 2012-12-07T14:23:33 | box-upperright | Component | VAV-AHU1-KKK | -23.6004 | 25.0915 | 3.4286 | Autodesk Revit 2013 - 20120221_2030(x64) | Autodesk.Revit.DB.FamilyInstance:OST_MechanicalEquipment:Geometry | n/a | 0 | 0 | 0
VAV-AHU1-YY-point | rich.mitrenga@autodesk.com | 2012-12-07T14:23:33 | point | Component | VAV-AHU1-YY | -30.835 | 22.3012 | 3.1655 | Autodesk Revit 2013 - 20120221_2030(x64) | Autodesk.Revit.DB.FamilyInstance:OST_MechanicalEquipment:Geometry | n/a | 0 | 0 | 0
VAV-AHU1-YY-box-lowerleft | rich.mitrenga@autodesk.com | 2012-12-07T14:23:33 | box-lowerleft | Component | VAV-AHU1-YY | -30.9366 | 22.0049 | 3.1655 | Autodesk Revit 2013 - 20120221_2030(x64) | Autodesk.Revit.DB.FamilyInstance:OST_MechanicalEquipment:Geometry | n/a | 0 | 0 | 0
VAV-AHU1-YY-box-upperright | rich.mitrenga@autodesk.com | 2012-12-07T14:23:33 | box-upperright | Component | VAV-AHU1-YY | -30.5052 | 22.4577 | 3.4536 | Autodesk Revit 2013 - 20120221_2030(x64) | Autodesk.Revit.DB.FamilyInstance:OST_MechanicalEquipment:Geometry | n/a | 0 | 0 | 0
VAV-AHU1-WW-point | rich.mitrenga@autodesk.com | 2012-12-07T14:23:33 | point | Component | VAV-AHU1-WW | -34.6116 | 24.7959 | 3.2 | Autodesk Revit 2013 - 20120221_2030(x64) | Autodesk.Revit.DB.FamilyInstance:OST_MechanicalEquipment:Geometry | n/a | 180 | 0 | 0
VAV-AHU1-WW-box-lowerleft | rich.mitrenga@autodesk.com | 2012-12-07T14:23:33 | box-lowerleft | Component | VAV-AHU1-WW | -34.9544 | 24.6518 | 3.2 | Autodesk Revit 2013 - 20120221_2030(x64) | Autodesk.Revit.DB.FamilyInstance:OST_MechanicalEquipment:Geometry | n/a | 0 | 0 | 0
VAV-AHU1-WW-box-upperright | rich.mitrenga@autodesk.com | 2012-12-07T14:23:33 | box-upperright | Component | VAV-AHU1-WW | -34.51 | 25.0796 | 3.4381 | Autodesk Revit 2013 - 20120221_2030(x64) | Autodesk.Revit.DB.FamilyInstance:OST_MechanicalEquipment:Geometry | n/a | 0 | 0 | 0
VAV-AHU1-XX-point | rich.mitrenga@autodesk.com | 2012-12-07T14:23:33 | point | Component | VAV-AHU1-XX | -31.5295 | 25.3136 | 3.2 | Autodesk Revit 2013 - 20120221_2030(x64) | Autodesk.Revit.DB.FamilyInstance:OST_MechanicalEquipment:Geometry | n/a | 270 | 0 | 0
VAV-AHU1-XX-box-lowerleft | rich.mitrenga@autodesk.com | 2012-12-07T14:23:33 | box-lowerleft | Component | VAV-AHU1-XX | -31.6735 | 25.212 | 3.2 | Autodesk Revit 2013 - 20120221_2030(x64) | Autodesk.Revit.DB.FamilyInstance:OST_MechanicalEquipment:Geometry | n/a | 0 | 0 | 0
VAV-AHU1-XX-box-upperright | rich.mitrenga@autodesk.com | 2012-12-07T14:23:33 | box-upperright | Component | VAV-AHU1-XX | -31.2457 | 25.6564 | 3.4381 | Autodesk Revit 2013 - 20120221_2030(x64) | Autodesk.Revit.DB.FamilyInstance:OST_MechanicalEquipment:Geometry | n/a | 0 | 0 | 0
VAV-AHU1-QQ-point | rich.mitrenga@autodesk.com | 2012-12-07T14:23:33 | point | Component | VAV-AHU1-QQ | -49.7477 | 9.4434 | 3.2155 | Autodesk Revit 2013 - 20120221_2030(x64) | Autodesk.Revit.DB.FamilyInstance:OST_MechanicalEquipment:Geometry | n/a | 90 | 0 | 0
VAV-AHU1-QQ-box-lowerleft | rich.mitrenga@autodesk.com | 2012-12-07T14:23:33 | box-lowerleft | Component | VAV-AHU1-QQ | -50.119 | 9.0626 | 3.2155 | Autodesk Revit 2013 - 20120221_2030(x64) | Autodesk.Revit.DB.FamilyInstance:OST_MechanicalEquipment:Geometry | n/a | 0 | 0 | 0
VAV-AHU1-QQ-box-upperright | rich.mitrenga@autodesk.com | 2012-12-07T14:23:33 | box-upperright | Component | VAV-AHU1-QQ | -49.5162 | 9.545 | 3.6036 | Autodesk Revit 2013 - 20120221_2030(x64) | Autodesk.Revit.DB.FamilyInstance:OST_MechanicalEquipment:Geometry | n/a | 0 | 0 | 0
VAV-AHU1-RR-point | rich.mitrenga@autodesk.com | 2012-12-07T14:23:33 | point | Component | VAV-AHU1-RR | -48.7285 | 9.4434 | 3.2405 | Autodesk Revit 2013 - 20120221_2030(x64) | Autodesk.Revit.DB.FamilyInstance:OST_MechanicalEquipment:Geometry | n/a | 90 | 0 | 0
VAV-AHU1-RR-box-lowerleft | rich.mitrenga@autodesk.com | 2012-12-07T14:23:33 | box-lowerleft | Component | VAV-AHU1-RR | -49.0623 | 9.0876 | 3.2405 | Autodesk Revit 2013 - 20120221_2030(x64) | Autodesk.Revit.DB.FamilyInstance:OST_MechanicalEquipment:Geometry | n/a | 0 | 0 | 0
VAV-AHU1-RR-box-upperright | rich.mitrenga@autodesk.com | 2012-12-07T14:23:33 | box-upperright | Component | VAV-AHU1-RR | -48.5345 | 9.545 | 3.5786 | Autodesk Revit 2013 - 20120221_2030(x64) | Autodesk.Revit.DB.FamilyInstance:OST_MechanicalEquipment:Geometry | n/a | 0 | 0 | 0
VAV-AHU1-TT-point | rich.mitrenga@autodesk.com | 2012-12-07T14:23:33 | point | Component | VAV-AHU1-TT | -41.2992 | 9.4384 | 3.2655 | Autodesk Revit 2013 - 20120221_2030(x64) | Autodesk.Revit.DB.FamilyInstance:OST_MechanicalEquipment:Geometry | n/a | 90 | 0 | 0
VAV-AHU1-TT-box-lowerleft | rich.mitrenga@autodesk.com | 2012-12-07T14:23:33 | box-lowerleft | Component | VAV-AHU1-TT | -41.5954 | 9.1086 | 3.2655 | Autodesk Revit 2013 - 20120221_2030(x64) | Autodesk.Revit.DB.FamilyInstance:OST_MechanicalEquipment:Geometry | n/a | 0 | 0 | 0
VAV-AHU1-TT-box-upperright | rich.mitrenga@autodesk.com | 2012-12-07T14:23:33 | box-upperright | Component | VAV-AHU1-TT | -41.1426 | 9.54 | 3.5536 | Autodesk Revit 2013 - 20120221_2030(x64) | Autodesk.Revit.DB.FamilyInstance:OST_MechanicalEquipment:Geometry | n/a | 0 | 0 | 0
VAV-AHU1-G2-point | rich.mitrenga@autodesk.com | 2012-12-07T14:23:33 | point | Component | VAV-AHU1-G2 | -9.0768 | 38.7896 | 3.4655 | Autodesk Revit 2013 - 20120221_2030(x64) | Autodesk.Revit.DB.FamilyInstance:OST_MechanicalEquipment:Geometry | n/a | 90 | 0 | 0
VAV-AHU1-G2-box-lowerleft | rich.mitrenga@autodesk.com | 2012-12-07T14:23:33 | box-lowerleft | Component | VAV-AHU1-G2 | -9.473 | 38.3828 | 3.4655 | Autodesk Revit 2013 - 20120221_2030(x64) | Autodesk.Revit.DB.FamilyInstance:OST_MechanicalEquipment:Geometry | n/a | 0 | 0 | 0
VAV-AHU1-G2-box-upperright | rich.mitrenga@autodesk.com | 2012-12-07T14:23:33 | box-upperright | Component | VAV-AHU1-G2 | -8.8202 | 38.8912 | 3.9536 | Autodesk Revit 2013 - 20120221_2030(x64) | Autodesk.Revit.DB.FamilyInstance:OST_MechanicalEquipment:Geometry | n/a | 0 | 0 | 0
VAV-AHU1-C-point | rich.mitrenga@autodesk.com | 2012-12-07T14:23:33 | point | Component | VAV-AHU1-C | -5.1816 | 47.7718 | 3.5905 | Autodesk Revit 2013 - 20120221_2030(x64) | Autodesk.Revit.DB.FamilyInstance:OST_MechanicalEquipment:Geometry | n/a | 180 | 0 | 0
VAV-AHU1-C-box-lowerleft | rich.mitrenga@autodesk.com | 2012-12-07T14:23:33 | box-lowerleft | Component | VAV-AHU1-C | -5.5244 | 47.6278 | 3.5905 | Autodesk Revit 2013 - 20120221_2030(x64) | Autodesk.Revit.DB.FamilyInstance:OST_MechanicalEquipment:Geometry | n/a | 0 | 0 | 0
VAV-AHU1-C-box-upperright | rich.mitrenga@autodesk.com | 2012-12-07T14:23:33 | box-upperright | Component | VAV-AHU1-C | -5.08 | 48.0556 | 3.8286 | Autodesk Revit 2013 - 20120221_2030(x64) | Autodesk.Revit.DB.FamilyInstance:OST_MechanicalEquipment:Geometry | n/a | 0 | 0 | 0
VAV-AHU1-D-point | rich.mitrenga@autodesk.com | 2012-12-07T14:23:33 | point | Component | VAV-AHU1-D | -2.035 | 47.3361 | 3.175 | Autodesk Revit 2013 - 20120221_2030(x64) | Autodesk.Revit.DB.FamilyInstance:OST_MechanicalEquipment:Geometry | n/a | 0 | 0 | 0
VAV-AHU1-D-box-lowerleft | rich.mitrenga@autodesk.com | 2012-12-07T14:23:33 | box-lowerleft | Component | VAV-AHU1-D | -2.1366 | 47.0398 | 3.175 | Autodesk Revit 2013 - 20120221_2030(x64) | Autodesk.Revit.DB.FamilyInstance:OST_MechanicalEquipment:Geometry | n/a | 0 | 0 | 0
VAV-AHU1-D-box-upperright | rich.mitrenga@autodesk.com | 2012-12-07T14:23:33 | box-upperright | Component | VAV-AHU1-D | -1.7052 | 47.4926 | 3.4631 | Autodesk Revit 2013 - 20120221_2030(x64) | Autodesk.Revit.DB.FamilyInstance:OST_MechanicalEquipment:Geometry | n/a | 0 | 0 | 0
VAV-AHU1-F-point | rich.mitrenga@autodesk.com | 2012-12-07T14:23:33 | point | Component | VAV-AHU1-F | -4.9816 | 44.6782 | 3.5655 | Autodesk Revit 2013 - 20120221_2030(x64) | Autodesk.Revit.DB.FamilyInstance:OST_MechanicalEquipment:Geometry | n/a | 180 | 0 | 0
VAV-AHU1-F-box-lowerleft | rich.mitrenga@autodesk.com | 2012-12-07T14:23:33 | box-lowerleft | Component | VAV-AHU1-F | -5.3114 | 44.5216 | 3.5655 | Autodesk Revit 2013 - 20120221_2030(x64) | Autodesk.Revit.DB.FamilyInstance:OST_MechanicalEquipment:Geometry | n/a | 0 | 0 | 0
VAV-AHU1-F-box-upperright | rich.mitrenga@autodesk.com | 2012-12-07T14:23:33 | box-upperright | Component | VAV-AHU1-F | -4.88 | 44.9744 | 3.8536 | Autodesk Revit 2013 - 20120221_2030(x64) | Autodesk.Revit.DB.FamilyInstance:OST_MechanicalEquipment:Geometry | n/a | 0 | 0 | 0
VAV-AHU1-A-point | rich.mitrenga@autodesk.com | 2012-12-07T14:23:33 | point | Component | VAV-AHU1-A | -5.4963 | 38.2045 | 3.5905 | Autodesk Revit 2013 - 20120221_2030(x64) | Autodesk.Revit.DB.FamilyInstance:OST_MechanicalEquipment:Geometry | n/a | 180 | 0 | 0
VAV-AHU1-A-box-lowerleft | rich.mitrenga@autodesk.com | 2012-12-07T14:23:33 | box-lowerleft | Component | VAV-AHU1-A | -5.8391 | 38.0605 | 3.5905 | Autodesk Revit 2013 - 20120221_2030(x64) | Autodesk.Revit.DB.FamilyInstance:OST_MechanicalEquipment:Geometry | n/a | 0 | 0 | 0
VAV-AHU1-A-box-upperright | rich.mitrenga@autodesk.com | 2012-12-07T14:23:33 | box-upperright | Component | VAV-AHU1-A | -5.3947 | 38.4883 | 3.8286 | Autodesk Revit 2013 - 20120221_2030(x64) | Autodesk.Revit.DB.FamilyInstance:OST_MechanicalEquipment:Geometry | n/a | 0 | 0 | 0
VAV-AHU1-B-point | rich.mitrenga@autodesk.com | 2012-12-07T14:23:33 | point | Component | VAV-AHU1-B | -2.5 | 40.7181 | 3.5405 | Autodesk Revit 2013 - 20120221_2030(x64) | Autodesk.Revit.DB.FamilyInstance:OST_MechanicalEquipment:Geometry | n/a | 0 | 0 | 0
VAV-AHU1-B-box-lowerleft | rich.mitrenga@autodesk.com | 2012-12-07T14:23:33 | box-lowerleft | Component | VAV-AHU1-B | -2.6016 | 40.3843 | 3.5405 | Autodesk Revit 2013 - 20120221_2030(x64) | Autodesk.Revit.DB.FamilyInstance:OST_MechanicalEquipment:Geometry | n/a | 0 | 0 | 0
VAV-AHU1-B-box-upperright | rich.mitrenga@autodesk.com | 2012-12-07T14:23:33 | box-upperright | Component | VAV-AHU1-B | -2.1442 | 40.9121 | 3.8786 | Autodesk Revit 2013 - 20120221_2030(x64) | Autodesk.Revit.DB.FamilyInstance:OST_MechanicalEquipment:Geometry | n/a | 0 | 0 | 0
VAV-AHU1-G1-point | rich.mitrenga@autodesk.com | 2012-12-07T14:23:33 | point | Component | VAV-AHU1-G1 | -3.9663 | 37.928 | 3.5405 | Autodesk Revit 2013 - 20120221_2030(x64) | Autodesk.Revit.DB.FamilyInstance:OST_MechanicalEquipment:Geometry | n/a | 90 | 0 | 0
VAV-AHU1-G1-box-lowerleft | rich.mitrenga@autodesk.com | 2012-12-07T14:23:33 | box-lowerleft | Component | VAV-AHU1-G1 | -4.3 | 37.5722 | 3.5405 | Autodesk Revit 2013 - 20120221_2030(x64) | Autodesk.Revit.DB.FamilyInstance:OST_MechanicalEquipment:Geometry | n/a | 0 | 0 | 0
VAV-AHU1-G1-box-upperright | rich.mitrenga@autodesk.com | 2012-12-07T14:23:33 | box-upperright | Component | VAV-AHU1-G1 | -3.7722 | 38.0296 | 3.8786 | Autodesk Revit 2013 - 20120221_2030(x64) | Autodesk.Revit.DB.FamilyInstance:OST_MechanicalEquipment:Geometry | n/a | 0 | 0 | 0
VAV-AHU1-I-point | rich.mitrenga@autodesk.com | 2012-12-07T14:23:33 | point | Component | VAV-AHU1-I | -12.1466 | 41.3938 | 3.5405 | Autodesk Revit 2013 - 20120221_2030(x64) | Autodesk.Revit.DB.FamilyInstance:OST_MechanicalEquipment:Geometry | n/a | 90 | 0 | 0
VAV-AHU1-I-box-lowerleft | rich.mitrenga@autodesk.com | 2012-12-07T14:23:33 | box-lowerleft | Component | VAV-AHU1-I | -12.4803 | 41.038 | 3.5405 | Autodesk Revit 2013 - 20120221_2030(x64) | Autodesk.Revit.DB.FamilyInstance:OST_MechanicalEquipment:Geometry | n/a | 0 | 0 | 0
VAV-AHU1-I-box-upperright | rich.mitrenga@autodesk.com | 2012-12-07T14:23:33 | box-upperright | Component | VAV-AHU1-I | -11.9525 | 41.4954 | 3.8786 | Autodesk Revit 2013 - 20120221_2030(x64) | Autodesk.Revit.DB.FamilyInstance:OST_MechanicalEquipment:Geometry | n/a | 0 | 0 | 0
VAV-AHU1-H-point | rich.mitrenga@autodesk.com | 2012-12-07T14:23:33 | point | Component | VAV-AHU1-H | -10.2541 | 44.7798 | 3.5405 | Autodesk Revit 2013 - 20120221_2030(x64) | Autodesk.Revit.DB.FamilyInstance:OST_MechanicalEquipment:Geometry | n/a | 270 | 0 | 0
VAV-AHU1-H-box-lowerleft | rich.mitrenga@autodesk.com | 2012-12-07T14:23:33 | box-lowerleft | Component | VAV-AHU1-H | -10.4482 | 44.6782 | 3.5405 | Autodesk Revit 2013 - 20120221_2030(x64) | Autodesk.Revit.DB.FamilyInstance:OST_MechanicalEquipment:Geometry | n/a | 0 | 0 | 0
VAV-AHU1-H-box-upperright | rich.mitrenga@autodesk.com | 2012-12-07T14:23:33 | box-upperright | Component | VAV-AHU1-H | -9.9204 | 45.1356 | 3.8786 | Autodesk Revit 2013 - 20120221_2030(x64) | Autodesk.Revit.DB.FamilyInstance:OST_MechanicalEquipment:Geometry | n/a | 0 | 0 | 0
VAV-AHU1-K-point | rich.mitrenga@autodesk.com | 2012-12-07T14:23:33 | point | Component | VAV-AHU1-K | -18.3123 | 44.28 | 3.5655 | Autodesk Revit 2013 - 20120221_2030(x64) | Autodesk.Revit.DB.FamilyInstance:OST_MechanicalEquipment:Geometry | n/a | 270 | 0 | 0
VAV-AHU1-K-box-lowerleft | rich.mitrenga@autodesk.com | 2012-12-07T14:23:33 | box-lowerleft | Component | VAV-AHU1-K | -18.5063 | 44.1784 | 3.5655 | Autodesk Revit 2013 - 20120221_2030(x64) | Autodesk.Revit.DB.FamilyInstance:OST_MechanicalEquipment:Geometry | n/a | 0 | 0 | 0
VAV-AHU1-K-box-upperright | rich.mitrenga@autodesk.com | 2012-12-07T14:23:33 | box-upperright | Component | VAV-AHU1-K | -17.9785 | 44.6358 | 3.9036 | Autodesk Revit 2013 - 20120221_2030(x64) | Autodesk.Revit.DB.FamilyInstance:OST_MechanicalEquipment:Geometry | n/a | 0 | 0 | 0
VAV-AHU1-J-point | rich.mitrenga@autodesk.com | 2012-12-07T14:23:33 | point | Component | VAV-AHU1-J | -14.2584 | 43.5442 | 3.5905 | Autodesk Revit 2013 - 20120221_2030(x64) | Autodesk.Revit.DB.FamilyInstance:OST_MechanicalEquipment:Geometry | n/a | 0 | 0 | 0
VAV-AHU1-J-box-lowerleft | rich.mitrenga@autodesk.com | 2012-12-07T14:23:33 | box-lowerleft | Component | VAV-AHU1-J | -14.36 | 43.2604 | 3.5905 | Autodesk Revit 2013 - 20120221_2030(x64) | Autodesk.Revit.DB.FamilyInstance:OST_MechanicalEquipment:Geometry | n/a | 0 | 0 | 0
VAV-AHU1-J-box-upperright | rich.mitrenga@autodesk.com | 2012-12-07T14:23:33 | box-upperright | Component | VAV-AHU1-J | -13.9156 | 43.6882 | 3.8286 | Autodesk Revit 2013 - 20120221_2030(x64) | Autodesk.Revit.DB.FamilyInstance:OST_MechanicalEquipment:Geometry | n/a | 0 | 0 | 0
VAV-AHU1-S-point | rich.mitrenga@autodesk.com | 2012-12-07T14:23:33 | point | Component | VAV-AHU1-S | -29.7384 | 45.1641 | 3.5905 | Autodesk Revit 2013 - 20120221_2030(x64) | Autodesk.Revit.DB.FamilyInstance:OST_MechanicalEquipment:Geometry | n/a | 0 | 0 | 0
VAV-AHU1-S-box-lowerleft | rich.mitrenga@autodesk.com | 2012-12-07T14:23:33 | box-lowerleft | Component | VAV-AHU1-S | -29.84 | 44.8804 | 3.5905 | Autodesk Revit 2013 - 20120221_2030(x64) | Autodesk.Revit.DB.FamilyInstance:OST_MechanicalEquipment:Geometry | n/a | 0 | 0 | 0
VAV-AHU1-S-box-upperright | rich.mitrenga@autodesk.com | 2012-12-07T14:23:33 | box-upperright | Component | VAV-AHU1-S | -29.3956 | 45.3082 | 3.8286 | Autodesk Revit 2013 - 20120221_2030(x64) | Autodesk.Revit.DB.FamilyInstance:OST_MechanicalEquipment:Geometry | n/a | 0 | 0 | 0
VAV-AHU1-U-point | rich.mitrenga@autodesk.com | 2012-12-07T14:23:33 | point | Component | VAV-AHU1-U | -28.9586 | 51.1092 | 3.1905 | Autodesk Revit 2013 - 20120221_2030(x64) | Autodesk.Revit.DB.FamilyInstance:OST_MechanicalEquipment:Geometry | n/a | 0 | 0 | 0
VAV-AHU1-U-box-lowerleft | rich.mitrenga@autodesk.com | 2012-12-07T14:23:33 | box-lowerleft | Component | VAV-AHU1-U | -29.0602 | 50.7755 | 3.1905 | Autodesk Revit 2013 - 20120221_2030(x64) | Autodesk.Revit.DB.FamilyInstance:OST_MechanicalEquipment:Geometry | n/a | 0 | 0 | 0
VAV-AHU1-U-box-upperright | rich.mitrenga@autodesk.com | 2012-12-07T14:23:33 | box-upperright | Component | VAV-AHU1-U | -28.6028 | 51.3033 | 3.5286 | Autodesk Revit 2013 - 20120221_2030(x64) | Autodesk.Revit.DB.FamilyInstance:OST_MechanicalEquipment:Geometry | n/a | 0 | 0 | 0
VAV-AHU1-V-point | rich.mitrenga@autodesk.com | 2012-12-07T14:23:33 | point | Component | VAV-AHU1-V | -32.3766 | 51.1109 | 3.2405 | Autodesk Revit 2013 - 20120221_2030(x64) | Autodesk.Revit.DB.FamilyInstance:OST_MechanicalEquipment:Geometry | n/a | 180 | 0 | 0
VAV-AHU1-V-box-lowerleft | rich.mitrenga@autodesk.com | 2012-12-07T14:23:33 | box-lowerleft | Component | VAV-AHU1-V | -32.7194 | 50.9669 | 3.2405 | Autodesk Revit 2013 - 20120221_2030(x64) | Autodesk.Revit.DB.FamilyInstance:OST_MechanicalEquipment:Geometry | n/a | 0 | 0 | 0
VAV-AHU1-V-box-upperright | rich.mitrenga@autodesk.com | 2012-12-07T14:23:33 | box-upperright | Component | VAV-AHU1-V | -32.275 | 51.3947 | 3.4786 | Autodesk Revit 2013 - 20120221_2030(x64) | Autodesk.Revit.DB.FamilyInstance:OST_MechanicalEquipment:Geometry | n/a | 0 | 0 | 0
VAV-AHU1-T-point | rich.mitrenga@autodesk.com | 2012-12-07T14:23:33 | point | Component | VAV-AHU1-T | -32.27 | 54.0416 | 3.1655 | Autodesk Revit 2013 - 20120221_2030(x64) | Autodesk.Revit.DB.FamilyInstance:OST_MechanicalEquipment:Geometry | n/a | 180 | 0 | 0
VAV-AHU1-T-box-lowerleft | rich.mitrenga@autodesk.com | 2012-12-07T14:23:33 | box-lowerleft | Component | VAV-AHU1-T | -32.5998 | 53.885 | 3.1655 | Autodesk Revit 2013 - 20120221_2030(x64) | Autodesk.Revit.DB.FamilyInstance:OST_MechanicalEquipment:Geometry | n/a | 0 | 0 | 0
VAV-AHU1-T-box-upperright | rich.mitrenga@autodesk.com | 2012-12-07T14:23:33 | box-upperright | Component | VAV-AHU1-T | -32.1684 | 54.3378 | 3.4536 | Autodesk Revit 2013 - 20120221_2030(x64) | Autodesk.Revit.DB.FamilyInstance:OST_MechanicalEquipment:Geometry | n/a | 0 | 0 | 0
VAV-AHU1-W-point | rich.mitrenga@autodesk.com | 2012-12-07T14:23:33 | point | Component | VAV-AHU1-W | -48.8141 | 53.9416 | 3.1405 | Autodesk Revit 2013 - 20120221_2030(x64) | Autodesk.Revit.DB.FamilyInstance:OST_MechanicalEquipment:Geometry | n/a | 270 | 0 | 0
VAV-AHU1-W-box-lowerleft | rich.mitrenga@autodesk.com | 2012-12-07T14:23:33 | box-lowerleft | Component | VAV-AHU1-W | -48.9582 | 53.84 | 3.1405 | Autodesk Revit 2013 - 20120221_2030(x64) | Autodesk.Revit.DB.FamilyInstance:OST_MechanicalEquipment:Geometry | n/a | 0 | 0 | 0
VAV-AHU1-W-box-upperright | rich.mitrenga@autodesk.com | 2012-12-07T14:23:33 | box-upperright | Component | VAV-AHU1-W | -48.5304 | 54.2844 | 3.3786 | Autodesk Revit 2013 - 20120221_2030(x64) | Autodesk.Revit.DB.FamilyInstance:OST_MechanicalEquipment:Geometry | n/a | 0 | 0 | 0
VAV-AHU1-X-point | rich.mitrenga@autodesk.com | 2012-12-07T14:23:33 | point | Component | VAV-AHU1-X | -44.9043 | 53.9416 | 3.1405 | Autodesk Revit 2013 - 20120221_2030(x64) | Autodesk.Revit.DB.FamilyInstance:OST_MechanicalEquipment:Geometry | n/a | 270 | 0 | 0
VAV-AHU1-X-box-lowerleft | rich.mitrenga@autodesk.com | 2012-12-07T14:23:33 | box-lowerleft | Component | VAV-AHU1-X | -45.0984 | 53.84 | 3.1405 | Autodesk Revit 2013 - 20120221_2030(x64) | Autodesk.Revit.DB.FamilyInstance:OST_MechanicalEquipment:Geometry | n/a | 0 | 0 | 0
VAV-AHU1-X-box-upperright | rich.mitrenga@autodesk.com | 2012-12-07T14:23:33 | box-upperright | Component | VAV-AHU1-X | -44.5706 | 54.2974 | 3.4786 | Autodesk Revit 2013 - 20120221_2030(x64) | Autodesk.Revit.DB.FamilyInstance:OST_MechanicalEquipment:Geometry | n/a | 0 | 0 | 0
VAV-AHU1-Y-point | rich.mitrenga@autodesk.com | 2012-12-07T14:23:33 | point | Component | VAV-AHU1-Y | -49.3 | 49.7996 | 3.1155 | Autodesk Revit 2013 - 20120221_2030(x64) | Autodesk.Revit.DB.FamilyInstance:OST_MechanicalEquipment:Geometry | n/a | 180 | 0 | 0
VAV-AHU1-Y-box-lowerleft | rich.mitrenga@autodesk.com | 2012-12-07T14:23:33 | box-lowerleft | Component | VAV-AHU1-Y | -49.6298 | 49.6431 | 3.1155 | Autodesk Revit 2013 - 20120221_2030(x64) | Autodesk.Revit.DB.FamilyInstance:OST_MechanicalEquipment:Geometry | n/a | 0 | 0 | 0
VAV-AHU1-Y-box-upperright | rich.mitrenga@autodesk.com | 2012-12-07T14:23:33 | box-upperright | Component | VAV-AHU1-Y | -49.1984 | 50.0959 | 3.4036 | Autodesk Revit 2013 - 20120221_2030(x64) | Autodesk.Revit.DB.FamilyInstance:OST_MechanicalEquipment:Geometry | n/a | 0 | 0 | 0
VAV-AHU1-Z-point | rich.mitrenga@autodesk.com | 2012-12-07T14:23:33 | point | Component | VAV-AHU1-Z | -47.5641 | 46.8784 | 3.1405 | Autodesk Revit 2013 - 20120221_2030(x64) | Autodesk.Revit.DB.FamilyInstance:OST_MechanicalEquipment:Geometry | n/a | 90 | 0 | 0
VAV-AHU1-Z-box-lowerleft | rich.mitrenga@autodesk.com | 2012-12-07T14:23:33 | box-lowerleft | Component | VAV-AHU1-Z | -47.8479 | 46.5356 | 3.1405 | Autodesk Revit 2013 - 20120221_2030(x64) | Autodesk.Revit.DB.FamilyInstance:OST_MechanicalEquipment:Geometry | n/a | 0 | 0 | 0
VAV-AHU1-Z-box-upperright | rich.mitrenga@autodesk.com | 2012-12-07T14:23:33 | box-upperright | Component | VAV-AHU1-Z | -47.4201 | 46.98 | 3.3786 | Autodesk Revit 2013 - 20120221_2030(x64) | Autodesk.Revit.DB.FamilyInstance:OST_MechanicalEquipment:Geometry | n/a | 0 | 0 | 0
VAV-AHU1-BB-point | rich.mitrenga@autodesk.com | 2012-12-07T14:23:33 | point | Component | VAV-AHU1-BB | -43.4797 | 50.6916 | 3.1655 | Autodesk Revit 2013 - 20120221_2030(x64) | Autodesk.Revit.DB.FamilyInstance:OST_MechanicalEquipment:Geometry | n/a | 270 | 0 | 0
VAV-AHU1-BB-box-lowerleft | rich.mitrenga@autodesk.com | 2012-12-07T14:23:33 | box-lowerleft | Component | VAV-AHU1-BB | -43.6362 | 50.59 | 3.1655 | Autodesk Revit 2013 - 20120221_2030(x64) | Autodesk.Revit.DB.FamilyInstance:OST_MechanicalEquipment:Geometry | n/a | 0 | 0 | 0
VAV-AHU1-BB-box-upperright | rich.mitrenga@autodesk.com | 2012-12-07T14:23:33 | box-upperright | Component | VAV-AHU1-BB | -43.1834 | 51.0214 | 3.4536 | Autodesk Revit 2013 - 20120221_2030(x64) | Autodesk.Revit.DB.FamilyInstance:OST_MechanicalEquipment:Geometry | n/a | 0 | 0 | 0
VAV-AHU1-AA-point | rich.mitrenga@autodesk.com | 2012-12-07T14:23:33 | point | Component | VAV-AHU1-AA | -43.4871 | 48.0565 | 3.1905 | Autodesk Revit 2013 - 20120221_2030(x64) | Autodesk.Revit.DB.FamilyInstance:OST_MechanicalEquipment:Geometry | n/a | 90 | 0 | 0
VAV-AHU1-AA-box-lowerleft | rich.mitrenga@autodesk.com | 2012-12-07T14:23:33 | box-lowerleft | Component | VAV-AHU1-AA | -43.7709 | 47.7137 | 3.1905 | Autodesk Revit 2013 - 20120221_2030(x64) | Autodesk.Revit.DB.FamilyInstance:OST_MechanicalEquipment:Geometry | n/a | 0 | 0 | 0
VAV-AHU1-AA-box-upperright | rich.mitrenga@autodesk.com | 2012-12-07T14:23:33 | box-upperright | Component | VAV-AHU1-AA | -43.3431 | 48.1581 | 3.4286 | Autodesk Revit 2013 - 20120221_2030(x64) | Autodesk.Revit.DB.FamilyInstance:OST_MechanicalEquipment:Geometry | n/a | 0 | 0 | 0
VAV-AHU1-DD-point | rich.mitrenga@autodesk.com | 2012-12-07T14:23:33 | point | Component | VAV-AHU1-DD | -41.4616 | 43.9785 | 3.1405 | Autodesk Revit 2013 - 20120221_2030(x64) | Autodesk.Revit.DB.FamilyInstance:OST_MechanicalEquipment:Geometry | n/a | 180 | 0 | 0
VAV-AHU1-DD-box-lowerleft | rich.mitrenga@autodesk.com | 2012-12-07T14:23:33 | box-lowerleft | Component | VAV-AHU1-DD | -41.8174 | 43.7844 | 3.1405 | Autodesk Revit 2013 - 20120221_2030(x64) | Autodesk.Revit.DB.FamilyInstance:OST_MechanicalEquipment:Geometry | n/a | 0 | 0 | 0
VAV-AHU1-DD-box-upperright | rich.mitrenga@autodesk.com | 2012-12-07T14:23:33 | box-upperright | Component | VAV-AHU1-DD | -41.36 | 44.3122 | 3.4786 | Autodesk Revit 2013 - 20120221_2030(x64) | Autodesk.Revit.DB.FamilyInstance:OST_MechanicalEquipment:Geometry | n/a | 0 | 0 | 0
VAV-AHU1-CC-point | rich.mitrenga@autodesk.com | 2012-12-07T14:23:33 | point | Component | VAV-AHU1-CC | -35.8423 | 45.38 | 3.5655 | Autodesk Revit 2013 - 20120221_2030(x64) | Autodesk.Revit.DB.FamilyInstance:OST_MechanicalEquipment:Geometry | n/a | 270 | 0 | 0
VAV-AHU1-CC-box-lowerleft | rich.mitrenga@autodesk.com | 2012-12-07T14:23:33 | box-lowerleft | Component | VAV-AHU1-CC | -35.9988 | 45.2784 | 3.5655 | Autodesk Revit 2013 - 20120221_2030(x64) | Autodesk.Revit.DB.FamilyInstance:OST_MechanicalEquipment:Geometry | n/a | 0 | 0 | 0
VAV-AHU1-CC-box-upperright | rich.mitrenga@autodesk.com | 2012-12-07T14:23:33 | box-upperright | Component | VAV-AHU1-CC | -35.546 | 45.7098 | 3.8536 | Autodesk Revit 2013 - 20120221_2030(x64) | Autodesk.Revit.DB.FamilyInstance:OST_MechanicalEquipment:Geometry | n/a | 0 | 0 | 0
VAV-AHU1-FF-point | rich.mitrenga@autodesk.com | 2012-12-07T14:23:33 | point | Component | VAV-AHU1-FF | -43.875 | 33.705 | 3.0155 | Autodesk Revit 2013 - 20120221_2030(x64) | Autodesk.Revit.DB.FamilyInstance:OST_MechanicalEquipment:Geometry | n/a | 90 | 0 | 0
VAV-AHU1-FF-box-lowerleft | rich.mitrenga@autodesk.com | 2012-12-07T14:23:33 | box-lowerleft | Component | VAV-AHU1-FF | -44.2462 | 33.3242 | 3.0155 | Autodesk Revit 2013 - 20120221_2030(x64) | Autodesk.Revit.DB.FamilyInstance:OST_MechanicalEquipment:Geometry | n/a | 0 | 0 | 0
VAV-AHU1-FF-box-upperright | rich.mitrenga@autodesk.com | 2012-12-07T14:23:33 | box-upperright | Component | VAV-AHU1-FF | -43.6435 | 33.8066 | 3.4036 | Autodesk Revit 2013 - 20120221_2030(x64) | Autodesk.Revit.DB.FamilyInstance:OST_MechanicalEquipment:Geometry | n/a | 0 | 0 | 0
VAV-AHU1-GG-point | rich.mitrenga@autodesk.com | 2012-12-07T14:23:33 | point | Component | VAV-AHU1-GG | -49.2216 | 34.5712 | 3.0405 | Autodesk Revit 2013 - 20120221_2030(x64) | Autodesk.Revit.DB.FamilyInstance:OST_MechanicalEquipment:Geometry | n/a | 180 | 0 | 0
VAV-AHU1-GG-box-lowerleft | rich.mitrenga@autodesk.com | 2012-12-07T14:23:33 | box-lowerleft | Component | VAV-AHU1-GG | -49.5774 | 34.3772 | 3.0405 | Autodesk Revit 2013 - 20120221_2030(x64) | Autodesk.Revit.DB.FamilyInstance:OST_MechanicalEquipment:Geometry | n/a | 0 | 0 | 0
VAV-AHU1-GG-box-upperright | rich.mitrenga@autodesk.com | 2012-12-07T14:23:33 | box-upperright | Component | VAV-AHU1-GG | -49.12 | 34.905 | 3.3786 | Autodesk Revit 2013 - 20120221_2030(x64) | Autodesk.Revit.DB.FamilyInstance:OST_MechanicalEquipment:Geometry | n/a | 0 | 0 | 0
VAV-AHU1-II-point | rich.mitrenga@autodesk.com | 2012-12-07T14:23:33 | point | Component | VAV-AHU1-II | -48.3066 | 40.0854 | 3.1655 | Autodesk Revit 2013 - 20120221_2030(x64) | Autodesk.Revit.DB.FamilyInstance:OST_MechanicalEquipment:Geometry | n/a | 180 | 0 | 0
VAV-AHU1-II-box-lowerleft | rich.mitrenga@autodesk.com | 2012-12-07T14:23:33 | box-lowerleft | Component | VAV-AHU1-II | -48.6364 | 39.9288 | 3.1655 | Autodesk Revit 2013 - 20120221_2030(x64) | Autodesk.Revit.DB.FamilyInstance:OST_MechanicalEquipment:Geometry | n/a | 0 | 0 | 0
VAV-AHU1-II-box-upperright | rich.mitrenga@autodesk.com | 2012-12-07T14:23:33 | box-upperright | Component | VAV-AHU1-II | -48.205 | 40.3816 | 3.4536 | Autodesk Revit 2013 - 20120221_2030(x64) | Autodesk.Revit.DB.FamilyInstance:OST_MechanicalEquipment:Geometry | n/a | 0 | 0 | 0
VAV-AHU1-HH-point | rich.mitrenga@autodesk.com | 2012-12-07T14:23:33 | point | Component | VAV-AHU1-HH | -49.4854 | 37.6112 | 3.0655 | Autodesk Revit 2013 - 20120221_2030(x64) | Autodesk.Revit.DB.FamilyInstance:OST_MechanicalEquipment:Geometry | n/a | 90 | 0 | 0
VAV-AHU1-HH-box-lowerleft | rich.mitrenga@autodesk.com | 2012-12-07T14:23:33 | box-lowerleft | Component | VAV-AHU1-HH | -49.7817 | 37.2814 | 3.0655 | Autodesk Revit 2013 - 20120221_2030(x64) | Autodesk.Revit.DB.FamilyInstance:OST_MechanicalEquipment:Geometry | n/a | 0 | 0 | 0
VAV-AHU1-HH-box-upperright | rich.mitrenga@autodesk.com | 2012-12-07T14:23:33 | box-upperright | Component | VAV-AHU1-HH | -49.3289 | 37.7128 | 3.3536 | Autodesk Revit 2013 - 20120221_2030(x64) | Autodesk.Revit.DB.FamilyInstance:OST_MechanicalEquipment:Geometry | n/a | 0 | 0 | 0
VAV-AHU1-KK-point | rich.mitrenga@autodesk.com | 2012-12-07T14:23:33 | point | Component | VAV-AHU1-KK | -39.5107 | 36.967 | 3.3405 | Autodesk Revit 2013 - 20120221_2030(x64) | Autodesk.Revit.DB.FamilyInstance:OST_MechanicalEquipment:Geometry | n/a | 90 | 0 | 0
VAV-AHU1-KK-box-lowerleft | rich.mitrenga@autodesk.com | 2012-12-07T14:23:33 | box-lowerleft | Component | VAV-AHU1-KK | -39.8444 | 36.6112 | 3.3405 | Autodesk Revit 2013 - 20120221_2030(x64) | Autodesk.Revit.DB.FamilyInstance:OST_MechanicalEquipment:Geometry | n/a | 0 | 0 | 0
VAV-AHU1-KK-box-upperright | rich.mitrenga@autodesk.com | 2012-12-07T14:23:33 | box-upperright | Component | VAV-AHU1-KK | -39.3166 | 37.0686 | 3.6786 | Autodesk Revit 2013 - 20120221_2030(x64) | Autodesk.Revit.DB.FamilyInstance:OST_MechanicalEquipment:Geometry | n/a | 0 | 0 | 0
VAV-AHU1-EE-point | rich.mitrenga@autodesk.com | 2012-12-07T14:23:33 | point | Component | VAV-AHU1-EE | -37.4471 | 41.4103 | 3.3655 | Autodesk Revit 2013 - 20120221_2030(x64) | Autodesk.Revit.DB.FamilyInstance:OST_MechanicalEquipment:Geometry | n/a | 0 | 0 | 0
VAV-AHU1-EE-box-lowerleft | rich.mitrenga@autodesk.com | 2012-12-07T14:23:33 | box-lowerleft | Component | VAV-AHU1-EE | -37.5487 | 41.1141 | 3.3655 | Autodesk Revit 2013 - 20120221_2030(x64) | Autodesk.Revit.DB.FamilyInstance:OST_MechanicalEquipment:Geometry | n/a | 0 | 0 | 0
VAV-AHU1-EE-box-upperright | rich.mitrenga@autodesk.com | 2012-12-07T14:23:33 | box-upperright | Component | VAV-AHU1-EE | -37.1173 | 41.5669 | 3.6536 | Autodesk Revit 2013 - 20120221_2030(x64) | Autodesk.Revit.DB.FamilyInstance:OST_MechanicalEquipment:Geometry | n/a | 0 | 0 | 0
VAV-AHU1-R-point | rich.mitrenga@autodesk.com | 2012-12-07T14:23:33 | point | Component | VAV-AHU1-R | -30.8764 | 37.7912 | 3.5655 | Autodesk Revit 2013 - 20120221_2030(x64) | Autodesk.Revit.DB.FamilyInstance:OST_MechanicalEquipment:Geometry | n/a | 90 | 0 | 0
VAV-AHU1-R-box-lowerleft | rich.mitrenga@autodesk.com | 2012-12-07T14:23:33 | box-lowerleft | Component | VAV-AHU1-R | -31.1726 | 37.4614 | 3.5655 | Autodesk Revit 2013 - 20120221_2030(x64) | Autodesk.Revit.DB.FamilyInstance:OST_MechanicalEquipment:Geometry | n/a | 0 | 0 | 0
VAV-AHU1-R-box-upperright | rich.mitrenga@autodesk.com | 2012-12-07T14:23:33 | box-upperright | Component | VAV-AHU1-R | -30.7198 | 37.8928 | 3.8536 | Autodesk Revit 2013 - 20120221_2030(x64) | Autodesk.Revit.DB.FamilyInstance:OST_MechanicalEquipment:Geometry | n/a | 0 | 0 | 0
VAV-AHU1-Q-point | rich.mitrenga@autodesk.com | 2012-12-07T14:23:33 | point | Component | VAV-AHU1-Q | -27.5646 | 41.2776 | 3.5655 | Autodesk Revit 2013 - 20120221_2030(x64) | Autodesk.Revit.DB.FamilyInstance:OST_MechanicalEquipment:Geometry | n/a | 270 | 0 | 0
VAV-AHU1-Q-box-lowerleft | rich.mitrenga@autodesk.com | 2012-12-07T14:23:33 | box-lowerleft | Component | VAV-AHU1-Q | -27.7212 | 41.176 | 3.5655 | Autodesk Revit 2013 - 20120221_2030(x64) | Autodesk.Revit.DB.FamilyInstance:OST_MechanicalEquipment:Geometry | n/a | 0 | 0 | 0
VAV-AHU1-Q-box-upperright | rich.mitrenga@autodesk.com | 2012-12-07T14:23:33 | box-upperright | Component | VAV-AHU1-Q | -27.2684 | 41.6074 | 3.8536 | Autodesk Revit 2013 - 20120221_2030(x64) | Autodesk.Revit.DB.FamilyInstance:OST_MechanicalEquipment:Geometry | n/a | 0 | 0 | 0
VAV-AHU1-P-point | rich.mitrenga@autodesk.com | 2012-12-07T14:23:33 | point | Component | VAV-AHU1-P | -25.8102 | 37.8896 | 3.5405 | Autodesk Revit 2013 - 20120221_2030(x64) | Autodesk.Revit.DB.FamilyInstance:OST_MechanicalEquipment:Geometry | n/a | 90 | 0 | 0
VAV-AHU1-P-box-lowerleft | rich.mitrenga@autodesk.com | 2012-12-07T14:23:33 | box-lowerleft | Component | VAV-AHU1-P | -26.1439 | 37.5338 | 3.5405 | Autodesk Revit 2013 - 20120221_2030(x64) | Autodesk.Revit.DB.FamilyInstance:OST_MechanicalEquipment:Geometry | n/a | 0 | 0 | 0
VAV-AHU1-P-box-upperright | rich.mitrenga@autodesk.com | 2012-12-07T14:23:33 | box-upperright | Component | VAV-AHU1-P | -25.6161 | 37.9912 | 3.8786 | Autodesk Revit 2013 - 20120221_2030(x64) | Autodesk.Revit.DB.FamilyInstance:OST_MechanicalEquipment:Geometry | n/a | 0 | 0 | 0
VAV-AHU1-O-point | rich.mitrenga@autodesk.com | 2012-12-07T14:23:33 | point | Component | VAV-AHU1-O | -24.6946 | 37.8896 | 3.5905 | Autodesk Revit 2013 - 20120221_2030(x64) | Autodesk.Revit.DB.FamilyInstance:OST_MechanicalEquipment:Geometry | n/a | 90 | 0 | 0
VAV-AHU1-O-box-lowerleft | rich.mitrenga@autodesk.com | 2012-12-07T14:23:33 | box-lowerleft | Component | VAV-AHU1-O | -24.9784 | 37.5468 | 3.5905 | Autodesk Revit 2013 - 20120221_2030(x64) | Autodesk.Revit.DB.FamilyInstance:OST_MechanicalEquipment:Geometry | n/a | 0 | 0 | 0
VAV-AHU1-O-box-upperright | rich.mitrenga@autodesk.com | 2012-12-07T14:23:33 | box-upperright | Component | VAV-AHU1-O | -24.5506 | 37.9912 | 3.8286 | Autodesk Revit 2013 - 20120221_2030(x64) | Autodesk.Revit.DB.FamilyInstance:OST_MechanicalEquipment:Geometry | n/a | 0 | 0 | 0
VAV-AHU1-M-point | rich.mitrenga@autodesk.com | 2012-12-07T14:23:33 | point | Component | VAV-AHU1-M | -20.5913 | 44.6455 | 3.5655 | Autodesk Revit 2013 - 20120221_2030(x64) | Autodesk.Revit.DB.FamilyInstance:OST_MechanicalEquipment:Geometry | n/a | 270 | 0 | 0
VAV-AHU1-M-box-lowerleft | rich.mitrenga@autodesk.com | 2012-12-07T14:23:33 | box-lowerleft | Component | VAV-AHU1-M | -20.7479 | 44.5439 | 3.5655 | Autodesk Revit 2013 - 20120221_2030(x64) | Autodesk.Revit.DB.FamilyInstance:OST_MechanicalEquipment:Geometry | n/a | 0 | 0 | 0
VAV-AHU1-M-box-upperright | rich.mitrenga@autodesk.com | 2012-12-07T14:23:33 | box-upperright | Component | VAV-AHU1-M | -20.2951 | 44.9753 | 3.8536 | Autodesk Revit 2013 - 20120221_2030(x64) | Autodesk.Revit.DB.FamilyInstance:OST_MechanicalEquipment:Geometry | n/a | 0 | 0 | 0
VAV-AHU1-N-point | rich.mitrenga@autodesk.com | 2012-12-07T14:23:33 | point | Component | VAV-AHU1-N | -24.2357 | 41.5697 | 3.5405 | Autodesk Revit 2013 - 20120221_2030(x64) | Autodesk.Revit.DB.FamilyInstance:OST_MechanicalEquipment:Geometry | n/a | 270 | 0 | 0
VAV-AHU1-N-box-lowerleft | rich.mitrenga@autodesk.com | 2012-12-07T14:23:33 | box-lowerleft | Component | VAV-AHU1-N | -24.4298 | 41.4681 | 3.5405 | Autodesk Revit 2013 - 20120221_2030(x64) | Autodesk.Revit.DB.FamilyInstance:OST_MechanicalEquipment:Geometry | n/a | 0 | 0 | 0
VAV-AHU1-N-box-upperright | rich.mitrenga@autodesk.com | 2012-12-07T14:23:33 | box-upperright | Component | VAV-AHU1-N | -23.902 | 41.9255 | 3.8786 | Autodesk Revit 2013 - 20120221_2030(x64) | Autodesk.Revit.DB.FamilyInstance:OST_MechanicalEquipment:Geometry | n/a | 0 | 0 | 0
VAV-AHU1-L-point | rich.mitrenga@autodesk.com | 2012-12-07T14:23:33 | point | Component | VAV-AHU1-L | -21.8911 | 37.4411 | 3.5351 | Autodesk Revit 2013 - 20120221_2030(x64) | Autodesk.Revit.DB.FamilyInstance:OST_MechanicalEquipment:Geometry | n/a | 90 | 0 | 0
VAV-AHU1-L-box-lowerleft | rich.mitrenga@autodesk.com | 2012-12-07T14:23:33 | box-lowerleft | Component | VAV-AHU1-L | -22.2623 | 37.0603 | 3.5351 | Autodesk Revit 2013 - 20120221_2030(x64) | Autodesk.Revit.DB.FamilyInstance:OST_MechanicalEquipment:Geometry | n/a | 0 | 0 | 0
VAV-AHU1-L-box-upperright | rich.mitrenga@autodesk.com | 2012-12-07T14:23:33 | box-upperright | Component | VAV-AHU1-L | -21.6595 | 37.5427 | 3.9232 | Autodesk Revit 2013 - 20120221_2030(x64) | Autodesk.Revit.DB.FamilyInstance:OST_MechanicalEquipment:Geometry | n/a | 0 | 0 | 0
VAV-AHU1-CCC-point | rich.mitrenga@autodesk.com | 2012-12-07T14:23:33 | point | Component | VAV-AHU1-CCC | -30.3254 | 18.1055 | 3.6555 | Autodesk Revit 2013 - 20120221_2030(x64) | Autodesk.Revit.DB.FamilyInstance:OST_MechanicalEquipment:Geometry | n/a | 90 | 0 | 0
VAV-AHU1-CCC-box-lowerleft | rich.mitrenga@autodesk.com | 2012-12-07T14:23:33 | box-lowerleft | Component | VAV-AHU1-CCC | -30.6216 | 17.7757 | 3.6555 | Autodesk Revit 2013 - 20120221_2030(x64) | Autodesk.Revit.DB.FamilyInstance:OST_MechanicalEquipment:Geometry | n/a | 0 | 0 | 0
VAV-AHU1-CCC-box-upperright | rich.mitrenga@autodesk.com | 2012-12-07T14:23:33 | box-upperright | Component | VAV-AHU1-CCC | -30.1688 | 18.2071 | 3.9436 | Autodesk Revit 2013 - 20120221_2030(x64) | Autodesk.Revit.DB.FamilyInstance:OST_MechanicalEquipment:Geometry | n/a | 0 | 0 | 0
VAV-AHU1-JJJ-point | rich.mitrenga@autodesk.com | 2012-12-07T14:23:33 | point | Component | VAV-AHU1-JJJ | -26.5684 | 19.0437 | 3.6805 | Autodesk Revit 2013 - 20120221_2030(x64) | Autodesk.Revit.DB.FamilyInstance:OST_MechanicalEquipment:Geometry | n/a | 0 | 0 | 0
VAV-AHU1-JJJ-box-lowerleft | rich.mitrenga@autodesk.com | 2012-12-07T14:23:33 | box-lowerleft | Component | VAV-AHU1-JJJ | -26.67 | 18.76 | 3.6805 | Autodesk Revit 2013 - 20120221_2030(x64) | Autodesk.Revit.DB.FamilyInstance:OST_MechanicalEquipment:Geometry | n/a | 0 | 0 | 0
VAV-AHU1-JJJ-box-upperright | rich.mitrenga@autodesk.com | 2012-12-07T14:23:33 | box-upperright | Component | VAV-AHU1-JJJ | -26.2256 | 19.1878 | 3.9186 | Autodesk Revit 2013 - 20120221_2030(x64) | Autodesk.Revit.DB.FamilyInstance:OST_MechanicalEquipment:Geometry | n/a | 0 | 0 | 0
VAV-AHU1-DDD-point | rich.mitrenga@autodesk.com | 2012-12-07T14:23:33 | point | Component | VAV-AHU1-DDD | -25.0116 | 9.0574 | 3.6805 | Autodesk Revit 2013 - 20120221_2030(x64) | Autodesk.Revit.DB.FamilyInstance:OST_MechanicalEquipment:Geometry | n/a | 90 | 0 | 0
VAV-AHU1-DDD-box-lowerleft | rich.mitrenga@autodesk.com | 2012-12-07T14:23:33 | box-lowerleft | Component | VAV-AHU1-DDD | -25.2953 | 8.7146 | 3.6805 | Autodesk Revit 2013 - 20120221_2030(x64) | Autodesk.Revit.DB.FamilyInstance:OST_MechanicalEquipment:Geometry | n/a | 0 | 0 | 0
VAV-AHU1-DDD-box-upperright | rich.mitrenga@autodesk.com | 2012-12-07T14:23:33 | box-upperright | Component | VAV-AHU1-DDD | -24.8675 | 9.159 | 3.9186 | Autodesk Revit 2013 - 20120221_2030(x64) | Autodesk.Revit.DB.FamilyInstance:OST_MechanicalEquipment:Geometry | n/a | 0 | 0 | 0
VAV-AHU2-Z-point | rich.mitrenga@autodesk.com | 2012-12-07T14:23:33 | point | Component | VAV-AHU2-Z | -45.1828 | 47.6138 | 7.8105 | Autodesk Revit 2013 - 20120221_2030(x64) | Autodesk.Revit.DB.FamilyInstance:OST_MechanicalEquipment:Geometry | n/a | 270 | 0 | 0
VAV-AHU2-Z-box-lowerleft | rich.mitrenga@autodesk.com | 2012-12-07T14:23:33 | box-lowerleft | Component | VAV-AHU2-Z | -45.3768 | 47.5122 | 7.8105 | Autodesk Revit 2013 - 20120221_2030(x64) | Autodesk.Revit.DB.FamilyInstance:OST_MechanicalEquipment:Geometry | n/a | 0 | 0 | 0
VAV-AHU2-Z-box-upperright | rich.mitrenga@autodesk.com | 2012-12-07T14:23:33 | box-upperright | Component | VAV-AHU2-Z | -44.849 | 47.9696 | 8.1486 | Autodesk Revit 2013 - 20120221_2030(x64) | Autodesk.Revit.DB.FamilyInstance:OST_MechanicalEquipment:Geometry | n/a | 0 | 0 | 0
VAV-AHU2-BB-point | rich.mitrenga@autodesk.com | 2012-12-07T14:23:33 | point | Component | VAV-AHU2-BB | -43.2689 | 47.6138 | 8.0105 | Autodesk Revit 2013 - 20120221_2030(x64) | Autodesk.Revit.DB.FamilyInstance:OST_MechanicalEquipment:Geometry | n/a | 270 | 0 | 0
VAV-AHU2-BB-box-lowerleft | rich.mitrenga@autodesk.com | 2012-12-07T14:23:33 | box-lowerleft | Component | VAV-AHU2-BB | -43.463 | 47.5122 | 8.0105 | Autodesk Revit 2013 - 20120221_2030(x64) | Autodesk.Revit.DB.FamilyInstance:OST_MechanicalEquipment:Geometry | n/a | 0 | 0 | 0
VAV-AHU2-BB-box-upperright | rich.mitrenga@autodesk.com | 2012-12-07T14:23:33 | box-upperright | Component | VAV-AHU2-BB | -42.9352 | 47.9696 | 8.3486 | Autodesk Revit 2013 - 20120221_2030(x64) | Autodesk.Revit.DB.FamilyInstance:OST_MechanicalEquipment:Geometry | n/a | 0 | 0 | 0
VAV-AHU2-Y-point | rich.mitrenga@autodesk.com | 2012-12-07T14:23:33 | point | Component | VAV-AHU2-Y | -39.4291 | 47.7987 | 7.8355 | Autodesk Revit 2013 - 20120221_2030(x64) | Autodesk.Revit.DB.FamilyInstance:OST_MechanicalEquipment:Geometry | n/a | 270 | 0 | 0
VAV-AHU2-Y-box-lowerleft | rich.mitrenga@autodesk.com | 2012-12-07T14:23:33 | box-lowerleft | Component | VAV-AHU2-Y | -39.5856 | 47.6971 | 7.8355 | Autodesk Revit 2013 - 20120221_2030(x64) | Autodesk.Revit.DB.FamilyInstance:OST_MechanicalEquipment:Geometry | n/a | 0 | 0 | 0
VAV-AHU2-Y-box-upperright | rich.mitrenga@autodesk.com | 2012-12-07T14:23:33 | box-upperright | Component | VAV-AHU2-Y | -39.1328 | 48.1285 | 8.1236 | Autodesk Revit 2013 - 20120221_2030(x64) | Autodesk.Revit.DB.FamilyInstance:OST_MechanicalEquipment:Geometry | n/a | 0 | 0 | 0
VAV-AHU2-AA-point | rich.mitrenga@autodesk.com | 2012-12-07T14:23:33 | point | Component | VAV-AHU2-AA | -43.9393 | 44.376 | 7.7355 | Autodesk Revit 2013 - 20120221_2030(x64) | Autodesk.Revit.DB.FamilyInstance:OST_MechanicalEquipment:Geometry | n/a | 90 | 0 | 0
VAV-AHU2-AA-box-lowerleft | rich.mitrenga@autodesk.com | 2012-12-07T14:23:33 | box-lowerleft | Component | VAV-AHU2-AA | -44.3355 | 43.9692 | 7.7355 | Autodesk Revit 2013 - 20120221_2030(x64) | Autodesk.Revit.DB.FamilyInstance:OST_MechanicalEquipment:Geometry | n/a | 0 | 0 | 0
VAV-AHU2-AA-box-upperright | rich.mitrenga@autodesk.com | 2012-12-07T14:23:33 | box-upperright | Component | VAV-AHU2-AA | -43.6827 | 44.4776 | 8.2236 | Autodesk Revit 2013 - 20120221_2030(x64) | Autodesk.Revit.DB.FamilyInstance:OST_MechanicalEquipment:Geometry | n/a | 0 | 0 | 0
VAV-AHU2-CC-point | rich.mitrenga@autodesk.com | 2012-12-07T14:23:33 | point | Component | VAV-AHU2-CC | -39.4586 | 42.476 | 7.8105 | Autodesk Revit 2013 - 20120221_2030(x64) | Autodesk.Revit.DB.FamilyInstance:OST_MechanicalEquipment:Geometry | n/a | 90 | 0 | 0
VAV-AHU2-CC-box-lowerleft | rich.mitrenga@autodesk.com | 2012-12-07T14:23:33 | box-lowerleft | Component | VAV-AHU2-CC | -39.7924 | 42.1202 | 7.8105 | Autodesk Revit 2013 - 20120221_2030(x64) | Autodesk.Revit.DB.FamilyInstance:OST_MechanicalEquipment:Geometry | n/a | 0 | 0 | 0
VAV-AHU2-CC-box-upperright | rich.mitrenga@autodesk.com | 2012-12-07T14:23:33 | box-upperright | Component | VAV-AHU2-CC | -39.2646 | 42.5776 | 8.1486 | Autodesk Revit 2013 - 20120221_2030(x64) | Autodesk.Revit.DB.FamilyInstance:OST_MechanicalEquipment:Geometry | n/a | 0 | 0 | 0
VAV-AHU2-U-point | rich.mitrenga@autodesk.com | 2012-12-07T14:23:33 | point | Component | VAV-AHU2-U | -33.221 | 47.7916 | 7.9355 | Autodesk Revit 2013 - 20120221_2030(x64) | Autodesk.Revit.DB.FamilyInstance:OST_MechanicalEquipment:Geometry | n/a | 270 | 0 | 0
VAV-AHU2-U-box-lowerleft | rich.mitrenga@autodesk.com | 2012-12-07T14:23:33 | box-lowerleft | Component | VAV-AHU2-U | -33.3775 | 47.69 | 7.9355 | Autodesk Revit 2013 - 20120221_2030(x64) | Autodesk.Revit.DB.FamilyInstance:OST_MechanicalEquipment:Geometry | n/a | 0 | 0 | 0
VAV-AHU2-U-box-upperright | rich.mitrenga@autodesk.com | 2012-12-07T14:23:33 | box-upperright | Component | VAV-AHU2-U | -32.9247 | 48.1214 | 8.2235 | Autodesk Revit 2013 - 20120221_2030(x64) | Autodesk.Revit.DB.FamilyInstance:OST_MechanicalEquipment:Geometry | n/a | 0 | 0 | 0
VAV-AHU2-S-point | rich.mitrenga@autodesk.com | 2012-12-07T14:23:33 | point | Component | VAV-AHU2-S | -29.7974 | 47.7916 | 7.9355 | Autodesk Revit 2013 - 20120221_2030(x64) | Autodesk.Revit.DB.FamilyInstance:OST_MechanicalEquipment:Geometry | n/a | 270 | 0 | 0
VAV-AHU2-S-box-lowerleft | rich.mitrenga@autodesk.com | 2012-12-07T14:23:33 | box-lowerleft | Component | VAV-AHU2-S | -29.9539 | 47.69 | 7.9355 | Autodesk Revit 2013 - 20120221_2030(x64) | Autodesk.Revit.DB.FamilyInstance:OST_MechanicalEquipment:Geometry | n/a | 0 | 0 | 0
VAV-AHU2-S-box-upperright | rich.mitrenga@autodesk.com | 2012-12-07T14:23:33 | box-upperright | Component | VAV-AHU2-S | -29.5011 | 48.1214 | 8.2235 | Autodesk Revit 2013 - 20120221_2030(x64) | Autodesk.Revit.DB.FamilyInstance:OST_MechanicalEquipment:Geometry | n/a | 0 | 0 | 0
VAV-AHU2-Q-point | rich.mitrenga@autodesk.com | 2012-12-07T14:23:33 | point | Component | VAV-AHU2-Q | -26.3534 | 47.7916 | 7.9355 | Autodesk Revit 2013 - 20120221_2030(x64) | Autodesk.Revit.DB.FamilyInstance:OST_MechanicalEquipment:Geometry | n/a | 270 | 0 | 0
VAV-AHU2-Q-box-lowerleft | rich.mitrenga@autodesk.com | 2012-12-07T14:23:33 | box-lowerleft | Component | VAV-AHU2-Q | -26.51 | 47.69 | 7.9355 | Autodesk Revit 2013 - 20120221_2030(x64) | Autodesk.Revit.DB.FamilyInstance:OST_MechanicalEquipment:Geometry | n/a | 0 | 0 | 0
VAV-AHU2-Q-box-upperright | rich.mitrenga@autodesk.com | 2012-12-07T14:23:33 | box-upperright | Component | VAV-AHU2-Q | -26.0572 | 48.1214 | 8.2236 | Autodesk Revit 2013 - 20120221_2030(x64) | Autodesk.Revit.DB.FamilyInstance:OST_MechanicalEquipment:Geometry | n/a | 0 | 0 | 0
VAV-AHU2-O-point | rich.mitrenga@autodesk.com | 2012-12-07T14:23:33 | point | Component | VAV-AHU2-O | -24.0879 | 47.7916 | 7.9355 | Autodesk Revit 2013 - 20120221_2030(x64) | Autodesk.Revit.DB.FamilyInstance:OST_MechanicalEquipment:Geometry | n/a | 270 | 0 | 0
VAV-AHU2-O-box-lowerleft | rich.mitrenga@autodesk.com | 2012-12-07T14:23:33 | box-lowerleft | Component | VAV-AHU2-O | -24.2445 | 47.69 | 7.9355 | Autodesk Revit 2013 - 20120221_2030(x64) | Autodesk.Revit.DB.FamilyInstance:OST_MechanicalEquipment:Geometry | n/a | 0 | 0 | 0
VAV-AHU2-O-box-upperright | rich.mitrenga@autodesk.com | 2012-12-07T14:23:33 | box-upperright | Component | VAV-AHU2-O | -23.7917 | 48.1214 | 8.2235 | Autodesk Revit 2013 - 20120221_2030(x64) | Autodesk.Revit.DB.FamilyInstance:OST_MechanicalEquipment:Geometry | n/a | 0 | 0 | 0
VAV-AHU2-N-point | rich.mitrenga@autodesk.com | 2012-12-07T14:23:33 | point | Component | VAV-AHU2-N | -20.5302 | 44.2184 | 8.0105 | Autodesk Revit 2013 - 20120221_2030(x64) | Autodesk.Revit.DB.FamilyInstance:OST_MechanicalEquipment:Geometry | n/a | 90 | 0 | 0
VAV-AHU2-N-box-lowerleft | rich.mitrenga@autodesk.com | 2012-12-07T14:23:33 | box-lowerleft | Component | VAV-AHU2-N | -20.8639 | 43.8626 | 8.0105 | Autodesk Revit 2013 - 20120221_2030(x64) | Autodesk.Revit.DB.FamilyInstance:OST_MechanicalEquipment:Geometry | n/a | 0 | 0 | 0
VAV-AHU2-N-box-upperright | rich.mitrenga@autodesk.com | 2012-12-07T14:23:33 | box-upperright | Component | VAV-AHU2-N | -20.3361 | 44.32 | 8.3486 | Autodesk Revit 2013 - 20120221_2030(x64) | Autodesk.Revit.DB.FamilyInstance:OST_MechanicalEquipment:Geometry | n/a | 0 | 0 | 0
VAV-AHU2-P-point | rich.mitrenga@autodesk.com | 2012-12-07T14:23:33 | point | Component | VAV-AHU2-P | -24.0894 | 42.7808 | 8.0105 | Autodesk Revit 2013 - 20120221_2030(x64) | Autodesk.Revit.DB.FamilyInstance:OST_MechanicalEquipment:Geometry | n/a | 90 | 0 | 0
VAV-AHU2-P-box-lowerleft | rich.mitrenga@autodesk.com | 2012-12-07T14:23:33 | box-lowerleft | Component | VAV-AHU2-P | -24.4232 | 42.425 | 8.0105 | Autodesk Revit 2013 - 20120221_2030(x64) | Autodesk.Revit.DB.FamilyInstance:OST_MechanicalEquipment:Geometry | n/a | 0 | 0 | 0
VAV-AHU2-P-box-upperright | rich.mitrenga@autodesk.com | 2012-12-07T14:23:33 | box-upperright | Component | VAV-AHU2-P | -23.8954 | 42.8824 | 8.3486 | Autodesk Revit 2013 - 20120221_2030(x64) | Autodesk.Revit.DB.FamilyInstance:OST_MechanicalEquipment:Geometry | n/a | 0 | 0 | 0
VAV-AHU2-T-point | rich.mitrenga@autodesk.com | 2012-12-07T14:23:33 | point | Component | VAV-AHU2-T | -31.8669 | 44.176 | 8.0105 | Autodesk Revit 2013 - 20120221_2030(x64) | Autodesk.Revit.DB.FamilyInstance:OST_MechanicalEquipment:Geometry | n/a | 90 | 0 | 0
VAV-AHU2-T-box-lowerleft | rich.mitrenga@autodesk.com | 2012-12-07T14:23:33 | box-lowerleft | Component | VAV-AHU2-T | -32.2006 | 43.8202 | 8.0105 | Autodesk Revit 2013 - 20120221_2030(x64) | Autodesk.Revit.DB.FamilyInstance:OST_MechanicalEquipment:Geometry | n/a | 0 | 0 | 0
VAV-AHU2-T-box-upperright | rich.mitrenga@autodesk.com | 2012-12-07T14:23:33 | box-upperright | Component | VAV-AHU2-T | -31.6728 | 44.2776 | 8.3486 | Autodesk Revit 2013 - 20120221_2030(x64) | Autodesk.Revit.DB.FamilyInstance:OST_MechanicalEquipment:Geometry | n/a | 0 | 0 | 0
VAV-AHU2-W-point | rich.mitrenga@autodesk.com | 2012-12-07T14:23:33 | point | Component | VAV-AHU2-W | -34.0559 | 43.4904 | 8.0105 | Autodesk Revit 2013 - 20120221_2030(x64) | Autodesk.Revit.DB.FamilyInstance:OST_MechanicalEquipment:Geometry | n/a | 90 | 0 | 0
VAV-AHU2-W-box-lowerleft | rich.mitrenga@autodesk.com | 2012-12-07T14:23:33 | box-lowerleft | Component | VAV-AHU2-W | -34.3896 | 43.1346 | 8.0105 | Autodesk Revit 2013 - 20120221_2030(x64) | Autodesk.Revit.DB.FamilyInstance:OST_MechanicalEquipment:Geometry | n/a | 0 | 0 | 0
VAV-AHU2-W-box-upperright | rich.mitrenga@autodesk.com | 2012-12-07T14:23:33 | box-upperright | Component | VAV-AHU2-W | -33.8618 | 43.592 | 8.3486 | Autodesk Revit 2013 - 20120221_2030(x64) | Autodesk.Revit.DB.FamilyInstance:OST_MechanicalEquipment:Geometry | n/a | 0 | 0 | 0
VAV-AHU2-X-point | rich.mitrenga@autodesk.com | 2012-12-07T14:23:33 | point | Component | VAV-AHU2-X | -34.2582 | 40.6025 | 7.7009 | Autodesk Revit 2013 - 20120221_2030(x64) | Autodesk.Revit.DB.FamilyInstance:OST_MechanicalEquipment:Geometry | n/a | 180 | 0 | 0
VAV-AHU2-X-box-lowerleft | rich.mitrenga@autodesk.com | 2012-12-07T14:23:33 | box-lowerleft | Component | VAV-AHU2-X | -34.614 | 40.4085 | 7.7009 | Autodesk Revit 2013 - 20120221_2030(x64) | Autodesk.Revit.DB.FamilyInstance:OST_MechanicalEquipment:Geometry | n/a | 0 | 0 | 0
VAV-AHU2-X-box-upperright | rich.mitrenga@autodesk.com | 2012-12-07T14:23:33 | box-upperright | Component | VAV-AHU2-X | -34.1566 | 40.9363 | 8.039 | Autodesk Revit 2013 - 20120221_2030(x64) | Autodesk.Revit.DB.FamilyInstance:OST_MechanicalEquipment:Geometry | n/a | 0 | 0 | 0
VAV-AHU2-R-point | rich.mitrenga@autodesk.com | 2012-12-07T14:23:33 | point | Component | VAV-AHU2-R | -26.8394 | 42.576 | 8.0605 | Autodesk Revit 2013 - 20120221_2030(x64) | Autodesk.Revit.DB.FamilyInstance:OST_MechanicalEquipment:Geometry | n/a | 90 | 0 | 0
VAV-AHU2-R-box-lowerleft | rich.mitrenga@autodesk.com | 2012-12-07T14:23:33 | box-lowerleft | Component | VAV-AHU2-R | -27.1231 | 42.2332 | 8.0605 | Autodesk Revit 2013 - 20120221_2030(x64) | Autodesk.Revit.DB.FamilyInstance:OST_MechanicalEquipment:Geometry | n/a | 0 | 0 | 0
VAV-AHU2-R-box-upperright | rich.mitrenga@autodesk.com | 2012-12-07T14:23:33 | box-upperright | Component | VAV-AHU2-R | -26.6953 | 42.6776 | 8.2986 | Autodesk Revit 2013 - 20120221_2030(x64) | Autodesk.Revit.DB.FamilyInstance:OST_MechanicalEquipment:Geometry | n/a | 0 | 0 | 0
VAV-AHU2-V-point | rich.mitrenga@autodesk.com | 2012-12-07T14:23:33 | point | Component | VAV-AHU2-V | -34.2582 | 38.7557 | 7.676 | Autodesk Revit 2013 - 20120221_2030(x64) | Autodesk.Revit.DB.FamilyInstance:OST_MechanicalEquipment:Geometry | n/a | 180 | 0 | 0
VAV-AHU2-V-box-lowerleft | rich.mitrenga@autodesk.com | 2012-12-07T14:23:33 | box-lowerleft | Component | VAV-AHU2-V | -34.588 | 38.5991 | 7.676 | Autodesk Revit 2013 - 20120221_2030(x64) | Autodesk.Revit.DB.FamilyInstance:OST_MechanicalEquipment:Geometry | n/a | 0 | 0 | 0
VAV-AHU2-V-box-upperright | rich.mitrenga@autodesk.com | 2012-12-07T14:23:33 | box-upperright | Component | VAV-AHU2-V | -34.1566 | 39.0519 | 7.9641 | Autodesk Revit 2013 - 20120221_2030(x64) | Autodesk.Revit.DB.FamilyInstance:OST_MechanicalEquipment:Geometry | n/a | 0 | 0 | 0
VAV-AHU2-A-point | rich.mitrenga@autodesk.com | 2012-12-07T14:23:33 | point | Component | VAV-AHU2-A | -3.4502 | 36.9342 | 8.0105 | Autodesk Revit 2013 - 20120221_2030(x64) | Autodesk.Revit.DB.FamilyInstance:OST_MechanicalEquipment:Geometry | n/a | 0 | 0 | 0
VAV-AHU2-A-box-lowerleft | rich.mitrenga@autodesk.com | 2012-12-07T14:23:33 | box-lowerleft | Component | VAV-AHU2-A | -3.5518 | 36.6004 | 8.0105 | Autodesk Revit 2013 - 20120221_2030(x64) | Autodesk.Revit.DB.FamilyInstance:OST_MechanicalEquipment:Geometry | n/a | 0 | 0 | 0
VAV-AHU2-A-box-upperright | rich.mitrenga@autodesk.com | 2012-12-07T14:23:33 | box-upperright | Component | VAV-AHU2-A | -3.0944 | 37.1282 | 8.3486 | Autodesk Revit 2013 - 20120221_2030(x64) | Autodesk.Revit.DB.FamilyInstance:OST_MechanicalEquipment:Geometry | n/a | 0 | 0 | 0
VAV-AHU2-B-point | rich.mitrenga@autodesk.com | 2012-12-07T14:23:33 | point | Component | VAV-AHU2-B | -7.3816 | 38.3941 | 8.0105 | Autodesk Revit 2013 - 20120221_2030(x64) | Autodesk.Revit.DB.FamilyInstance:OST_MechanicalEquipment:Geometry | n/a | 180 | 0 | 0
VAV-AHU2-B-box-lowerleft | rich.mitrenga@autodesk.com | 2012-12-07T14:23:33 | box-lowerleft | Component | VAV-AHU2-B | -7.7374 | 38.2 | 8.0105 | Autodesk Revit 2013 - 20120221_2030(x64) | Autodesk.Revit.DB.FamilyInstance:OST_MechanicalEquipment:Geometry | n/a | 0 | 0 | 0
VAV-AHU2-B-box-upperright | rich.mitrenga@autodesk.com | 2012-12-07T14:23:33 | box-upperright | Component | VAV-AHU2-B | -7.28 | 38.7278 | 8.3486 | Autodesk Revit 2013 - 20120221_2030(x64) | Autodesk.Revit.DB.FamilyInstance:OST_MechanicalEquipment:Geometry | n/a | 0 | 0 | 0
VAV-AHU2-C-point | rich.mitrenga@autodesk.com | 2012-12-07T14:23:33 | point | Component | VAV-AHU2-C | -3.4502 | 40.6181 | 8.0605 | Autodesk Revit 2013 - 20120221_2030(x64) | Autodesk.Revit.DB.FamilyInstance:OST_MechanicalEquipment:Geometry | n/a | 0 | 0 | 0
VAV-AHU2-C-box-lowerleft | rich.mitrenga@autodesk.com | 2012-12-07T14:23:33 | box-lowerleft | Component | VAV-AHU2-C | -3.5518 | 40.3344 | 8.0605 | Autodesk Revit 2013 - 20120221_2030(x64) | Autodesk.Revit.DB.FamilyInstance:OST_MechanicalEquipment:Geometry | n/a | 0 | 0 | 0
VAV-AHU2-C-box-upperright | rich.mitrenga@autodesk.com | 2012-12-07T14:23:33 | box-upperright | Component | VAV-AHU2-C | -3.1074 | 40.7622 | 8.2986 | Autodesk Revit 2013 - 20120221_2030(x64) | Autodesk.Revit.DB.FamilyInstance:OST_MechanicalEquipment:Geometry | n/a | 0 | 0 | 0
VAV-AHU2-D-point | rich.mitrenga@autodesk.com | 2012-12-07T14:23:33 | point | Component | VAV-AHU2-D | -3.6398 | 44.345 | 8.0355 | Autodesk Revit 2013 - 20120221_2030(x64) | Autodesk.Revit.DB.FamilyInstance:OST_MechanicalEquipment:Geometry | n/a | 0 | 0 | 0
VAV-AHU2-D-box-lowerleft | rich.mitrenga@autodesk.com | 2012-12-07T14:23:33 | box-lowerleft | Component | VAV-AHU2-D | -3.7414 | 44.0487 | 8.0355 | Autodesk Revit 2013 - 20120221_2030(x64) | Autodesk.Revit.DB.FamilyInstance:OST_MechanicalEquipment:Geometry | n/a | 0 | 0 | 0
VAV-AHU2-D-box-upperright | rich.mitrenga@autodesk.com | 2012-12-07T14:23:33 | box-upperright | Component | VAV-AHU2-D | -3.31 | 44.5016 | 8.3236 | Autodesk Revit 2013 - 20120221_2030(x64) | Autodesk.Revit.DB.FamilyInstance:OST_MechanicalEquipment:Geometry | n/a | 0 | 0 | 0
VAV-AHU2-E-point | rich.mitrenga@autodesk.com | 2012-12-07T14:23:33 | point | Component | VAV-AHU2-E | -5 | 47.25 | 8.0355 | Autodesk Revit 2013 - 20120221_2030(x64) | Autodesk.Revit.DB.FamilyInstance:OST_MechanicalEquipment:Geometry | n/a | 0 | 0 | 0
VAV-AHU2-E-box-lowerleft | rich.mitrenga@autodesk.com | 2012-12-07T14:23:33 | box-lowerleft | Component | VAV-AHU2-E | -5.1016 | 46.9537 | 8.0355 | Autodesk Revit 2013 - 20120221_2030(x64) | Autodesk.Revit.DB.FamilyInstance:OST_MechanicalEquipment:Geometry | n/a | 0 | 0 | 0
VAV-AHU2-E-box-upperright | rich.mitrenga@autodesk.com | 2012-12-07T14:23:33 | box-upperright | Component | VAV-AHU2-E | -4.6702 | 47.4066 | 8.3236 | Autodesk Revit 2013 - 20120221_2030(x64) | Autodesk.Revit.DB.FamilyInstance:OST_MechanicalEquipment:Geometry | n/a | 0 | 0 | 0
VAV-AHU2-F-point | rich.mitrenga@autodesk.com | 2012-12-07T14:23:33 | point | Component | VAV-AHU2-F | -7.28 | 47.48 | 8.0355 | Autodesk Revit 2013 - 20120221_2030(x64) | Autodesk.Revit.DB.FamilyInstance:OST_MechanicalEquipment:Geometry | n/a | 270 | 0 | 0
VAV-AHU2-F-box-lowerleft | rich.mitrenga@autodesk.com | 2012-12-07T14:23:33 | box-lowerleft | Component | VAV-AHU2-F | -7.4366 | 47.3784 | 8.0355 | Autodesk Revit 2013 - 20120221_2030(x64) | Autodesk.Revit.DB.FamilyInstance:OST_MechanicalEquipment:Geometry | n/a | 0 | 0 | 0
VAV-AHU2-F-box-upperright | rich.mitrenga@autodesk.com | 2012-12-07T14:23:33 | box-upperright | Component | VAV-AHU2-F | -6.9838 | 47.8098 | 8.3236 | Autodesk Revit 2013 - 20120221_2030(x64) | Autodesk.Revit.DB.FamilyInstance:OST_MechanicalEquipment:Geometry | n/a | 0 | 0 | 0
VAV-AHU2-H-point | rich.mitrenga@autodesk.com | 2012-12-07T14:23:33 | point | Component | VAV-AHU2-H | -9.88 | 47.48 | 8.0355 | Autodesk Revit 2013 - 20120221_2030(x64) | Autodesk.Revit.DB.FamilyInstance:OST_MechanicalEquipment:Geometry | n/a | 270 | 0 | 0
VAV-AHU2-H-box-lowerleft | rich.mitrenga@autodesk.com | 2012-12-07T14:23:33 | box-lowerleft | Component | VAV-AHU2-H | -10.0365 | 47.3784 | 8.0355 | Autodesk Revit 2013 - 20120221_2030(x64) | Autodesk.Revit.DB.FamilyInstance:OST_MechanicalEquipment:Geometry | n/a | 0 | 0 | 0
VAV-AHU2-H-box-upperright | rich.mitrenga@autodesk.com | 2012-12-07T14:23:33 | box-upperright | Component | VAV-AHU2-H | -9.5837 | 47.8098 | 8.3236 | Autodesk Revit 2013 - 20120221_2030(x64) | Autodesk.Revit.DB.FamilyInstance:OST_MechanicalEquipment:Geometry | n/a | 0 | 0 | 0
VAV-AHU2-G-point | rich.mitrenga@autodesk.com | 2012-12-07T14:23:33 | point | Component | VAV-AHU2-G | -8.4311 | 44.0334 | 7.9855 | Autodesk Revit 2013 - 20120221_2030(x64) | Autodesk.Revit.DB.FamilyInstance:OST_MechanicalEquipment:Geometry | n/a | 90 | 0 | 0
VAV-AHU2-G-box-lowerleft | rich.mitrenga@autodesk.com | 2012-12-07T14:23:33 | box-lowerleft | Component | VAV-AHU2-G | -8.8023 | 43.6526 | 7.9855 | Autodesk Revit 2013 - 20120221_2030(x64) | Autodesk.Revit.DB.FamilyInstance:OST_MechanicalEquipment:Geometry | n/a | 0 | 0 | 0
VAV-AHU2-G-box-upperright | rich.mitrenga@autodesk.com | 2012-12-07T14:23:33 | box-upperright | Component | VAV-AHU2-G | -8.1995 | 44.135 | 8.3736 | Autodesk Revit 2013 - 20120221_2030(x64) | Autodesk.Revit.DB.FamilyInstance:OST_MechanicalEquipment:Geometry | n/a | 0 | 0 | 0
VAV-AHU2-I-point | rich.mitrenga@autodesk.com | 2012-12-07T14:23:33 | point | Component | VAV-AHU2-I | -13.2732 | 47.38 | 8.006 | Autodesk Revit 2013 - 20120221_2030(x64) | Autodesk.Revit.DB.FamilyInstance:OST_MechanicalEquipment:Geometry | n/a | 270 | 0 | 0
VAV-AHU2-I-box-lowerleft | rich.mitrenga@autodesk.com | 2012-12-07T14:23:33 | box-lowerleft | Component | VAV-AHU2-I | -13.4298 | 47.2784 | 8.006 | Autodesk Revit 2013 - 20120221_2030(x64) | Autodesk.Revit.DB.FamilyInstance:OST_MechanicalEquipment:Geometry | n/a | 0 | 0 | 0
VAV-AHU2-I-box-upperright | rich.mitrenga@autodesk.com | 2012-12-07T14:23:33 | box-upperright | Component | VAV-AHU2-I | -12.977 | 47.7098 | 8.2941 | Autodesk Revit 2013 - 20120221_2030(x64) | Autodesk.Revit.DB.FamilyInstance:OST_MechanicalEquipment:Geometry | n/a | 0 | 0 | 0
VAV-AHU2-J-point | rich.mitrenga@autodesk.com | 2012-12-07T14:23:33 | point | Component | VAV-AHU2-J | -14.3661 | 43.9784 | 8.0105 | Autodesk Revit 2013 - 20120221_2030(x64) | Autodesk.Revit.DB.FamilyInstance:OST_MechanicalEquipment:Geometry | n/a | 90 | 0 | 0
VAV-AHU2-J-box-lowerleft | rich.mitrenga@autodesk.com | 2012-12-07T14:23:33 | box-lowerleft | Component | VAV-AHU2-J | -14.6998 | 43.6226 | 8.0105 | Autodesk Revit 2013 - 20120221_2030(x64) | Autodesk.Revit.DB.FamilyInstance:OST_MechanicalEquipment:Geometry | n/a | 0 | 0 | 0
VAV-AHU2-J-box-upperright | rich.mitrenga@autodesk.com | 2012-12-07T14:23:33 | box-upperright | Component | VAV-AHU2-J | -14.172 | 44.08 | 8.3486 | Autodesk Revit 2013 - 20120221_2030(x64) | Autodesk.Revit.DB.FamilyInstance:OST_MechanicalEquipment:Geometry | n/a | 0 | 0 | 0
VAV-AHU2-K-point | rich.mitrenga@autodesk.com | 2012-12-07T14:23:33 | point | Component | VAV-AHU2-K | -17.1411 | 47.48 | 7.976 | Autodesk Revit 2013 - 20120221_2030(x64) | Autodesk.Revit.DB.FamilyInstance:OST_MechanicalEquipment:Geometry | n/a | 270 | 0 | 0
VAV-AHU2-K-box-lowerleft | rich.mitrenga@autodesk.com | 2012-12-07T14:23:33 | box-lowerleft | Component | VAV-AHU2-K | -17.2976 | 47.3784 | 7.976 | Autodesk Revit 2013 - 20120221_2030(x64) | Autodesk.Revit.DB.FamilyInstance:OST_MechanicalEquipment:Geometry | n/a | 0 | 0 | 0
VAV-AHU2-K-box-upperright | rich.mitrenga@autodesk.com | 2012-12-07T14:23:33 | box-upperright | Component | VAV-AHU2-K | -16.8448 | 47.8098 | 8.2641 | Autodesk Revit 2013 - 20120221_2030(x64) | Autodesk.Revit.DB.FamilyInstance:OST_MechanicalEquipment:Geometry | n/a | 0 | 0 | 0
VAV-AHU2-M-point | rich.mitrenga@autodesk.com | 2012-12-07T14:23:33 | point | Component | VAV-AHU2-M | -18.3702 | 47.48 | 7.9355 | Autodesk Revit 2013 - 20120221_2030(x64) | Autodesk.Revit.DB.FamilyInstance:OST_MechanicalEquipment:Geometry | n/a | 270 | 0 | 0
VAV-AHU2-M-box-lowerleft | rich.mitrenga@autodesk.com | 2012-12-07T14:23:33 | box-lowerleft | Component | VAV-AHU2-M | -18.5267 | 47.3784 | 7.9355 | Autodesk Revit 2013 - 20120221_2030(x64) | Autodesk.Revit.DB.FamilyInstance:OST_MechanicalEquipment:Geometry | n/a | 0 | 0 | 0
VAV-AHU2-M-box-upperright | rich.mitrenga@autodesk.com | 2012-12-07T14:23:33 | box-upperright | Component | VAV-AHU2-M | -18.0739 | 47.8098 | 8.2236 | Autodesk Revit 2013 - 20120221_2030(x64) | Autodesk.Revit.DB.FamilyInstance:OST_MechanicalEquipment:Geometry | n/a | 0 | 0 | 0
VAV-AHU2-L-point | rich.mitrenga@autodesk.com | 2012-12-07T14:23:33 | point | Component | VAV-AHU2-L | -18.3752 | 41.4072 | 8.0105 | Autodesk Revit 2013 - 20120221_2030(x64) | Autodesk.Revit.DB.FamilyInstance:OST_MechanicalEquipment:Geometry | n/a | 90 | 0 | 0
VAV-AHU2-L-box-lowerleft | rich.mitrenga@autodesk.com | 2012-12-07T14:23:33 | box-lowerleft | Component | VAV-AHU2-L | -18.7089 | 41.0514 | 8.0105 | Autodesk Revit 2013 - 20120221_2030(x64) | Autodesk.Revit.DB.FamilyInstance:OST_MechanicalEquipment:Geometry | n/a | 0 | 0 | 0
VAV-AHU2-L-box-upperright | rich.mitrenga@autodesk.com | 2012-12-07T14:23:33 | box-upperright | Component | VAV-AHU2-L | -18.1811 | 41.5088 | 8.3486 | Autodesk Revit 2013 - 20120221_2030(x64) | Autodesk.Revit.DB.FamilyInstance:OST_MechanicalEquipment:Geometry | n/a | 0 | 0 | 0
VAV-AHU2-DD-point | rich.mitrenga@autodesk.com | 2012-12-07T14:23:33 | point | Component | VAV-AHU2-DD | -3.1575 | 12.14 | 8.0355 | Autodesk Revit 2013 - 20120221_2030(x64) | Autodesk.Revit.DB.FamilyInstance:OST_MechanicalEquipment:Geometry | n/a | 90 | 0 | 0
VAV-AHU2-DD-box-lowerleft | rich.mitrenga@autodesk.com | 2012-12-07T14:23:33 | box-lowerleft | Component | VAV-AHU2-DD | -3.4538 | 11.8102 | 8.0355 | Autodesk Revit 2013 - 20120221_2030(x64) | Autodesk.Revit.DB.FamilyInstance:OST_MechanicalEquipment:Geometry | n/a | 0 | 0 | 0
VAV-AHU2-DD-box-upperright | rich.mitrenga@autodesk.com | 2012-12-07T14:23:33 | box-upperright | Component | VAV-AHU2-DD | -3.001 | 12.2416 | 8.3236 | Autodesk Revit 2013 - 20120221_2030(x64) | Autodesk.Revit.DB.FamilyInstance:OST_MechanicalEquipment:Geometry | n/a | 0 | 0 | 0
VAV-AHU2-EE-point | rich.mitrenga@autodesk.com | 2012-12-07T14:23:33 | point | Component | VAV-AHU2-EE | -3.773 | 15.5784 | 8.0105 | Autodesk Revit 2013 - 20120221_2030(x64) | Autodesk.Revit.DB.FamilyInstance:OST_MechanicalEquipment:Geometry | n/a | 270 | 0 | 0
VAV-AHU2-EE-box-lowerleft | rich.mitrenga@autodesk.com | 2012-12-07T14:23:33 | box-lowerleft | Component | VAV-AHU2-EE | -3.9671 | 15.4768 | 8.0105 | Autodesk Revit 2013 - 20120221_2030(x64) | Autodesk.Revit.DB.FamilyInstance:OST_MechanicalEquipment:Geometry | n/a | 0 | 0 | 0
VAV-AHU2-EE-box-upperright | rich.mitrenga@autodesk.com | 2012-12-07T14:23:33 | box-upperright | Component | VAV-AHU2-EE | -3.4393 | 15.9342 | 8.3486 | Autodesk Revit 2013 - 20120221_2030(x64) | Autodesk.Revit.DB.FamilyInstance:OST_MechanicalEquipment:Geometry | n/a | 0 | 0 | 0
VAV-AHU2-GG-point | rich.mitrenga@autodesk.com | 2012-12-07T14:23:33 | point | Component | VAV-AHU2-GG | -5.6662 | 15.1765 | 8.0355 | Autodesk Revit 2013 - 20120221_2030(x64) | Autodesk.Revit.DB.FamilyInstance:OST_MechanicalEquipment:Geometry | n/a | 270 | 0 | 0
VAV-AHU2-GG-box-lowerleft | rich.mitrenga@autodesk.com | 2012-12-07T14:23:33 | box-lowerleft | Component | VAV-AHU2-GG | -5.8227 | 15.0749 | 8.0355 | Autodesk Revit 2013 - 20120221_2030(x64) | Autodesk.Revit.DB.FamilyInstance:OST_MechanicalEquipment:Geometry | n/a | 0 | 0 | 0
VAV-AHU2-GG-box-upperright | rich.mitrenga@autodesk.com | 2012-12-07T14:23:33 | box-upperright | Component | VAV-AHU2-GG | -5.3699 | 15.5063 | 8.3236 | Autodesk Revit 2013 - 20120221_2030(x64) | Autodesk.Revit.DB.FamilyInstance:OST_MechanicalEquipment:Geometry | n/a | 0 | 0 | 0
VAV-AHU2-FF-point | rich.mitrenga@autodesk.com | 2012-12-07T14:23:33 | point | Component | VAV-AHU2-FF | -6.8152 | 15.2781 | 8.0605 | Autodesk Revit 2013 - 20120221_2030(x64) | Autodesk.Revit.DB.FamilyInstance:OST_MechanicalEquipment:Geometry | n/a | 270 | 0 | 0
VAV-AHU2-FF-box-lowerleft | rich.mitrenga@autodesk.com | 2012-12-07T14:23:33 | box-lowerleft | Component | VAV-AHU2-FF | -6.9592 | 15.1765 | 8.0605 | Autodesk Revit 2013 - 20120221_2030(x64) | Autodesk.Revit.DB.FamilyInstance:OST_MechanicalEquipment:Geometry | n/a | 0 | 0 | 0
VAV-AHU2-FF-box-upperright | rich.mitrenga@autodesk.com | 2012-12-07T14:23:33 | box-upperright | Component | VAV-AHU2-FF | -6.5314 | 15.6209 | 8.2986 | Autodesk Revit 2013 - 20120221_2030(x64) | Autodesk.Revit.DB.FamilyInstance:OST_MechanicalEquipment:Geometry | n/a | 0 | 0 | 0
VAV-AHU2-JJ-point | rich.mitrenga@autodesk.com | 2012-12-07T14:23:33 | point | Component | VAV-AHU2-JJ | -12.3853 | 14.9729 | 8.0105 | Autodesk Revit 2013 - 20120221_2030(x64) | Autodesk.Revit.DB.FamilyInstance:OST_MechanicalEquipment:Geometry | n/a | 270 | 0 | 0
VAV-AHU2-JJ-box-lowerleft | rich.mitrenga@autodesk.com | 2012-12-07T14:23:33 | box-lowerleft | Component | VAV-AHU2-JJ | -12.5794 | 14.8713 | 8.0105 | Autodesk Revit 2013 - 20120221_2030(x64) | Autodesk.Revit.DB.FamilyInstance:OST_MechanicalEquipment:Geometry | n/a | 0 | 0 | 0
VAV-AHU2-JJ-box-upperright | rich.mitrenga@autodesk.com | 2012-12-07T14:23:33 | box-upperright | Component | VAV-AHU2-JJ | -12.0516 | 15.3287 | 8.3486 | Autodesk Revit 2013 - 20120221_2030(x64) | Autodesk.Revit.DB.FamilyInstance:OST_MechanicalEquipment:Geometry | n/a | 0 | 0 | 0
VAV-AHU2-II-point | rich.mitrenga@autodesk.com | 2012-12-07T14:23:33 | point | Component | VAV-AHU2-II | -8.0661 | 12.0384 | 8.0105 | Autodesk Revit 2013 - 20120221_2030(x64) | Autodesk.Revit.DB.FamilyInstance:OST_MechanicalEquipment:Geometry | n/a | 90 | 0 | 0
VAV-AHU2-II-box-lowerleft | rich.mitrenga@autodesk.com | 2012-12-07T14:23:33 | box-lowerleft | Component | VAV-AHU2-II | -8.3998 | 11.6826 | 8.0105 | Autodesk Revit 2013 - 20120221_2030(x64) | Autodesk.Revit.DB.FamilyInstance:OST_MechanicalEquipment:Geometry | n/a | 0 | 0 | 0
VAV-AHU2-II-box-upperright | rich.mitrenga@autodesk.com | 2012-12-07T14:23:33 | box-upperright | Component | VAV-AHU2-II | -7.872 | 12.14 | 8.3486 | Autodesk Revit 2013 - 20120221_2030(x64) | Autodesk.Revit.DB.FamilyInstance:OST_MechanicalEquipment:Geometry | n/a | 0 | 0 | 0
VAV-AHU2-KK-point | rich.mitrenga@autodesk.com | 2012-12-07T14:23:33 | point | Component | VAV-AHU2-KK | -19.5196 | 15.6557 | 8.0105 | Autodesk Revit 2013 - 20120221_2030(x64) | Autodesk.Revit.DB.FamilyInstance:OST_MechanicalEquipment:Geometry | n/a | 270 | 0 | 0
VAV-AHU2-KK-box-lowerleft | rich.mitrenga@autodesk.com | 2012-12-07T14:23:33 | box-lowerleft | Component | VAV-AHU2-KK | -19.7137 | 15.5541 | 8.0105 | Autodesk Revit 2013 - 20120221_2030(x64) | Autodesk.Revit.DB.FamilyInstance:OST_MechanicalEquipment:Geometry | n/a | 0 | 0 | 0
VAV-AHU2-KK-box-upperright | rich.mitrenga@autodesk.com | 2012-12-07T14:23:33 | box-upperright | Component | VAV-AHU2-KK | -19.1859 | 16.0115 | 8.3486 | Autodesk Revit 2013 - 20120221_2030(x64) | Autodesk.Revit.DB.FamilyInstance:OST_MechanicalEquipment:Geometry | n/a | 0 | 0 | 0
VAV-AHU2-LLL-point | rich.mitrenga@autodesk.com | 2012-12-07T14:23:33 | point | Component | VAV-AHU2-LLL | -19.268 | 19.082 | 8.0605 | Autodesk Revit 2013 - 20120221_2030(x64) | Autodesk.Revit.DB.FamilyInstance:OST_MechanicalEquipment:Geometry | n/a | 0 | 0 | 0
VAV-AHU2-LLL-box-lowerleft | rich.mitrenga@autodesk.com | 2012-12-07T14:23:33 | box-lowerleft | Component | VAV-AHU2-LLL | -19.3696 | 18.7983 | 8.0605 | Autodesk Revit 2013 - 20120221_2030(x64) | Autodesk.Revit.DB.FamilyInstance:OST_MechanicalEquipment:Geometry | n/a | 0 | 0 | 0
VAV-AHU2-LLL-box-upperright | rich.mitrenga@autodesk.com | 2012-12-07T14:23:33 | box-upperright | Component | VAV-AHU2-LLL | -18.9252 | 19.2261 | 8.2986 | Autodesk Revit 2013 - 20120221_2030(x64) | Autodesk.Revit.DB.FamilyInstance:OST_MechanicalEquipment:Geometry | n/a | 0 | 0 | 0
VAV-AHU2-TT-point | rich.mitrenga@autodesk.com | 2012-12-07T14:23:33 | point | Component | VAV-AHU2-TT | -23.7455 | 21.8957 | 8.0105 | Autodesk Revit 2013 - 20120221_2030(x64) | Autodesk.Revit.DB.FamilyInstance:OST_MechanicalEquipment:Geometry | n/a | 270 | 0 | 0
VAV-AHU2-TT-box-lowerleft | rich.mitrenga@autodesk.com | 2012-12-07T14:23:33 | box-lowerleft | Component | VAV-AHU2-TT | -23.9395 | 21.7941 | 8.0105 | Autodesk Revit 2013 - 20120221_2030(x64) | Autodesk.Revit.DB.FamilyInstance:OST_MechanicalEquipment:Geometry | n/a | 0 | 0 | 0
VAV-AHU2-TT-box-upperright | rich.mitrenga@autodesk.com | 2012-12-07T14:23:33 | box-upperright | Component | VAV-AHU2-TT | -23.4117 | 22.2515 | 8.3486 | Autodesk Revit 2013 - 20120221_2030(x64) | Autodesk.Revit.DB.FamilyInstance:OST_MechanicalEquipment:Geometry | n/a | 0 | 0 | 0
VAV-AHU2-UU-point | rich.mitrenga@autodesk.com | 2012-12-07T14:23:33 | point | Component | VAV-AHU2-UU | -27.6446 | 21.9957 | 7.9355 | Autodesk Revit 2013 - 20120221_2030(x64) | Autodesk.Revit.DB.FamilyInstance:OST_MechanicalEquipment:Geometry | n/a | 270 | 0 | 0
VAV-AHU2-UU-box-lowerleft | rich.mitrenga@autodesk.com | 2012-12-07T14:23:33 | box-lowerleft | Component | VAV-AHU2-UU | -27.9012 | 21.8941 | 7.9355 | Autodesk Revit 2013 - 20120221_2030(x64) | Autodesk.Revit.DB.FamilyInstance:OST_MechanicalEquipment:Geometry | n/a | 0 | 0 | 0
VAV-AHU2-UU-box-upperright | rich.mitrenga@autodesk.com | 2012-12-07T14:23:33 | box-upperright | Component | VAV-AHU2-UU | -27.2484 | 22.4025 | 8.4236 | Autodesk Revit 2013 - 20120221_2030(x64) | Autodesk.Revit.DB.FamilyInstance:OST_MechanicalEquipment:Geometry | n/a | 0 | 0 | 0
VAV-AHU2-VV-point | rich.mitrenga@autodesk.com | 2012-12-07T14:23:33 | point | Component | VAV-AHU2-VV | -32.594 | 21.7941 | 8.0355 | Autodesk Revit 2013 - 20120221_2030(x64) | Autodesk.Revit.DB.FamilyInstance:OST_MechanicalEquipment:Geometry | n/a | 270 | 0 | 0
VAV-AHU2-VV-box-lowerleft | rich.mitrenga@autodesk.com | 2012-12-07T14:23:33 | box-lowerleft | Component | VAV-AHU2-VV | -32.7505 | 21.6925 | 8.0355 | Autodesk Revit 2013 - 20120221_2030(x64) | Autodesk.Revit.DB.FamilyInstance:OST_MechanicalEquipment:Geometry | n/a | 0 | 0 | 0
VAV-AHU2-VV-box-upperright | rich.mitrenga@autodesk.com | 2012-12-07T14:23:33 | box-upperright | Component | VAV-AHU2-VV | -32.2977 | 22.1239 | 8.3236 | Autodesk Revit 2013 - 20120221_2030(x64) | Autodesk.Revit.DB.FamilyInstance:OST_MechanicalEquipment:Geometry | n/a | 0 | 0 | 0
VAV-AHU2-DDD-point | rich.mitrenga@autodesk.com | 2012-12-07T14:23:33 | point | Component | VAV-AHU2-DDD | -30.769 | 16.41 | 8.0355 | Autodesk Revit 2013 - 20120221_2030(x64) | Autodesk.Revit.DB.FamilyInstance:OST_MechanicalEquipment:Geometry | n/a | 90 | 0 | 0
VAV-AHU2-DDD-box-lowerleft | rich.mitrenga@autodesk.com | 2012-12-07T14:23:33 | box-lowerleft | Component | VAV-AHU2-DDD | -31.0652 | 16.0802 | 8.0355 | Autodesk Revit 2013 - 20120221_2030(x64) | Autodesk.Revit.DB.FamilyInstance:OST_MechanicalEquipment:Geometry | n/a | 0 | 0 | 0
VAV-AHU2-DDD-box-upperright | rich.mitrenga@autodesk.com | 2012-12-07T14:23:33 | box-upperright | Component | VAV-AHU2-DDD | -30.6124 | 16.5116 | 8.3236 | Autodesk Revit 2013 - 20120221_2030(x64) | Autodesk.Revit.DB.FamilyInstance:OST_MechanicalEquipment:Geometry | n/a | 0 | 0 | 0
VAV-AHU2-WW-point | rich.mitrenga@autodesk.com | 2012-12-07T14:23:33 | point | Component | VAV-AHU2-WW | -23.2234 | 16.3649 | 8.0105 | Autodesk Revit 2013 - 20120221_2030(x64) | Autodesk.Revit.DB.FamilyInstance:OST_MechanicalEquipment:Geometry | n/a | 270 | 0 | 0
VAV-AHU2-WW-box-lowerleft | rich.mitrenga@autodesk.com | 2012-12-07T14:23:33 | box-lowerleft | Component | VAV-AHU2-WW | -23.4174 | 16.2633 | 8.0105 | Autodesk Revit 2013 - 20120221_2030(x64) | Autodesk.Revit.DB.FamilyInstance:OST_MechanicalEquipment:Geometry | n/a | 0 | 0 | 0
VAV-AHU2-WW-box-upperright | rich.mitrenga@autodesk.com | 2012-12-07T14:23:33 | box-upperright | Component | VAV-AHU2-WW | -22.8896 | 16.7207 | 8.3486 | Autodesk Revit 2013 - 20120221_2030(x64) | Autodesk.Revit.DB.FamilyInstance:OST_MechanicalEquipment:Geometry | n/a | 0 | 0 | 0
VAV-AHU2-XX-point | rich.mitrenga@autodesk.com | 2012-12-07T14:23:33 | point | Component | VAV-AHU2-XX | -23.0211 | 12.9931 | 7.9855 | Autodesk Revit 2013 - 20120221_2030(x64) | Autodesk.Revit.DB.FamilyInstance:OST_MechanicalEquipment:Geometry | n/a | 90 | 0 | 0
VAV-AHU2-XX-box-lowerleft | rich.mitrenga@autodesk.com | 2012-12-07T14:23:33 | box-lowerleft | Component | VAV-AHU2-XX | -23.3923 | 12.6123 | 7.9855 | Autodesk Revit 2013 - 20120221_2030(x64) | Autodesk.Revit.DB.FamilyInstance:OST_MechanicalEquipment:Geometry | n/a | 0 | 0 | 0
VAV-AHU2-XX-box-upperright | rich.mitrenga@autodesk.com | 2012-12-07T14:23:33 | box-upperright | Component | VAV-AHU2-XX | -22.7895 | 13.0947 | 8.3736 | Autodesk Revit 2013 - 20120221_2030(x64) | Autodesk.Revit.DB.FamilyInstance:OST_MechanicalEquipment:Geometry | n/a | 0 | 0 | 0
VAV-AHU2-ZZ-point | rich.mitrenga@autodesk.com | 2012-12-07T14:23:33 | point | Component | VAV-AHU2-ZZ | -30.761 | 12.8435 | 8.0105 | Autodesk Revit 2013 - 20120221_2030(x64) | Autodesk.Revit.DB.FamilyInstance:OST_MechanicalEquipment:Geometry | n/a | 90 | 0 | 0
VAV-AHU2-ZZ-box-lowerleft | rich.mitrenga@autodesk.com | 2012-12-07T14:23:33 | box-lowerleft | Component | VAV-AHU2-ZZ | -31.0947 | 12.4877 | 8.0105 | Autodesk Revit 2013 - 20120221_2030(x64) | Autodesk.Revit.DB.FamilyInstance:OST_MechanicalEquipment:Geometry | n/a | 0 | 0 | 0
VAV-AHU2-ZZ-box-upperright | rich.mitrenga@autodesk.com | 2012-12-07T14:23:33 | box-upperright | Component | VAV-AHU2-ZZ | -30.5669 | 12.9451 | 8.3486 | Autodesk Revit 2013 - 20120221_2030(x64) | Autodesk.Revit.DB.FamilyInstance:OST_MechanicalEquipment:Geometry | n/a | 0 | 0 | 0
VAV-AHU2-BBB-point | rich.mitrenga@autodesk.com | 2012-12-07T14:23:33 | point | Component | VAV-AHU2-BBB | -34.8747 | 12.9864 | 8.0105 | Autodesk Revit 2013 - 20120221_2030(x64) | Autodesk.Revit.DB.FamilyInstance:OST_MechanicalEquipment:Geometry | n/a | 90 | 0 | 0
VAV-AHU2-BBB-box-lowerleft | rich.mitrenga@autodesk.com | 2012-12-07T14:23:33 | box-lowerleft | Component | VAV-AHU2-BBB | -35.2084 | 12.6306 | 8.0105 | Autodesk Revit 2013 - 20120221_2030(x64) | Autodesk.Revit.DB.FamilyInstance:OST_MechanicalEquipment:Geometry | n/a | 0 | 0 | 0
VAV-AHU2-BBB-box-upperright | rich.mitrenga@autodesk.com | 2012-12-07T14:23:33 | box-upperright | Component | VAV-AHU2-BBB | -34.6806 | 13.088 | 8.3486 | Autodesk Revit 2013 - 20120221_2030(x64) | Autodesk.Revit.DB.FamilyInstance:OST_MechanicalEquipment:Geometry | n/a | 0 | 0 | 0
VAV-AHU2-AAA-point | rich.mitrenga@autodesk.com | 2012-12-07T14:23:33 | point | Component | VAV-AHU2-AAA | -39.3504 | 13.088 | 8.0355 | Autodesk Revit 2013 - 20120221_2030(x64) | Autodesk.Revit.DB.FamilyInstance:OST_MechanicalEquipment:Geometry | n/a | 90 | 0 | 0
VAV-AHU2-AAA-box-lowerleft | rich.mitrenga@autodesk.com | 2012-12-07T14:23:33 | box-lowerleft | Component | VAV-AHU2-AAA | -39.6466 | 12.7582 | 8.0355 | Autodesk Revit 2013 - 20120221_2030(x64) | Autodesk.Revit.DB.FamilyInstance:OST_MechanicalEquipment:Geometry | n/a | 0 | 0 | 0
VAV-AHU2-AAA-box-upperright | rich.mitrenga@autodesk.com | 2012-12-07T14:23:33 | box-upperright | Component | VAV-AHU2-AAA | -39.1938 | 13.1896 | 8.3236 | Autodesk Revit 2013 - 20120221_2030(x64) | Autodesk.Revit.DB.FamilyInstance:OST_MechanicalEquipment:Geometry | n/a | 0 | 0 | 0
VAV-AHU2-JJJ-point | rich.mitrenga@autodesk.com | 2012-12-07T14:23:33 | point | Component | VAV-AHU2-JJJ | -38.7718 | 16.6907 | 7.8355 | Autodesk Revit 2013 - 20120221_2030(x64) | Autodesk.Revit.DB.FamilyInstance:OST_MechanicalEquipment:Geometry | n/a | 90 | 0 | 0
VAV-AHU2-JJJ-box-lowerleft | rich.mitrenga@autodesk.com | 2012-12-07T14:23:33 | box-lowerleft | Component | VAV-AHU2-JJJ | -39.068 | 16.3609 | 7.8355 | Autodesk Revit 2013 - 20120221_2030(x64) | Autodesk.Revit.DB.FamilyInstance:OST_MechanicalEquipment:Geometry | n/a | 0 | 0 | 0
VAV-AHU2-JJJ-box-upperright | rich.mitrenga@autodesk.com | 2012-12-07T14:23:33 | box-upperright | Component | VAV-AHU2-JJJ | -38.6152 | 16.7923 | 8.1236 | Autodesk Revit 2013 - 20120221_2030(x64) | Autodesk.Revit.DB.FamilyInstance:OST_MechanicalEquipment:Geometry | n/a | 0 | 0 | 0
VAV-AHU2-EEE-point | rich.mitrenga@autodesk.com | 2012-12-07T14:23:33 | point | Component | VAV-AHU2-EEE | -43.7 | 13.0796 | 7.8355 | Autodesk Revit 2013 - 20120221_2030(x64) | Autodesk.Revit.DB.FamilyInstance:OST_MechanicalEquipment:Geometry | n/a | 180 | 0 | 0
VAV-AHU2-EEE-box-lowerleft | rich.mitrenga@autodesk.com | 2012-12-07T14:23:33 | box-lowerleft | Component | VAV-AHU2-EEE | -44.0298 | 12.9231 | 7.8355 | Autodesk Revit 2013 - 20120221_2030(x64) | Autodesk.Revit.DB.FamilyInstance:OST_MechanicalEquipment:Geometry | n/a | 0 | 0 | 0
VAV-AHU2-EEE-box-upperright | rich.mitrenga@autodesk.com | 2012-12-07T14:23:33 | box-upperright | Component | VAV-AHU2-EEE | -43.5984 | 13.3759 | 8.1236 | Autodesk Revit 2013 - 20120221_2030(x64) | Autodesk.Revit.DB.FamilyInstance:OST_MechanicalEquipment:Geometry | n/a | 0 | 0 | 0
VAV-AHU2-FFF-point | rich.mitrenga@autodesk.com | 2012-12-07T14:23:33 | point | Component | VAV-AHU2-FFF | -43.7 | 15.8002 | 7.8355 | Autodesk Revit 2013 - 20120221_2030(x64) | Autodesk.Revit.DB.FamilyInstance:OST_MechanicalEquipment:Geometry | n/a | 180 | 0 | 0
VAV-AHU2-FFF-box-lowerleft | rich.mitrenga@autodesk.com | 2012-12-07T14:23:33 | box-lowerleft | Component | VAV-AHU2-FFF | -44.0298 | 15.6437 | 7.8355 | Autodesk Revit 2013 - 20120221_2030(x64) | Autodesk.Revit.DB.FamilyInstance:OST_MechanicalEquipment:Geometry | n/a | 0 | 0 | 0
VAV-AHU2-FFF-box-upperright | rich.mitrenga@autodesk.com | 2012-12-07T14:23:33 | box-upperright | Component | VAV-AHU2-FFF | -43.5984 | 16.0965 | 8.1236 | Autodesk Revit 2013 - 20120221_2030(x64) | Autodesk.Revit.DB.FamilyInstance:OST_MechanicalEquipment:Geometry | n/a | 0 | 0 | 0
VAV-AHU2-GGG-point | rich.mitrenga@autodesk.com | 2012-12-07T14:23:33 | point | Component | VAV-AHU2-GGG | -43.8016 | 16.8 | 7.8605 | Autodesk Revit 2013 - 20120221_2030(x64) | Autodesk.Revit.DB.FamilyInstance:OST_MechanicalEquipment:Geometry | n/a | 180 | 0 | 0
VAV-AHU2-GGG-box-lowerleft | rich.mitrenga@autodesk.com | 2012-12-07T14:23:33 | box-lowerleft | Component | VAV-AHU2-GGG | -44.1444 | 16.656 | 7.8605 | Autodesk Revit 2013 - 20120221_2030(x64) | Autodesk.Revit.DB.FamilyInstance:OST_MechanicalEquipment:Geometry | n/a | 0 | 0 | 0
VAV-AHU2-GGG-box-upperright | rich.mitrenga@autodesk.com | 2012-12-07T14:23:33 | box-upperright | Component | VAV-AHU2-GGG | -43.7 | 17.0838 | 8.0986 | Autodesk Revit 2013 - 20120221_2030(x64) | Autodesk.Revit.DB.FamilyInstance:OST_MechanicalEquipment:Geometry | n/a | 0 | 0 | 0
VAV-AHU2-III-point | rich.mitrenga@autodesk.com | 2012-12-07T14:23:33 | point | Component | VAV-AHU2-III | -39.3495 | 18.9105 | 7.8605 | Autodesk Revit 2013 - 20120221_2030(x64) | Autodesk.Revit.DB.FamilyInstance:OST_MechanicalEquipment:Geometry | n/a | 270 | 0 | 0
VAV-AHU2-III-box-lowerleft | rich.mitrenga@autodesk.com | 2012-12-07T14:23:33 | box-lowerleft | Component | VAV-AHU2-III | -39.4936 | 18.8089 | 7.8605 | Autodesk Revit 2013 - 20120221_2030(x64) | Autodesk.Revit.DB.FamilyInstance:OST_MechanicalEquipment:Geometry | n/a | 0 | 0 | 0
VAV-AHU2-III-box-upperright | rich.mitrenga@autodesk.com | 2012-12-07T14:23:33 | box-upperright | Component | VAV-AHU2-III | -39.0658 | 19.2533 | 8.0986 | Autodesk Revit 2013 - 20120221_2030(x64) | Autodesk.Revit.DB.FamilyInstance:OST_MechanicalEquipment:Geometry | n/a | 0 | 0 | 0
VAV-AHU2-MM-point | rich.mitrenga@autodesk.com | 2012-12-07T14:23:33 | point | Component | VAV-AHU2-MM | -2.4175 | 25.3588 | 8.0355 | Autodesk Revit 2013 - 20120221_2030(x64) | Autodesk.Revit.DB.FamilyInstance:OST_MechanicalEquipment:Geometry | n/a | 270 | 0 | 0
VAV-AHU2-MM-box-lowerleft | rich.mitrenga@autodesk.com | 2012-12-07T14:23:33 | box-lowerleft | Component | VAV-AHU2-MM | -2.574 | 25.2572 | 8.0355 | Autodesk Revit 2013 - 20120221_2030(x64) | Autodesk.Revit.DB.FamilyInstance:OST_MechanicalEquipment:Geometry | n/a | 0 | 0 | 0
VAV-AHU2-MM-box-upperright | rich.mitrenga@autodesk.com | 2012-12-07T14:23:33 | box-upperright | Component | VAV-AHU2-MM | -2.1212 | 25.6886 | 8.3236 | Autodesk Revit 2013 - 20120221_2030(x64) | Autodesk.Revit.DB.FamilyInstance:OST_MechanicalEquipment:Geometry | n/a | 0 | 0 | 0
VAV-AHU2-LL-point | rich.mitrenga@autodesk.com | 2012-12-07T14:23:33 | point | Component | VAV-AHU2-LL | -3.0383 | 22.6741 | 8.0355 | Autodesk Revit 2013 - 20120221_2030(x64) | Autodesk.Revit.DB.FamilyInstance:OST_MechanicalEquipment:Geometry | n/a | 90 | 0 | 0
VAV-AHU2-LL-box-lowerleft | rich.mitrenga@autodesk.com | 2012-12-07T14:23:33 | box-lowerleft | Component | VAV-AHU2-LL | -3.3346 | 22.3443 | 8.0355 | Autodesk Revit 2013 - 20120221_2030(x64) | Autodesk.Revit.DB.FamilyInstance:OST_MechanicalEquipment:Geometry | n/a | 0 | 0 | 0
VAV-AHU2-LL-box-upperright | rich.mitrenga@autodesk.com | 2012-12-07T14:23:33 | box-upperright | Component | VAV-AHU2-LL | -2.8818 | 22.7757 | 8.3236 | Autodesk Revit 2013 - 20120221_2030(x64) | Autodesk.Revit.DB.FamilyInstance:OST_MechanicalEquipment:Geometry | n/a | 0 | 0 | 0
VAV-AHU2-OO-point | rich.mitrenga@autodesk.com | 2012-12-07T14:23:33 | point | Component | VAV-AHU2-OO | -9.211 | 25.5004 | 8.0105 | Autodesk Revit 2013 - 20120221_2030(x64) | Autodesk.Revit.DB.FamilyInstance:OST_MechanicalEquipment:Geometry | n/a | 270 | 0 | 0
VAV-AHU2-OO-box-lowerleft | rich.mitrenga@autodesk.com | 2012-12-07T14:23:33 | box-lowerleft | Component | VAV-AHU2-OO | -9.4051 | 25.3988 | 8.0105 | Autodesk Revit 2013 - 20120221_2030(x64) | Autodesk.Revit.DB.FamilyInstance:OST_MechanicalEquipment:Geometry | n/a | 0 | 0 | 0
VAV-AHU2-OO-box-upperright | rich.mitrenga@autodesk.com | 2012-12-07T14:23:33 | box-upperright | Component | VAV-AHU2-OO | -8.8773 | 25.8562 | 8.3486 | Autodesk Revit 2013 - 20120221_2030(x64) | Autodesk.Revit.DB.FamilyInstance:OST_MechanicalEquipment:Geometry | n/a | 0 | 0 | 0
VAV-AHU2-PP-point | rich.mitrenga@autodesk.com | 2012-12-07T14:23:33 | point | Component | VAV-AHU2-PP | -9.6809 | 22.2925 | 8.0605 | Autodesk Revit 2013 - 20120221_2030(x64) | Autodesk.Revit.DB.FamilyInstance:OST_MechanicalEquipment:Geometry | n/a | 90 | 0 | 0
VAV-AHU2-PP-box-lowerleft | rich.mitrenga@autodesk.com | 2012-12-07T14:23:33 | box-lowerleft | Component | VAV-AHU2-PP | -9.9646 | 21.9497 | 8.0605 | Autodesk Revit 2013 - 20120221_2030(x64) | Autodesk.Revit.DB.FamilyInstance:OST_MechanicalEquipment:Geometry | n/a | 0 | 0 | 0
VAV-AHU2-PP-box-upperright | rich.mitrenga@autodesk.com | 2012-12-07T14:23:33 | box-upperright | Component | VAV-AHU2-PP | -9.5368 | 22.3941 | 8.2986 | Autodesk Revit 2013 - 20120221_2030(x64) | Autodesk.Revit.DB.FamilyInstance:OST_MechanicalEquipment:Geometry | n/a | 0 | 0 | 0
VAV-AHU2-QQ-point | rich.mitrenga@autodesk.com | 2012-12-07T14:23:33 | point | Component | VAV-AHU2-QQ | -12.3879 | 22.2073 | 8.07 | Autodesk Revit 2013 - 20120221_2030(x64) | Autodesk.Revit.DB.FamilyInstance:OST_MechanicalEquipment:Geometry | n/a | 90 | 0 | 0
VAV-AHU2-QQ-box-lowerleft | rich.mitrenga@autodesk.com | 2012-12-07T14:23:33 | box-lowerleft | Component | VAV-AHU2-QQ | -12.6716 | 21.8645 | 8.07 | Autodesk Revit 2013 - 20120221_2030(x64) | Autodesk.Revit.DB.FamilyInstance:OST_MechanicalEquipment:Geometry | n/a | 0 | 0 | 0
VAV-AHU2-QQ-box-upperright | rich.mitrenga@autodesk.com | 2012-12-07T14:23:33 | box-upperright | Component | VAV-AHU2-QQ | -12.2438 | 22.3089 | 8.3081 | Autodesk Revit 2013 - 20120221_2030(x64) | Autodesk.Revit.DB.FamilyInstance:OST_MechanicalEquipment:Geometry | n/a | 0 | 0 | 0
VAV-AHU2-RR-point | rich.mitrenga@autodesk.com | 2012-12-07T14:23:33 | point | Component | VAV-AHU2-RR | -13.2092 | 25.8004 | 8.0105 | Autodesk Revit 2013 - 20120221_2030(x64) | Autodesk.Revit.DB.FamilyInstance:OST_MechanicalEquipment:Geometry | n/a | 270 | 0 | 0
VAV-AHU2-RR-box-lowerleft | rich.mitrenga@autodesk.com | 2012-12-07T14:23:33 | box-lowerleft | Component | VAV-AHU2-RR | -13.4032 | 25.6988 | 8.0105 | Autodesk Revit 2013 - 20120221_2030(x64) | Autodesk.Revit.DB.FamilyInstance:OST_MechanicalEquipment:Geometry | n/a | 0 | 0 | 0
VAV-AHU2-RR-box-upperright | rich.mitrenga@autodesk.com | 2012-12-07T14:23:33 | box-upperright | Component | VAV-AHU2-RR | -12.8754 | 26.1562 | 8.3486 | Autodesk Revit 2013 - 20120221_2030(x64) | Autodesk.Revit.DB.FamilyInstance:OST_MechanicalEquipment:Geometry | n/a | 0 | 0 | 0
VAV-AHU2-SS-point | rich.mitrenga@autodesk.com | 2012-12-07T14:23:33 | point | Component | VAV-AHU2-SS | -16.3428 | 25.2609 | 7.8105 | Autodesk Revit 2013 - 20120221_2030(x64) | Autodesk.Revit.DB.FamilyInstance:OST_MechanicalEquipment:Geometry | n/a | 180 | 0 | 0
VAV-AHU2-SS-box-lowerleft | rich.mitrenga@autodesk.com | 2012-12-07T14:23:33 | box-lowerleft | Component | VAV-AHU2-SS | -16.6856 | 25.1168 | 7.8105 | Autodesk Revit 2013 - 20120221_2030(x64) | Autodesk.Revit.DB.FamilyInstance:OST_MechanicalEquipment:Geometry | n/a | 0 | 0 | 0
VAV-AHU2-SS-box-upperright | rich.mitrenga@autodesk.com | 2012-12-07T14:23:33 | box-upperright | Component | VAV-AHU2-SS | -16.2412 | 25.5446 | 8.0486 | Autodesk Revit 2013 - 20120221_2030(x64) | Autodesk.Revit.DB.FamilyInstance:OST_MechanicalEquipment:Geometry | n/a | 0 | 0 | 0
AHU-1-point | rich.mitrenga@autodesk.com | 2012-12-07T14:23:33 | point | Component | AHU-1 | -42.7117 | 23.6442 | 4.57 | Autodesk Revit 2013 - 20120221_2030(x64) | Autodesk.Revit.DB.FamilyInstance:OST_MechanicalEquipment:Geometry | n/a | 0 | 0 | 0
AHU-1-box-lowerleft | rich.mitrenga@autodesk.com | 2012-12-07T14:23:33 | box-lowerleft | Component | AHU-1 | -42.7117 | 23.6442 | 4.57 | Autodesk Revit 2013 - 20120221_2030(x64) | Autodesk.Revit.DB.FamilyInstance:OST_MechanicalEquipment:Geometry | n/a | 0 | 0 | 0
AHU-1-box-upperright | rich.mitrenga@autodesk.com | 2012-12-07T14:23:33 | box-upperright | Component | AHU-1 | -35.8498 | 26.8192 | 6.37 | Autodesk Revit 2013 - 20120221_2030(x64) | Autodesk.Revit.DB.FamilyInstance:OST_MechanicalEquipment:Geometry | n/a | 0 | 0 | 0
AHU-2-point | rich.mitrenga@autodesk.com | 2012-12-07T14:23:33 | point | Component | AHU-2 | -42.9385 | 31.5309 | 4.57 | Autodesk Revit 2013 - 20120221_2030(x64) | Autodesk.Revit.DB.FamilyInstance:OST_MechanicalEquipment:Geometry | n/a | 0 | 0 | 0
AHU-2-box-lowerleft | rich.mitrenga@autodesk.com | 2012-12-07T14:23:33 | box-lowerleft | Component | AHU-2 | -42.9385 | 31.5309 | 4.57 | Autodesk Revit 2013 - 20120221_2030(x64) | Autodesk.Revit.DB.FamilyInstance:OST_MechanicalEquipment:Geometry | n/a | 0 | 0 | 0
AHU-2-box-upperright | rich.mitrenga@autodesk.com | 2012-12-07T14:23:33 | box-upperright | Component | AHU-2 | -36.0766 | 34.7059 | 6.37 | Autodesk Revit 2013 - 20120221_2030(x64) | Autodesk.Revit.DB.FamilyInstance:OST_MechanicalEquipment:Geometry | n/a | 0 | 0 | 0
ACC-1-point | rich.mitrenga@autodesk.com | 2012-12-07T14:23:33 | point | Component | ACC-1 | -31.6236 | -8.6279 | 0 | Autodesk Revit 2013 - 20120221_2030(x64) | Autodesk.Revit.DB.FamilyInstance:OST_MechanicalEquipment:Geometry | n/a | 270 | 0 | 0
ACC-1-box-lowerleft | rich.mitrenga@autodesk.com | 2012-12-07T14:23:33 | box-lowerleft | Component | ACC-1 | -33.8596 | -8.6279 | 0 | Autodesk Revit 2013 - 20120221_2030(x64) | Autodesk.Revit.DB.FamilyInstance:OST_MechanicalEquipment:Geometry | n/a | 0 | 0 | 0
ACC-1-box-upperright | rich.mitrenga@autodesk.com | 2012-12-07T14:23:33 | box-upperright | Component | ACC-1 | -31.6236 | -1.4599 | 2.3 | Autodesk Revit 2013 - 20120221_2030(x64) | Autodesk.Revit.DB.FamilyInstance:OST_MechanicalEquipment:Geometry | n/a | 0 | 0 | 0
Fan-EF-7-point | rich.mitrenga@autodesk.com | 2012-12-16T06:21:41 | point | Component | Fan-EF-7 | -42.04 | 3.1515 | 1.2192 | Autodesk Revit 2013 - 20121003_2115(x64) | Autodesk.Revit.DB.FamilyInstance:OST_MechanicalEquipment:Geometry | n/a | 240 | 0 | 0
Fan-EF-7-box-lowerleft | rich.mitrenga@autodesk.com | 2012-12-16T06:21:41 | box-lowerleft | Component | Fan-EF-7 | -42.0971 | 2.807 | 0.87471 | Autodesk Revit 2013 - 20121003_2115(x64) | Autodesk.Revit.DB.FamilyInstance:OST_MechanicalEquipment:Geometry | n/a | 0 | 0 | 0
Fan-EF-7-box-upperright | rich.mitrenga@autodesk.com | 2012-12-16T06:21:41 | box-upperright | Component | Fan-EF-7 | -41.7352 | 3.496 | 1.5637 | Autodesk Revit 2013 - 20121003_2115(x64) | Autodesk.Revit.DB.FamilyInstance:OST_MechanicalEquipment:Geometry | n/a | 0 | 0 | 0
Fan-EF-6-point | rich.mitrenga@autodesk.com | 2012-12-16T06:21:41 | point | Component | Fan-EF-6 | -42.04 | 1.8 | 1.2192 | Autodesk Revit 2013 - 20121003_2115(x64) | Autodesk.Revit.DB.FamilyInstance:OST_MechanicalEquipment:Geometry | n/a | 240 | 0 | 0
Fan-EF-6-box-lowerleft | rich.mitrenga@autodesk.com | 2012-12-16T06:21:41 | box-lowerleft | Component | Fan-EF-6 | -42.0971 | 1.4555 | 0.87471 | Autodesk Revit 2013 - 20121003_2115(x64) | Autodesk.Revit.DB.FamilyInstance:OST_MechanicalEquipment:Geometry | n/a | 0 | 0 | 0
Fan-EF-6-box-upperright | rich.mitrenga@autodesk.com | 2012-12-16T06:21:41 | box-upperright | Component | Fan-EF-6 | -41.7352 | 2.1445 | 1.5637 | Autodesk Revit 2013 - 20121003_2115(x64) | Autodesk.Revit.DB.FamilyInstance:OST_MechanicalEquipment:Geometry | n/a | 0 | 0 | 0
Fan-EF-5-point | rich.mitrenga@autodesk.com | 2012-12-16T06:21:41 | point | Component | Fan-EF-5 | -43.817 | 0.5245 | 1.2192 | Autodesk Revit 2013 - 20121003_2115(x64) | Autodesk.Revit.DB.FamilyInstance:OST_MechanicalEquipment:Geometry | n/a | 240 | 0 | 0
Fan-EF-5-box-lowerleft | rich.mitrenga@autodesk.com | 2012-12-16T06:21:41 | box-lowerleft | Component | Fan-EF-5 | -44.1218 | 0.18001 | 0.87471 | Autodesk Revit 2013 - 20121003_2115(x64) | Autodesk.Revit.DB.FamilyInstance:OST_MechanicalEquipment:Geometry | n/a | 0 | 0 | 0
Fan-EF-5-box-upperright | rich.mitrenga@autodesk.com | 2012-12-16T06:21:41 | box-upperright | Component | Fan-EF-5 | -43.7599 | 0.86899 | 1.5637 | Autodesk Revit 2013 - 20121003_2115(x64) | Autodesk.Revit.DB.FamilyInstance:OST_MechanicalEquipment:Geometry | n/a | 0 | 0 | 0
Fan-EF-3-point | rich.mitrenga@autodesk.com | 2012-12-16T06:21:41 | point | Component | Fan-EF-3 | -52.28 | 16.91 | 1.2192 | Autodesk Revit 2013 - 20121003_2115(x64) | Autodesk.Revit.DB.FamilyInstance:OST_MechanicalEquipment:Geometry | n/a | 240 | 0 | 0
Fan-EF-3-box-lowerleft | rich.mitrenga@autodesk.com | 2012-12-16T06:21:41 | box-lowerleft | Component | Fan-EF-3 | -52.3372 | 16.5655 | 0.87471 | Autodesk Revit 2013 - 20121003_2115(x64) | Autodesk.Revit.DB.FamilyInstance:OST_MechanicalEquipment:Geometry | n/a | 0 | 0 | 0
Fan-EF-3-box-upperright | rich.mitrenga@autodesk.com | 2012-12-16T06:21:41 | box-upperright | Component | Fan-EF-3 | -51.9752 | 17.2545 | 1.5637 | Autodesk Revit 2013 - 20121003_2115(x64) | Autodesk.Revit.DB.FamilyInstance:OST_MechanicalEquipment:Geometry | n/a | 0 | 0 | 0
Fan-SF-4-point | rich.mitrenga@autodesk.com | 2012-12-16T06:21:41 | point | Component | Fan-SF-4 | -52.28 | 13.7344 | 1.2192 | Autodesk Revit 2013 - 20121003_2115(x64) | Autodesk.Revit.DB.FamilyInstance:OST_MechanicalEquipment:Geometry | n/a | 240 | 0 | 0
Fan-SF-4-box-lowerleft | rich.mitrenga@autodesk.com | 2012-12-16T06:21:41 | box-lowerleft | Component | Fan-SF-4 | -52.3213 | 13.4915 | 0.97631 | Autodesk Revit 2013 - 20121003_2115(x64) | Autodesk.Revit.DB.FamilyInstance:OST_MechanicalEquipment:Geometry | n/a | 0 | 0 | 0
Fan-SF-4-box-upperright | rich.mitrenga@autodesk.com | 2012-12-16T06:21:41 | box-upperright | Component | Fan-SF-4 | -51.9752 | 13.9773 | 1.4621 | Autodesk Revit 2013 - 20121003_2115(x64) | Autodesk.Revit.DB.FamilyInstance:OST_MechanicalEquipment:Geometry | n/a | 0 | 0 | 0
Fan-EF2-2-point | rich.mitrenga@autodesk.com | 2012-12-16T06:21:41 | point | Component | Fan-EF2-2 | -37.069 | 35.1096 | 8.52 | Autodesk Revit 2013 - 20121003_2115(x64) | Autodesk.Revit.DB.FamilyInstance:OST_MechanicalEquipment:Geometry | n/a | 269.6658 | 0 | 0
Fan-EF2-2-box-lowerleft | rich.mitrenga@autodesk.com | 2012-12-16T06:21:41 | box-lowerleft | Component | Fan-EF2-2 | -37.2496 | 35.1086 | 8.52 | Autodesk Revit 2013 - 20121003_2115(x64) | Autodesk.Revit.DB.FamilyInstance:OST_MechanicalEquipment:Geometry | n/a | 0 | 0 | 0
Fan-EF2-2-box-upperright | rich.mitrenga@autodesk.com | 2012-12-16T06:21:41 | box-upperright | Component | Fan-EF2-2 | -36.8912 | 35.5836 | 8.9264 | Autodesk Revit 2013 - 20121003_2115(x64) | Autodesk.Revit.DB.FamilyInstance:OST_MechanicalEquipment:Geometry | n/a | 0 | 0 | 0
Fan-EF2-1-point | rich.mitrenga@autodesk.com | 2012-12-16T06:21:41 | point | Component | Fan-EF2-1 | -41.3865 | 37.4692 | 8.52 | Autodesk Revit 2013 - 20121003_2115(x64) | Autodesk.Revit.DB.FamilyInstance:OST_MechanicalEquipment:Geometry | n/a | 180 | 0 | 0
Fan-EF2-1-box-lowerleft | rich.mitrenga@autodesk.com | 2012-12-16T06:21:41 | box-lowerleft | Component | Fan-EF2-1 | -41.8595 | 37.2914 | 8.52 | Autodesk Revit 2013 - 20121003_2115(x64) | Autodesk.Revit.DB.FamilyInstance:OST_MechanicalEquipment:Geometry | n/a | 0 | 0 | 0
Fan-EF2-1-box-upperright | rich.mitrenga@autodesk.com | 2012-12-16T06:21:41 | box-upperright | Component | Fan-EF2-1 | -41.3865 | 37.647 | 8.9264 | Autodesk Revit 2013 - 20121003_2115(x64) | Autodesk.Revit.DB.FamilyInstance:OST_MechanicalEquipment:Geometry | n/a | 0 | 0 | 0
Fan-EF2-3-point | rich.mitrenga@autodesk.com | 2012-12-16T06:21:41 | point | Component | Fan-EF2-3 | -34.0692 | 26.4949 | 7.57 | Autodesk Revit 2013 - 20121003_2115(x64) | Autodesk.Revit.DB.FamilyInstance:OST_MechanicalEquipment:Geometry | n/a | 90 | 0 | 0
Fan-EF2-3-box-lowerleft | rich.mitrenga@autodesk.com | 2012-12-16T06:21:41 | box-lowerleft | Component | Fan-EF2-3 | -34.247 | 26.0219 | 7.57 | Autodesk Revit 2013 - 20121003_2115(x64) | Autodesk.Revit.DB.FamilyInstance:OST_MechanicalEquipment:Geometry | n/a | 0 | 0 | 0
Fan-EF2-3-box-upperright | rich.mitrenga@autodesk.com | 2012-12-16T06:21:41 | box-upperright | Component | Fan-EF2-3 | -33.8914 | 26.4949 | 7.9764 | Autodesk Revit 2013 - 20121003_2115(x64) | Autodesk.Revit.DB.FamilyInstance:OST_MechanicalEquipment:Geometry | n/a | 0 | 0 | 0
Fan-SF-1-point | rich.mitrenga@autodesk.com | 2012-12-16T06:21:41 | point | Component | Fan-SF-1 | -47.38 | 37.4692 | 8.52 | Autodesk Revit 2013 - 20121003_2115(x64) | Autodesk.Revit.DB.FamilyInstance:OST_MechanicalEquipment:Geometry | n/a | 240 | 0 | 0
Fan-SF-1-box-lowerleft | rich.mitrenga@autodesk.com | 2012-12-16T06:21:41 | box-lowerleft | Component | Fan-SF-1 | -47.4372 | 37.1247 | 8.1755 | Autodesk Revit 2013 - 20121003_2115(x64) | Autodesk.Revit.DB.FamilyInstance:OST_MechanicalEquipment:Geometry | n/a | 0 | 0 | 0
Fan-SF-1-box-upperright | rich.mitrenga@autodesk.com | 2012-12-16T06:21:41 | box-upperright | Component | Fan-SF-1 | -47.0752 | 37.8136 | 8.8645 | Autodesk Revit 2013 - 20121003_2115(x64) | Autodesk.Revit.DB.FamilyInstance:OST_MechanicalEquipment:Geometry | n/a | 0 | 0 | 0
Fan-EF1-3-point | rich.mitrenga@autodesk.com | 2012-12-16T06:21:41 | point | Component | Fan-EF1-3 | -22.56 | 3.4933 | 9.25 | Autodesk Revit 2013 - 20121003_2115(x64) | Autodesk.Revit.DB.FamilyInstance:OST_MechanicalEquipment:Geometry | n/a | 0 | 0 | 0
Fan-EF1-3-box-lowerleft | rich.mitrenga@autodesk.com | 2012-12-16T06:21:41 | box-lowerleft | Component | Fan-EF1-3 | -23.0458 | 3.0075 | 9.177 | Autodesk Revit 2013 - 20121003_2115(x64) | Autodesk.Revit.DB.FamilyInstance:OST_MechanicalEquipment:Geometry | n/a | 0 | 0 | 0
Fan-EF1-3-box-upperright | rich.mitrenga@autodesk.com | 2012-12-16T06:21:41 | box-upperright | Component | Fan-EF1-3 | -22.0742 | 3.9791 | 10.3422 | Autodesk Revit 2013 - 20121003_2115(x64) | Autodesk.Revit.DB.FamilyInstance:OST_MechanicalEquipment:Geometry | n/a | 0 | 0 | 0
Fan-EF1-4-point | rich.mitrenga@autodesk.com | 2012-12-16T06:21:41 | point | Component | Fan-EF1-4 | -43.66 | 4.4324 | 9.25 | Autodesk Revit 2013 - 20121003_2115(x64) | Autodesk.Revit.DB.FamilyInstance:OST_MechanicalEquipment:Geometry | n/a | 0 | 0 | 0
Fan-EF1-4-box-lowerleft | rich.mitrenga@autodesk.com | 2012-12-16T06:21:41 | box-lowerleft | Component | Fan-EF1-4 | -44.1458 | 3.9466 | 9.177 | Autodesk Revit 2013 - 20121003_2115(x64) | Autodesk.Revit.DB.FamilyInstance:OST_MechanicalEquipment:Geometry | n/a | 0 | 0 | 0
Fan-EF1-4-box-upperright | rich.mitrenga@autodesk.com | 2012-12-16T06:21:41 | box-upperright | Component | Fan-EF1-4 | -43.1742 | 4.9181 | 10.3422 | Autodesk Revit 2013 - 20121003_2115(x64) | Autodesk.Revit.DB.FamilyInstance:OST_MechanicalEquipment:Geometry | n/a | 0 | 0 | 0
Fan-EF1-2-point | rich.mitrenga@autodesk.com | 2012-12-16T06:21:41 | point | Component | Fan-EF1-2 | -3.0579 | 14.8713 | 12.25 | Autodesk Revit 2013 - 20121003_2115(x64) | Autodesk.Revit.DB.FamilyInstance:OST_MechanicalEquipment:Geometry | n/a | 0 | 0 | 0
Fan-EF1-2-box-lowerleft | rich.mitrenga@autodesk.com | 2012-12-16T06:21:41 | box-lowerleft | Component | Fan-EF1-2 | -3.5437 | 14.3856 | 12.177 | Autodesk Revit 2013 - 20121003_2115(x64) | Autodesk.Revit.DB.FamilyInstance:OST_MechanicalEquipment:Geometry | n/a | 0 | 0 | 0
Fan-EF1-2-box-upperright | rich.mitrenga@autodesk.com | 2012-12-16T06:21:41 | box-upperright | Component | Fan-EF1-2 | -2.5722 | 15.3571 | 13.3422 | Autodesk Revit 2013 - 20121003_2115(x64) | Autodesk.Revit.DB.FamilyInstance:OST_MechanicalEquipment:Geometry | n/a | 0 | 0 | 0
Fan-EF1-1-point | rich.mitrenga@autodesk.com | 2012-12-16T06:21:41 | point | Component | Fan-EF1-1 | -39.1958 | 55.1514 | 8.76 | Autodesk Revit 2013 - 20121003_2115(x64) | Autodesk.Revit.DB.FamilyInstance:OST_MechanicalEquipment:Geometry | n/a | 0 | 0 | 0
Fan-EF1-1-box-lowerleft | rich.mitrenga@autodesk.com | 2012-12-16T06:21:41 | box-lowerleft | Component | Fan-EF1-1 | -39.6816 | 54.6656 | 8.6869 | Autodesk Revit 2013 - 20121003_2115(x64) | Autodesk.Revit.DB.FamilyInstance:OST_MechanicalEquipment:Geometry | n/a | 0 | 0 | 0
Fan-EF1-1-box-upperright | rich.mitrenga@autodesk.com | 2012-12-16T06:21:41 | box-upperright | Component | Fan-EF1-1 | -38.7101 | 55.6372 | 9.8522 | Autodesk Revit 2013 - 20121003_2115(x64) | Autodesk.Revit.DB.FamilyInstance:OST_MechanicalEquipment:Geometry | n/a | 0 | 0 | 0
AC Unit Type 1 AC-2-point | rich.mitrenga@autodesk.com | 2012-12-16T06:21:41 | point | Component | AC Unit Type 1 AC-2 | -41.16 | 48.0565 | 2.5428 | Autodesk Revit 2013 - 20121003_2115(x64) | Autodesk.Revit.DB.FamilyInstance:OST_MechanicalEquipment:Geometry | n/a | 90 | 0 | 0
AC Unit Type 1 AC-2-box-lowerleft | rich.mitrenga@autodesk.com | 2012-12-16T06:21:41 | box-lowerleft | Component | AC Unit Type 1 AC-2 | -41.6172 | 47.2437 | 2.5428 | Autodesk Revit 2013 - 20121003_2115(x64) | Autodesk.Revit.DB.FamilyInstance:OST_MechanicalEquipment:Geometry | n/a | 0 | 0 | 0
AC Unit Type 1 AC-2-box-upperright | rich.mitrenga@autodesk.com | 2012-12-16T06:21:41 | box-upperright | Component | AC Unit Type 1 AC-2 | -40.7028 | 48.8693 | 3.0127 | Autodesk Revit 2013 - 20121003_2115(x64) | Autodesk.Revit.DB.FamilyInstance:OST_MechanicalEquipment:Geometry | n/a | 0 | 0 | 0
AC Unit Type 1 AC-1-point | rich.mitrenga@autodesk.com | 2012-12-16T06:21:41 | point | Component | AC Unit Type 1 AC-1 | -17.02 | 19.8289 | 2.5428 | Autodesk Revit 2013 - 20121003_2115(x64) | Autodesk.Revit.DB.FamilyInstance:OST_MechanicalEquipment:Geometry | n/a | 270 | 0 | 0
AC Unit Type 1 AC-1-box-lowerleft | rich.mitrenga@autodesk.com | 2012-12-16T06:21:41 | box-lowerleft | Component | AC Unit Type 1 AC-1 | -17.4772 | 19.0161 | 2.5428 | Autodesk Revit 2013 - 20121003_2115(x64) | Autodesk.Revit.DB.FamilyInstance:OST_MechanicalEquipment:Geometry | n/a | 0 | 0 | 0
AC Unit Type 1 AC-1-box-upperright | rich.mitrenga@autodesk.com | 2012-12-16T06:21:41 | box-upperright | Component | AC Unit Type 1 AC-1 | -16.5628 | 20.6417 | 3.0127 | Autodesk Revit 2013 - 20121003_2115(x64) | Autodesk.Revit.DB.FamilyInstance:OST_MechanicalEquipment:Geometry | n/a | 0 | 0 | 0
AC Unit Type 1 AC-5-point | rich.mitrenga@autodesk.com | 2012-12-16T06:21:41 | point | Component | AC Unit Type 1 AC-5 | -30.4638 | 22.4326 | 7.1128 | Autodesk Revit 2013 - 20121003_2115(x64) | Autodesk.Revit.DB.FamilyInstance:OST_MechanicalEquipment:Geometry | n/a | 270 | 0 | 0
AC Unit Type 1 AC-5-box-lowerleft | rich.mitrenga@autodesk.com | 2012-12-16T06:21:41 | box-lowerleft | Component | AC Unit Type 1 AC-5 | -30.921 | 21.6198 | 7.1128 | Autodesk Revit 2013 - 20121003_2115(x64) | Autodesk.Revit.DB.FamilyInstance:OST_MechanicalEquipment:Geometry | n/a | 0 | 0 | 0
AC Unit Type 1 AC-5-box-upperright | rich.mitrenga@autodesk.com | 2012-12-16T06:21:41 | box-upperright | Component | AC Unit Type 1 AC-5 | -30.0066 | 23.2454 | 7.5827 | Autodesk Revit 2013 - 20121003_2115(x64) | Autodesk.Revit.DB.FamilyInstance:OST_MechanicalEquipment:Geometry | n/a | 0 | 0 | 0
AC Unit Type 1 AC-3-point | rich.mitrenga@autodesk.com | 2012-12-16T06:21:41 | point | Component | AC Unit Type 1 AC-3 | -17.0761 | 19.9104 | 7.1128 | Autodesk Revit 2013 - 20121003_2115(x64) | Autodesk.Revit.DB.FamilyInstance:OST_MechanicalEquipment:Geometry | n/a | 270 | 0 | 0
AC Unit Type 1 AC-3-box-lowerleft | rich.mitrenga@autodesk.com | 2012-12-16T06:21:41 | box-lowerleft | Component | AC Unit Type 1 AC-3 | -17.5333 | 19.0976 | 7.1128 | Autodesk Revit 2013 - 20121003_2115(x64) | Autodesk.Revit.DB.FamilyInstance:OST_MechanicalEquipment:Geometry | n/a | 0 | 0 | 0
AC Unit Type 1 AC-3-box-upperright | rich.mitrenga@autodesk.com | 2012-12-16T06:21:41 | box-upperright | Component | AC Unit Type 1 AC-3 | -16.6189 | 20.7232 | 7.5827 | Autodesk Revit 2013 - 20121003_2115(x64) | Autodesk.Revit.DB.FamilyInstance:OST_MechanicalEquipment:Geometry | n/a | 0 | 0 | 0
AC Unit Type 1 AC-4-point | rich.mitrenga@autodesk.com | 2012-12-16T06:21:41 | point | Component | AC Unit Type 1 AC-4 | -41.7906 | 44.4738 | 7.1128 | Autodesk Revit 2013 - 20121003_2115(x64) | Autodesk.Revit.DB.FamilyInstance:OST_MechanicalEquipment:Geometry | n/a | 0 | 0 | 0
AC Unit Type 1 AC-4-box-lowerleft | rich.mitrenga@autodesk.com | 2012-12-16T06:21:41 | box-lowerleft | Component | AC Unit Type 1 AC-4 | -42.6034 | 44.0166 | 7.1128 | Autodesk Revit 2013 - 20121003_2115(x64) | Autodesk.Revit.DB.FamilyInstance:OST_MechanicalEquipment:Geometry | n/a | 0 | 0 | 0
AC Unit Type 1 AC-4-box-upperright | rich.mitrenga@autodesk.com | 2012-12-16T06:21:41 | box-upperright | Component | AC Unit Type 1 AC-4 | -40.9778 | 44.931 | 7.5827 | Autodesk Revit 2013 - 20121003_2115(x64) | Autodesk.Revit.DB.FamilyInstance:OST_MechanicalEquipment:Geometry | n/a | 0 | 0 | 0
ACCU-2-point | rich.mitrenga@autodesk.com | 2012-12-16T06:21:41 | point | Component | ACCU-2 | -42.06 | 56.94 | 0 | Autodesk Revit 2013 - 20121003_2115(x64) | Autodesk.Revit.DB.FamilyInstance:OST_MechanicalEquipment:Geometry | n/a | 0 | 0 | 0
ACCU-2-box-lowerleft | rich.mitrenga@autodesk.com | 2012-12-16T06:21:41 | box-lowerleft | Component | ACCU-2 | -42.06 | 56.9146 | 0 | Autodesk Revit 2013 - 20121003_2115(x64) | Autodesk.Revit.DB.FamilyInstance:OST_MechanicalEquipment:Geometry | n/a | 0 | 0 | 0
ACCU-2-box-upperright | rich.mitrenga@autodesk.com | 2012-12-16T06:21:41 | box-upperright | Component | ACCU-2 | -41.0154 | 57.8036 | 0.997 | Autodesk Revit 2013 - 20121003_2115(x64) | Autodesk.Revit.DB.FamilyInstance:OST_MechanicalEquipment:Geometry | n/a | 0 | 0 | 0
ACCU-3-point | rich.mitrenga@autodesk.com | 2012-12-16T06:21:41 | point | Component | ACCU-3 | -11.46 | 8.64 | 0 | Autodesk Revit 2013 - 20121003_2115(x64) | Autodesk.Revit.DB.FamilyInstance:OST_MechanicalEquipment:Geometry | n/a | 0 | 0 | 0
ACCU-3-box-lowerleft | rich.mitrenga@autodesk.com | 2012-12-16T06:21:41 | box-lowerleft | Component | ACCU-3 | -11.46 | 8.6146 | 0 | Autodesk Revit 2013 - 20121003_2115(x64) | Autodesk.Revit.DB.FamilyInstance:OST_MechanicalEquipment:Geometry | n/a | 0 | 0 | 0
ACCU-3-box-upperright | rich.mitrenga@autodesk.com | 2012-12-16T06:21:41 | box-upperright | Component | ACCU-3 | -10.4154 | 9.5036 | 0.997 | Autodesk Revit 2013 - 20121003_2115(x64) | Autodesk.Revit.DB.FamilyInstance:OST_MechanicalEquipment:Geometry | n/a | 0 | 0 | 0
ACCU-1-point | rich.mitrenga@autodesk.com | 2012-12-16T06:21:41 | point | Component | ACCU-1 | -9.96 | 8.6 | 0 | Autodesk Revit 2013 - 20121003_2115(x64) | Autodesk.Revit.DB.FamilyInstance:OST_MechanicalEquipment:Geometry | n/a | 0 | 0 | 0
ACCU-1-box-lowerleft | rich.mitrenga@autodesk.com | 2012-12-16T06:21:41 | box-lowerleft | Component | ACCU-1 | -9.96 | 8.5746 | 0 | Autodesk Revit 2013 - 20121003_2115(x64) | Autodesk.Revit.DB.FamilyInstance:OST_MechanicalEquipment:Geometry | n/a | 0 | 0 | 0
ACCU-1-box-upperright | rich.mitrenga@autodesk.com | 2012-12-16T06:21:41 | box-upperright | Component | ACCU-1 | -8.9154 | 9.4636 | 0.997 | Autodesk Revit 2013 - 20121003_2115(x64) | Autodesk.Revit.DB.FamilyInstance:OST_MechanicalEquipment:Geometry | n/a | 0 | 0 | 0
ACCU-4-point | rich.mitrenga@autodesk.com | 2012-12-16T06:21:41 | point | Component | ACCU-4 | -48.6 | 40.3776 | 4.57 | Autodesk Revit 2013 - 20121003_2115(x64) | Autodesk.Revit.DB.FamilyInstance:OST_MechanicalEquipment:Geometry | n/a | 0 | 0 | 0
ACCU-4-box-lowerleft | rich.mitrenga@autodesk.com | 2012-12-16T06:21:41 | box-lowerleft | Component | ACCU-4 | -48.6 | 40.3522 | 4.57 | Autodesk Revit 2013 - 20121003_2115(x64) | Autodesk.Revit.DB.FamilyInstance:OST_MechanicalEquipment:Geometry | n/a | 0 | 0 | 0
ACCU-4-box-upperright | rich.mitrenga@autodesk.com | 2012-12-16T06:21:41 | box-upperright | Component | ACCU-4 | -47.5554 | 41.2412 | 5.567 | Autodesk Revit 2013 - 20121003_2115(x64) | Autodesk.Revit.DB.FamilyInstance:OST_MechanicalEquipment:Geometry | n/a | 0 | 0 | 0
ACCU-5-point | rich.mitrenga@autodesk.com | 2012-12-16T06:21:41 | point | Component | ACCU-5 | -49.2 | 22.0941 | 4.57 | Autodesk Revit 2013 - 20121003_2115(x64) | Autodesk.Revit.DB.FamilyInstance:OST_MechanicalEquipment:Geometry | n/a | 0 | 0 | 0
ACCU-5-box-lowerleft | rich.mitrenga@autodesk.com | 2012-12-16T06:21:41 | box-lowerleft | Component | ACCU-5 | -49.2 | 22.0687 | 4.57 | Autodesk Revit 2013 - 20121003_2115(x64) | Autodesk.Revit.DB.FamilyInstance:OST_MechanicalEquipment:Geometry | n/a | 0 | 0 | 0
ACCU-5-box-upperright | rich.mitrenga@autodesk.com | 2012-12-16T06:21:41 | box-upperright | Component | ACCU-5 | -48.1554 | 22.9577 | 5.567 | Autodesk Revit 2013 - 20121003_2115(x64) | Autodesk.Revit.DB.FamilyInstance:OST_MechanicalEquipment:Geometry | n/a | 0 | 0 | 0
Water Heater-01-point | rich.mitrenga@autodesk.com | 2012-12-16T06:21:41 | point | Component | Water Heater-01 | -44.355 | 38.039 | 4.57 | Autodesk Revit 2013 - 20121003_2115(x64) | Autodesk.Revit.DB.FamilyInstance:OST_MechanicalEquipment:Geometry | n/a | 0 | 0 | 0
Water Heater-01-box-lowerleft | rich.mitrenga@autodesk.com | 2012-12-16T06:21:41 | box-lowerleft | Component | Water Heater-01 | -44.6725 | 37.785 | 4.57 | Autodesk Revit 2013 - 20121003_2115(x64) | Autodesk.Revit.DB.FamilyInstance:OST_MechanicalEquipment:Geometry | n/a | 0 | 0 | 0
Water Heater-01-box-upperright | rich.mitrenga@autodesk.com | 2012-12-16T06:21:41 | box-upperright | Component | Water Heater-01 | -44.1265 | 38.2675 | 5.611 | Autodesk Revit 2013 - 20121003_2115(x64) | Autodesk.Revit.DB.FamilyInstance:OST_MechanicalEquipment:Geometry | n/a | 0 | 0 | 0
Air Separator AS-1-point | rich.mitrenga@autodesk.com | 2012-12-16T06:21:41 | point | Component | Air Separator AS-1 | -47.4825 | 17.0347 | 0 | Autodesk Revit 2013 - 20121003_2115(x64) | Autodesk.Revit.DB.FamilyInstance:OST_MechanicalEquipment:Geometry | n/a | 0 | 0 | 0
Air Separator AS-1-box-lowerleft | rich.mitrenga@autodesk.com | 2012-12-16T06:21:41 | box-lowerleft | Component | Air Separator AS-1 | -47.5651 | 16.8887 | 0 | Autodesk Revit 2013 - 20121003_2115(x64) | Autodesk.Revit.DB.FamilyInstance:OST_MechanicalEquipment:Geometry | n/a | 0 | 0 | 0
Air Separator AS-1-box-upperright | rich.mitrenga@autodesk.com | 2012-12-16T06:21:41 | box-upperright | Component | Air Separator AS-1 | -47.4 | 17.1871 | 0.41751 | Autodesk Revit 2013 - 20121003_2115(x64) | Autodesk.Revit.DB.FamilyInstance:OST_MechanicalEquipment:Geometry | n/a | 0 | 0 | 0
Boiler B-1-point | rich.mitrenga@autodesk.com | 2012-12-16T17:00:34 | point | Component | Boiler B-1 | -37.3126 | 37.5266 | 4.57 | Autodesk Revit 2013 - 20121003_2115(x64) | Autodesk.Revit.DB.FamilyInstance:OST_MechanicalEquipment:Geometry | n/a | 0 | 0 | 0
Boiler B-1-box-lowerleft | rich.mitrenga@autodesk.com | 2012-12-16T17:00:34 | box-lowerleft | Component | Boiler B-1 | -37.3126 | 37.4758 | 4.57 | Autodesk Revit 2013 - 20121003_2115(x64) | Autodesk.Revit.DB.FamilyInstance:OST_MechanicalEquipment:Geometry | n/a | 0 | 0 | 0
Boiler B-1-box-upperright | rich.mitrenga@autodesk.com | 2012-12-16T17:00:34 | box-upperright | Component | Boiler B-1 | -36.6264 | 38.3142 | 5.7066 | Autodesk Revit 2013 - 20121003_2115(x64) | Autodesk.Revit.DB.FamilyInstance:OST_MechanicalEquipment:Geometry | n/a | 0 | 0 | 0
Air Separator AS-2-point | rich.mitrenga@autodesk.com | 2012-12-16T17:00:34 | point | Component | Air Separator AS-2 | -40.0944 | 38.083 | 4.57 | Autodesk Revit 2013 - 20121003_2115(x64) | Autodesk.Revit.DB.FamilyInstance:OST_MechanicalEquipment:Geometry | n/a | 90 | 0 | 0
Air Separator AS-2-box-lowerleft | rich.mitrenga@autodesk.com | 2012-12-16T17:00:34 | box-lowerleft | Component | Air Separator AS-2 | -40.2405 | 38.0004 | 4.57 | Autodesk Revit 2013 - 20121003_2115(x64) | Autodesk.Revit.DB.FamilyInstance:OST_MechanicalEquipment:Geometry | n/a | 0 | 0 | 0
Air Separator AS-2-box-upperright | rich.mitrenga@autodesk.com | 2012-12-16T17:00:34 | box-upperright | Component | Air Separator AS-2 | -39.942 | 38.1655 | 4.9875 | Autodesk Revit 2013 - 20121003_2115(x64) | Autodesk.Revit.DB.FamilyInstance:OST_MechanicalEquipment:Geometry | n/a | 0 | 0 | 0
Pump HWP-1-point | rich.mitrenga@autodesk.com | 2012-12-16T17:00:34 | point | Component | Pump HWP-1 | -41.3865 | 38.1902 | 4.57 | Autodesk Revit 2013 - 20121003_2115(x64) | Autodesk.Revit.DB.FamilyInstance:OST_MechanicalEquipment:Geometry | n/a | 0 | 0 | 0
Pump HWP-1-box-lowerleft | rich.mitrenga@autodesk.com | 2012-12-16T17:00:34 | box-lowerleft | Component | Pump HWP-1 | -41.5965 | 38.0314 | 4.57 | Autodesk Revit 2013 - 20121003_2115(x64) | Autodesk.Revit.DB.FamilyInstance:OST_MechanicalEquipment:Geometry | n/a | 0 | 0 | 0
Pump HWP-1-box-upperright | rich.mitrenga@autodesk.com | 2012-12-16T17:00:34 | box-upperright | Component | Pump HWP-1 | -41.1765 | 38.3426 | 5.028 | Autodesk Revit 2013 - 20121003_2115(x64) | Autodesk.Revit.DB.FamilyInstance:OST_MechanicalEquipment:Geometry | n/a | 0 | 0 | 0
Pump HWP-2-point | rich.mitrenga@autodesk.com | 2012-12-16T17:00:34 | point | Component | Pump HWP-2 | -41.3865 | 37.8402 | 4.57 | Autodesk Revit 2013 - 20121003_2115(x64) | Autodesk.Revit.DB.FamilyInstance:OST_MechanicalEquipment:Geometry | n/a | 0 | 0 | 0
Pump HWP-2-box-lowerleft | rich.mitrenga@autodesk.com | 2012-12-16T17:00:34 | box-lowerleft | Component | Pump HWP-2 | -41.5965 | 37.6814 | 4.57 | Autodesk Revit 2013 - 20121003_2115(x64) | Autodesk.Revit.DB.FamilyInstance:OST_MechanicalEquipment:Geometry | n/a | 0 | 0 | 0
Pump HWP-2-box-upperright | rich.mitrenga@autodesk.com | 2012-12-16T17:00:34 | box-upperright | Component | Pump HWP-2 | -41.1765 | 37.9926 | 5.028 | Autodesk Revit 2013 - 20121003_2115(x64) | Autodesk.Revit.DB.FamilyInstance:OST_MechanicalEquipment:Geometry | n/a | 0 | 0 | 0
Pump CWP-1-point | rich.mitrenga@autodesk.com | 2012-12-16T17:00:34 | point | Component | Pump CWP-1 | -48.7 | 17.9908 | 0 | Autodesk Revit 2013 - 20121003_2115(x64) | Autodesk.Revit.DB.FamilyInstance:OST_MechanicalEquipment:Geometry | n/a | 0 | 0 | 0
Pump CWP-1-box-lowerleft | rich.mitrenga@autodesk.com | 2012-12-16T17:00:34 | box-lowerleft | Component | Pump CWP-1 | -48.91 | 17.8321 | 0 | Autodesk Revit 2013 - 20121003_2115(x64) | Autodesk.Revit.DB.FamilyInstance:OST_MechanicalEquipment:Geometry | n/a | 0 | 0 | 0
Pump CWP-1-box-upperright | rich.mitrenga@autodesk.com | 2012-12-16T17:00:34 | box-upperright | Component | Pump CWP-1 | -48.49 | 18.1432 | 0.45797 | Autodesk Revit 2013 - 20121003_2115(x64) | Autodesk.Revit.DB.FamilyInstance:OST_MechanicalEquipment:Geometry | n/a | 0 | 0 | 0
Pump CWP-2-point | rich.mitrenga@autodesk.com | 2012-12-16T17:00:34 | point | Component | Pump CWP-2 | -47.8 | 18.0646 | 0 | Autodesk Revit 2013 - 20121003_2115(x64) | Autodesk.Revit.DB.FamilyInstance:OST_MechanicalEquipment:Geometry | n/a | 0 | 0 | 0
Pump CWP-2-box-lowerleft | rich.mitrenga@autodesk.com | 2012-12-16T17:00:34 | box-lowerleft | Component | Pump CWP-2 | -48.01 | 17.9059 | 0 | Autodesk Revit 2013 - 20121003_2115(x64) | Autodesk.Revit.DB.FamilyInstance:OST_MechanicalEquipment:Geometry | n/a | 0 | 0 | 0
Pump CWP-2-box-upperright | rich.mitrenga@autodesk.com | 2012-12-16T17:00:34 | box-upperright | Component | Pump CWP-2 | -47.59 | 18.217 | 0.45797 | Autodesk Revit 2013 - 20121003_2115(x64) | Autodesk.Revit.DB.FamilyInstance:OST_MechanicalEquipment:Geometry | n/a | 0 | 0 | 0
Expansion Tank ET-2-point | rich.mitrenga@autodesk.com | 2012-12-17T06:18:59 | point | Component | Expansion Tank ET-2 | -42.0227 | 38.0197 | 4.57 | Autodesk Revit 2013 - 20121003_2115(x64) | Autodesk.Revit.DB.FamilyInstance:OST_MechanicalEquipment:Geometry | n/a | 0 | 0 | 0
Expansion Tank ET-2-box-lowerleft | rich.mitrenga@autodesk.com | 2012-12-17T06:18:59 | box-lowerleft | Component | Expansion Tank ET-2 | -42.3021 | 37.7419 | 4.57 | Autodesk Revit 2013 - 20121003_2115(x64) | Autodesk.Revit.DB.FamilyInstance:OST_MechanicalEquipment:Geometry | n/a | 0 | 0 | 0
Expansion Tank ET-2-box-upperright | rich.mitrenga@autodesk.com | 2012-12-17T06:18:59 | box-upperright | Component | Expansion Tank ET-2 | -41.7433 | 38.2976 | 5.7178 | Autodesk Revit 2013 - 20121003_2115(x64) | Autodesk.Revit.DB.FamilyInstance:OST_MechanicalEquipment:Geometry | n/a | 0 | 0 | 0
Expansion Tank ET-1-point | rich.mitrenga@autodesk.com | 2012-12-17T06:18:59 | point | Component | Expansion Tank ET-1 | -49.4 | 17.8896 | 0 | Autodesk Revit 2013 - 20121003_2115(x64) | Autodesk.Revit.DB.FamilyInstance:OST_MechanicalEquipment:Geometry | n/a | 0 | 0 | 0
Expansion Tank ET-1-box-lowerleft | rich.mitrenga@autodesk.com | 2012-12-17T06:18:59 | box-lowerleft | Component | Expansion Tank ET-1 | -49.6794 | 17.6117 | 0 | Autodesk Revit 2013 - 20121003_2115(x64) | Autodesk.Revit.DB.FamilyInstance:OST_MechanicalEquipment:Geometry | n/a | 0 | 0 | 0
Expansion Tank ET-1-box-upperright | rich.mitrenga@autodesk.com | 2012-12-17T06:18:59 | box-upperright | Component | Expansion Tank ET-1 | -49.1206 | 18.1675 | 1.1478 | Autodesk Revit 2013 - 20121003_2115(x64) | Autodesk.Revit.DB.FamilyInstance:OST_MechanicalEquipment:Geometry | n/a | 0 | 0 | 0

## Issue
Name | CreatedBy | CreatedOn | Type | Risk | Chance | Impact | SheetName1 | RowName1 | SheetName2 | RowName2 | Description | Owner | Mitigation | ExtSystem | ExtObject | ExtIdentifier

## PickLists
ApprovalBy | AreaUnit | AssetType | Category-Facility | Category-Space | Category-Element | Category-Product | Category-Role | CoordinateSheet | ConnectionType | CoordinateType | DocumentType | DurationUnit | FloorType | IssueCategory | IssueChance | IssueImpact | IssueRisk | JobStatusType | JobType | objAttribute | objAttributeType | objComponent | objConnection | objContact | objCoordinate | objDocument | objFacility | objFloor | objIssue | objJob | objProject | objResource | objSite | objSpace | objSpare | objSystem | objType | objWarranty | objZone | ResourceType | SheetType | SpareType | StageType | ZoneType | LinearUnit | VolumeUnit | CostUnit | AssemblyType | ImpactType | ImpactStage | ImpactUnit | objAssembly | objImpact
Owner Approval | squarefeet | Fixed | 11-11: Assembly Facilities | 13-11: Interaction Spaces | 21-21: Grade and Subgrade | 23-10: Site Products | 34-11: Management | Component | Control | point | Preconstruction Submittals | as required | Site | Change | Has Occurred | Very High | Very High | Not Yet Started | Adjustment | IfcPropertyObjectReference | BoundedValue | IfcBeam | IfcRelConnectsElements | IfcOrganization | IfcBoundingBox | IfcDocumentInformation | IfcBuilding | IfcBuildingStorey | IfcApproval | IfcProcedure | IfcProject | IfcConstructionProductResource | IfcSite | IfcSpace | IfcConstructionProductResource | IfcSystem | IfcActuatorType | Pset_Warranty | IfcZone | Labor | Attribute | Part | As Built | Circulation Zone | inches | cubicfeet | Dollars | Fixed | Cost | Production | currency | IfcRelAggregates | IfcPropertySet
Contractor Certified | squaremiles | Moveable | 11-11 11: Convention and Exhibition Facilities | 13-11 11: Gathering Spaces | 21-21 11: Clearing | 23-10 05: Ground Anchorages | 34-11 11: Executive Management | Floor | Flow | line-end-one | Shop Drawings | day | Floor | Claim | High | High | High | Started | Calibration | IfcPropertySingleValue | EnumeratedValue | IfcBuildingElementPart |  | IfcPerson | IfcCartesianPoint | IfcDocumentReference |  |  | Pset_Risk | IfcTask |  | IfcCrewResource |  |  | ifcConstraint |  | IfcAirTerminalBoxType |  |  | Material | Component | PartSet | Submitted | Lighting Zone | feet | cubicmeters | Euros | Optional | ClimateChange | Installation | kgCO2e
Information Only | squaremeters |  | 11-11 11 11: Convention Center | 13-11 11 11: Briefing Room | 21-21 11 11: Soil Stripping | 23-10 05 10: Retaining/Stabilizing Ground Anchors | 34-11 11 11: Chief Executive | Space | Return | line-end-two | Product Data | minute | Roof | Coordination | Moderate | Moderate | Moderate | Completed | Emergency |  | ListValue | IfcBuildingElementProxy |  | IfcPersonAndOrganization | [7 empty] | IfcLaborResource |  |  |  |  | IfcAirTerminalType |  |  | Tools | Connection | Lubricant | Approved | Fire Alarm Zone | miles |  |  | Included | PrimaryEnergyConsumption | Maintenance | MJ
| squarekilometers |  | 11-11 11 14: Exhibition Hall | 13-11 11 14: Seminar Room | 21-21 11 12: Clearing and Grubbing | 23-10 05 10 11: Components | 34-11 11 21: Vice President |  | Supply | box-lowerleft | Samples | month |  | Environmental | Low | Low | Low |  | Inspection |  | ReferenceValue | IfcChamferEdgeFeature | [14 empty] | IfcAirToAirHeatRecoveryType |  |  | Training | Coordinate | Other | Exact Requirement | Historical Preservation Zone | millimeters |  |  | Excluded |  | Replacement
|  |  | 11-11 11 17: Conference Facility | 13-11 11 17: Classroom | 21-21 11 13: Shrub and Tree Removal | 23-10 05 10 11 11: Anchor Heads | 34-11 11 31: Chairperson |  | Structural | box-upperright | Design Data | quarter |  | Function | Unknown | Unknown | Unknown |  | Operation |  | SetValue | IfcColumn | [14 empty] | IfcAlarmType |  |  |  | Document | Spare | Maximum Requirement | Occupancy Zone | meters |  |  | Layer |  | Use
|  |  | 11-11 11 21: Training Center | 13-11 11 19: Computer Lab | 21-21 11 14: Shrub and Tree Relocation | 23-10 05 10 11 12: Tendons | 34-11 11 41: Board Member |  |  |  | Test Reports | week |  | IndoorAirQuality |  |  |  |  | PM |  | SingleValue | IfcCovering | [14 empty] | IfcBeamType |  |  |  | Facility | SpareSet | Minimum Requirement | Ventilation Zone | kilometers |  |  | Patch |  | Reuse
|  |  | 11-11 11 99: Other Convention and Exhibition Facilities | 13-11 11 21: Assembly Hall | 21-21 11 15: Tree Trimming | 23-10 05 10 14: Grouted Anchors | 34-11 11 51: Partner |  |  |  | Certificates | year |  | Installation |  |  |  |  | Safety |  | TableValue | IfcCurtainWall | [14 empty] | IfcBoilerType |  |  |  | Floor |  | Requirement |  |  |  |  | Mix
|  |  | 11-11 21: Entertainment Facilities | 13-11 11 24: Information Counter | 21-21 11 16: De-Watering | 23-10 05 10 17: Plate Anchors | 34-11 21: Middle-Management |  |  |  | Manufacturer Instructions |  |  | RFI |  |  |  |  | ShutDown |  |  | IfcDiscreteAccessory | [14 empty] | IfcBuildingElementProxyType |  |  |  | Issue
|  |  | 11-11 21 11: Cinema | 13-11 11 27: Social Room | 21-21 11 16 11: Excavation De-watering | 23-10 05 10 21: Rock Bolts: Rock Anchors | 34-11 21 11: Supervisor |  |  |  | Manufacturer Field Reports |  |  | Safety |  |  |  |  | StartUp |  |  | IfcDistributionChamberElement | [14 empty] | IfcCableCarrierFittingType |  |  |  | Job
|  |  | 11-11 21 14: Broadcasting Facility | 13-11 11 31: Reception Space | 21-21 11 16 21: Site Drainage During Work | 23-10 05 10 24: Anchor Tiebacks | 34-11 21 21: Coordinator |  |  |  | Operation and Maintenance |  |  | Specification |  |  |  |  | Testing |  |  | IfcDistributionControlElement | [14 empty] | IfcCableCarrierSegmentType |  |  |  | Resource
|  |  | 11-11 21 17: Performing Arts Facility | 13-11 11 99: Other Gathering Spaces | 21-21 31: Grading | 23-10 05 20: Earth Reinforcement Anchors | 34-11 21 31: Trainer |  |  |  | Closeout Submittals | [7 empty] | Trouble |  |  | IfcDistributionElement | [14 empty] | IfcCableSegmentType |  |  |  | Space
|  |  | 11-11 21 21: Casino | 13-11 17: Performance Spaces | 21-21 31 11: Rough Grading | 23-10 05 20 11: Soil Nails | 34-21: Planning Roles |  |  |  | Contract Drawings | [10 empty] | IfcDistributionFlowElement | [14 empty] | IfcChillerType |  |  |  | Spare
|  |  | 11-11 21 24: Race Tracks | 13-11 17 11 : General Performance Spaces | 21-21 31 12: Contour Grading | 23-10 05 99: Other Ground Anchorages | 34-21 11: Developer |  |  |  | Design Review Comment | [10 empty] | IfcDoor | [14 empty] | IfcCoilType |  |  |  | System
|  |  | 11-11 21 24 11: Horse Racing Track | 13-11 17 11 11: Acting Stage | 21-21 51: Excavation | 23-10 10: Ground Improvement Products | 34-21 14: Owner |  |  |  | Specifications | [10 empty] | IfcElectricalElement | [14 empty] | IfcColumnType |  |  |  | Type
|  |  | 11-11 21 24 14: Dog Racing Track | 13-11 17 11 15: Lectern | 21-21 51 11: Site Excavation | 23-10 10 11: Soil Stabilization | 34-21 17: Planner |  |  |  | Request for Information | [10 empty] | IfcElectricDistributionPoint | [14 empty] | IfcCompressorType |  |  |  | Zone
|  |  | 11-11 21 24 17: Automobile Race Track | 13-11 17 11 17: Orchestra Pit | 21-21 51 21: Foundation Excavation | 23-10 10 11 10: Injectable Chemicals | 34-21 21: Cost Estimator |  |  |  | Client Requirements | [10 empty] | IfcElementAssembly | [14 empty] | IfcCondenserType
|  |  | 11-11 21 27: Arena | 13-11 17 11 21: Choir Loft | 21-21 51 31: Basement / Crawl Space Excavation | 23-10 10 11 20: Pressure Grouting | 34-21 24: Scheduler |  |  |  | Contract Specifications | [10 empty] | IfcEnergyConversionDevice | [14 empty] | IfcControllerType
|  |  | 11-11 21 31: Discotheque | 13-11 17 11 24: Performance Rehearsal Space | 21-21 51 41: Tunneling/Burrowing | 23-10 10 11 30: Ground Freezing | 34-21 27: Contract Administrator |  |  |  | Contract Drawings | [10 empty] | IfcEquipmentElement | [14 empty] | IfcCooledBeamType
|  |  | 11-11 21 99: Other Entertainment Facilities | 13-11 17 11 27: Sound Stage | 21-21 71: Backfilling | 23-10 10 11 40: Soil Stabilization Fills | 34-25: Design Roles |  |  |  | Requests for Information | [10 empty] | IfcFastener | [14 empty] | IfcCoolingTowerType
|  |  | 11-12: Learning Facilities | 13-11 17 11 31: Production Stage | 21-21 71 11: Fill Material | 23-10 10 11 40 41: Fill Blocks | 34-25 11: Space Designer |  |  |  | Contract Modifications | [10 empty] | IfcFlowController | [14 empty] | IfcCurtainWallType
|  |  | 11-12 11: Daycare and Preschool Facilities | 13-11 17 11 34: Performance Hall | 21-21 71 21: Stabilized Material | 23-10 10 11 40 42: Compressible Fill | 34-25 11 11: Interior Designer |  |  |  | Punch List Items | [10 empty] | IfcFlowFitting | [14 empty] | IfcDamperType
|  |  | 11-12 11 11: Daycare Facility | 13-11 17 11 37: Auditorium | 21-31: Site Finishes | 23-10 10 11 50: Other Soil Stabilizations | 34-25 11 14: Lighting Designer | [14 empty] | IfcFlowMovingDevice | [14 empty] | IfcDiscreteAccessoryType
|  |  | 11-12 11 14: Preschool Facility | 13-11 17 11 99: Other General Performance Spaces | 21-31 11: Contouring and Shaping | 23-10 10 12: Land/Field Drainage | 34-25 11 17: Space Planner | [14 empty] | IfcFlowSegment | [14 empty] | IfcDistributionChamberElementType
|  |  | 11-12 11 17: Proprietary Preschool Facility | 13-11 17 14: Audience Spaces | 21-31 11 11: Landscaping | 23-10 10 12 10: Piped Drainage | 34-25 21: Architect | [14 empty] | IfcFlowStorageDevice | [14 empty] | IfcDistributionElementType
|  |  | 11-12 11 99: Other Daycare and Preschool Facilities | 13-11 17 14 11: Pre-function Lobby | 21-31 11 13: Embankments | 23-10 10 12 10 11: Land Drainage Pipes | 34-25 31: Engineer | [14 empty] | IfcFlowTerminal | [14 empty] | IfcDoorStyle
|  |  | 11-12 21: K through 12 Learning Facilities | 13-11 17 14 21: Seating Section | 21-31 11 13 11: Soil Embankment | 23-10 10 12 20: Drainage Blocks | 34-25 41: Specifier | [14 empty] | IfcFlowTreatmentDevice | [14 empty] | IfcDuctFittingType
|  |  | 11-12 21 11: Kindergarten | 13-11 17 14 24: Seating | 21-31 11 13 21: Granular Embankment | 23-10 10 12 30: Geocomposite Drains | 34-31: Procurement Roles | [14 empty] | IfcFooting | [14 empty] | IfcDuctSegmentType
|  |  | 11-12 21 14: Elementary School | 13-11 17 14 27: Seating Aisle | 21-31 11 13 31: Armoring | 23-10 10 12 30 31: Geocomposite Edge Drains | 34-31 11: Manufacturer | [14 empty] | IfcFurnishingElement | [14 empty] | IfcDuctSilencerType
|  |  | 11-12 21 17: Primary School | 13-11 17 14 31: Bleacher | 21-31 11 13 41: Earth Dams | 23-10 10 12 30 32: Geocomposite In-Place Wall Drains | 34-31 21: Distributor | [14 empty] | IfcMechanicalFastener | [14 empty] | IfcElectricApplianceType
|  |  | 11-12 21 21: Middle School | 13-11 17 14 34: Viewing Room | 21-31 11 15: Soil Stabilization | 23-10 10 12 40: Geotextile Subsurface Drainage Filtration | 34-31 31: Product Representative | [14 empty] | IfcMember | [14 empty] | IfcElectricFlowStorageDeviceType
|  |  | 11-12 21 24: Junior High School | 13-11 17 21: Supporting Performance Spaces | 21-31 11 15 11: Soil and Binder Mix | 23-10 10 99: Other Ground Improvement Products | 34-31 41: Buyer | [14 empty] | IfcOpeningElement | [14 empty] | IfcElectricGeneratorType
|  |  | 11-12 21 27: Secondary School | 13-11 17 21 11: Projection Booth | 21-31 11 15 21: Granular and Binder Mix | 23-10 15: Sheeting and Revetments | 34-35: Execution Roles | [14 empty] | IfcPile | [14 empty] | IfcElectricHeaterType
|  |  | 11-12 21 31: High School | 13-11 17 21 14: Catwalk | 21-31 11 17: Erosion Control | 23-10 15 11: Geosynthetics | 34-35 11: Surveyor | [14 empty] | IfcPlate | [14 empty] | IfcElectricMotorType
|  |  | 11-12 21 34: Magnet School | 13-11 17 21 17: Stage Wings | 21-31 11 17 11: Slope Protection | 23-10 15 11 10: Geotextiles | 34-35 14: Contractor | [14 empty] | IfcProjectionElement | [14 empty] | IfcElectricTimeControlType
|  |  | 11-12 21 37: Charter School | 13-11 17 21 99: Other Supporting Performance Spaces | 21-31 11 17 21: Shoreline Protection | 23-10 15 11 20: Geogrids | 34-35 17: Sub Contractor | [14 empty] | IfcRailing | [14 empty] | IfcEvaporativeCoolerType
|  |  | 11-12 21 99: Other K through 12 Learning Facilities | 13-11 19: Food and Beverage Spaces | 21-31 11 17 31: Scour Protection | 23-10 15 11 30: Geomembranes | 34-35 21: Tradesperson | [14 empty] | IfcRamp | [14 empty] | IfcEvaporatorType
|  |  | 11-12 24: Higher Education Facilities | 13-11 19 11: Cooking Spaces | 21-31 11 17 41: Water Channel Lining | 23-10 15 11 40: Geocomposites | 34-35 21 11: Equipment Operator | [14 empty] | IfcRampFlight | [14 empty] | IfcFanType
|  |  | 11-12 24 11: University | 13-11 19 11 11: Kitchen | 21-31 11 17 51: Shoreline Breakwater | 23-10 15 11 50: Mulch Control Netting | 34-35 21 14: Laborer | [14 empty] | IfcReinforcingBar | [14 empty] | IfcFastenerType
|  |  | 11-12 24 13: Business School | 13-11 19 11 14: Preparation | 21-31 11 19: Dredging | 23-10 15 11 60: Synthetic Erosion Control | 34-35 21 14 11: Skilled Laborer | [14 empty] | IfcRoof | [14 empty] | IfcFilterType
|  |  | 11-12 24 14: Science College | 13-11 19 11 17: Cooking | 21-31 11 19 11: Deep Water Dredging | 23-10 15 11 70: Re-vegetation Mats | 34-35 21 14 11 11: Master Craftsperson | [14 empty] | IfcRoundedEdgeFeature | [14 empty] | IfcFireSuppressionTerminalType
|  |  | 11-12 24 17: Agricultural School | 13-11 19 11 21: Device Cleaning | 21-31 11 19 21: Water Channel Excavation | 23-10 15 11 80: Turf Reinforcement Mats | 34-35 21 14 11 14: Journeyman | [14 empty] | IfcSlab | [14 empty] | IfcFlowInstrumentType
|  |  | 11-12 24 21: Art School | 13-11 19 11 99: Other Cooking Spaces | 21-31 11 19 31: Canal Excavation | 23-10 15 14: Revetments | 34-35 21 14 11 17: Apprentice | [14 empty] | IfcStair | [14 empty] | IfcFlowMeterType
|  |  | 11-12 24 24: Vocational College | 13-11 19 21: Dining and Drinking Spaces | 21-31 11 19 41: Wetland Mitigation | 23-10 15 14 10: Soil Blankets | 34-35 21 14 14: Unskilled Laborer | [14 empty] | IfcStairFlight | [14 empty] | IfcFurnishingElementType
|  |  | 11-12 24 27: Human Arts College | 13-11 19 21 11: Dining Room | 21-31 11 27: Land Reclamation | 23-10 15 14 20: Pool/Trench Revetments | 34-35 41: Inspector | [14 empty] | IfcTendonAnchor | [14 empty] | IfcFurnitureType
|  |  | 11-12 24 31: Military Academy | 13-11 19 21 14: Banquet Hall | 21-31 31: Traffic Surfacing | 23-10 15 14 30: Rock Lining | 34-35 41 11: Code Inspector | [14 empty] | IfcTransportElement | [14 empty] | IfcGasTerminalType
|  |  | 11-12 24 34: Professional College | 13-11 19 21 21: Food Court | 21-31 31 11: Vehicular Pavement | 23-10 15 14 40: Riprap | 34-35 41 14: Safety Inspector | [14 empty] | IfcWall | [14 empty] | IfcHeatExchangerType
|  |  | 11-12 24 99: Other Higher Education Facilities | 13-11 19 21 26: Snack Bar | 21-31 31 13: Pedestrian Pavement | 23-10 15 17: Slope Paving | 34-41: Utilization Roles | [14 empty] | IfcWallStandardCase | [14 empty] | IfcHumidifierType
|  |  | 11-12 27: Research Facilities | 13-11 19 21 31: Salad Bar | 21-31 51: Exterior Improvements | 23-10 20: Retention Structures | 34-41 11: Facility Manager | [14 empty] | IfcWindow | [14 empty] | IfcJunctionBoxType
|  |  | 11-12 27 11: Biomedical Research Facility | 13-11 19 21 34: Liquor Bar | 21-31 51 11: Irrigation Network | 23-10 20 11: Sheet Piles | 34-41 21: Facility Maintenance | [29 empty] | IfcLampType
|  |  | 11-12 27 14: Chemical Research Facility | 13-11 19 21 41: Beverage Station | 21-31 51 13: Fences and Gates | 23-10 20 14: Retaining Walls | 34-41 21 11: Facility Engineer | [29 empty] | IfcLightFixtureType
|  |  | 11-12 27 21: Computing Research Facility | 13-11 19 21 44: Table Bussing Station | 21-31 51 15: Retaining Walls | 23-10 20 14 10: Diaphragm Walls | 34-41 21 14: Maintenance Manager | [29 empty] | IfcMechanicalFastenerType
|  |  | 11-12 27 24: Engineering Research Facility | 13-11 19 21 47: Serving Station | 21-31 51 17: Fountains | 23-10 20 14 10 11: Slurry Wall Membranes | 34-41 31: Facility Services | [29 empty] | IfcMemberType
|  |  | 11-12 27 31: Life Sciences Research Facility | 13-11 19 21 49: Dining Hall | 21-31 51 19: Screening Devices | 23-10 20 14 20: Continuous Retaining Walls | 34-41 31 11: Janitor | [29 empty] | IfcMotorConnectionType
|  |  | 11-12 27 34: High Hazard Research Facility | 13-11 19 21 51: Tray Return Space | 21-31 51 21: Noise Walls | 23-10 20 14 30: Crib Walls | 34-41 31 14: Window Washer | [29 empty] | IfcOutletType
|  |  | 11-12 27 37: Containment Facility | 13-11 19 21 54: Food Discard Station | 21-31 51 23: Horizontal Moving Walks | 23-10 20 17: Gabions | 34-55: Support Roles | [29 empty] | IfcPipeFittingType
|  |  | 11-12 27 41: Nanotechnology Research Facility | 13-11 19 21 99: Other Dining and Drinking Spaces | 21-31 71: Exterior Amenities | 23-10 20 21: Fascines | 34-55 11: Administrative Support Staff | [29 empty] | IfcPipeSegmentType
|  |  | 11-12 27 44: Electronics Research Facility | 13-11 21: Meeting Spaces | 21-31 71 11: Markers and Monuments | 23-10 25: Slide and Avalanche Protection | 34-55 11 11: Administrative Assistant | [29 empty] | IfcPlateType
|  |  | 11-12 27 99: Other Research Facilities | 13-11 21 11: Meeting Room | 21-31 71 12: Shelters | 23-15: Utility and Transportation Construction Products | 34-55 11 14: Receptionist | [29 empty] | IfcProtectiveDeviceType
|  |  | 11-13: Public Service Facilities | 13-11 21 14: Council Chambers | 21-31 71 13: Signage | 23-15 05: Tunnels and Bridges | 34-55 11 17: Records Management Staff | [29 empty] | IfcPumpType
|  |  | 11-13 11: Government Facilities | 13-11 21 17: Conference Room | 21-31 71 14: Paving Appurtenances | 23-15 05 11: Tunnels | 34-55 11 21: Intern | [29 empty] | IfcRailingType
|  |  | 11-13 11 11: Administrative Government Facility | 13-11 21 21: Press Conference Room | 21-31 71 15: Safety Barriers | 23-15 05 11 10: Tunnel Shafts | 34-55 14: Professional Support Staff | [29 empty] | IfcRampFlightType
|  |  | 11-13 11 14: Regulatory Agency Facility | 13-11 21 27: Community Room | 21-31 71 16: Exterior Furnishings | 23-15 05 11 20: Tunnel Segments | 34-55 14 11: Consultant | [29 empty] | IfcSanitaryTerminalType
|  |  | 11-13 11 17: Courthouse | 13-11 21 31: War Room | 21-31 81: Exterior Facilities | 23-15 05 11 30: Tunnel Linings | 34-55 14 14: Librarian | [29 empty] | IfcSensorType
|  |  | 11-13 11 21: Legislative Facility | 13-11 21 37: Interrogation Space | 21-31 81 11: Pre-Engineered Structures | 23-15 05 11 40: Tunnel Grouting | 34-55 14 17: Draftsperson | [29 empty] | IfcSlabType
|  |  | 11-13 11 24: Police Station | 13-11 21 41: Interview Room | 21-31 81 12: Indoor Systems Buildings | 23-15 05 11 40 11: Earth Stabilization Chemical Grouting | 34-55 14 21: Accountant | [29 empty] | IfcStackTerminalType
|  |  | 11-13 11 27: Post Office | 13-11 21 57: Consultation Room | 21-31 81 13: Special Purpose Buildings | 23-15 05 11 40 14: Rock Seam Pressure Grouting | 34-55 14 24: Lawyer | [29 empty] | IfcStairFlightType
|  |  | 11-13 11 31: Fire Station | 13-11 21 99: Other Meeting Spaces | 21-31 81 14: Building Modules | 23-15 05 11 40 17: Tunnel Liner Grouting | 34-55 99: Other Support Roles | [29 empty] | IfcSwitchingDeviceType
|  |  | 11-13 11 33: Detention Centers | 13-15: Work Spaces | 21-31 81 15: Integrated Assemblies | 23-15 05 11 50: Microtunneling | 34-61: Groups | [29 empty] | IfcSystemFurnitureElementType
|  |  | 11-13 11 33 11: Prison | 13-15 11: Creative: Study: and Administrative Spaces | 21-41: Structure | 23-15 05 14: Bridges | 34-61 11: Team | [29 empty] | IfcTankType
|  |  | 11-13 11 33 14: Jail | 13-15 11 11: Creative Spaces | 21-41 11: Substructure | 23-15 05 14 05: Prefabricated Bridges | 34-61 21: Board | [29 empty] | IfcTransformerType
|  |  | 11-13 11 34: Embassy | 13-15 11 11 11: Recording Studio | 21-41 11 11: Foundations | 23-15 05 14 10: Bridge Beams | 34-61 31: Committee | [29 empty] | IfcTransportElementType d
|  |  | 11-13 11 99: Other Government Facilities | 13-15 11 11 14: Artists Studio | 21-41 11 11 11: Shallow Foundations | 23-15 05 14 20: Bridge Trusses | 34-61 31 11: Task Team | [29 empty] | IfcTubeBundleType
|  |  | 11-13 21: Military Facilities | 13-15 11 11 17: Audiovisual Editing Space | 21-41 11 11 21: Deep Foundations | 23-15 05 14 30: Bridge Cable | 34-61 31 21: Ad Hoc Committee | [29 empty] | IfcUnitaryEquipmentType
|  |  | 11-13 21 11: Military Headquarters | 13-15 11 11 21: Printing Room | 21-41 11 11 41: Raft-slab foundations | 23-15 05 14 40: Bridge Bearings | 34-65: Organizations | [29 empty] | IfcValveType
|  |  | 11-13 21 12: Administrative Military Facility | 13-15 11 24: Study Spaces | 21-41 11 11 61: Excavation stabilizing | 23-15 05 14 40 11: Fixed | 34-65 11: Business Organizations | [29 empty] | IfcVibrationIsolatorType
|  |  | 11-13 21 14: Military Training Facility | 13-15 11 24 11: Laboratory | 21-41 11 13: Foundation Stabilization | 23-15 05 14 40 14: Expansion | 34-65 11 11: Corporation | [29 empty] | IfcWallType
|  |  | 11-13 21 17: Military Research Facility | 13-15 11 24 27: Study Room | 21-41 11 13 11: Underpinning | 23-15 05 14 40 17: Multi-Rotational | 34-65 11 14: Partnership | [29 empty] | IfcWasteTerminalType
|  |  | 11-13 21 21: Military Base | 13-15 11 24 31: Reading Room | 21-41 11 15: Basements | 23-15 05 14 50: Movable Mechanism | 34-65 11 17: Sole Proprietorship | [29 empty] | IfcWindowStyle
|  |  | 11-12 21 24: Military Field Facility | 13-15 11 34: Administrative Spaces | 21-41 11 15 11: Subgrade Walls | 23-15 05 14 60: Bridge Decking | 34-65 11 21: Joint Venture | [29 empty] | IfcWindowStyle
|  |  | 11-13 21 99: Other Military Facilities | 13-15 11 34 11: Office | 21-41 11 17: Floors on Grade | 23-15 05 14 70: Bridge Drainage | 34-65 21: Nonprofit Organizations
|  |  | 11-13 24: Health Facilities | 13-15 11 34 14: Office Cubicle | 21-41 11 17 11: Floors Slabs-On-Grade | 23-15 05 14 80: Bridge Safety Barriers | 34-65 21 11: Association
|  |  | 11-13 24 11: Hospital | 13-15 11 34 17: Open Office Space | 21-41 11 17 21: Structural Floors-On-Grade | 23-15 05 14 80 11: Shock Absorbers | 34-65 21 14: Foundation
|  |  | 11-13 24 14: Clinic | 13-15 11 34 21: Mail Room | 21-41 11 17 31: Pits | 23-15 05 14 80 14: Bridge Parapets | 34-65 21 17: Union
|  |  | 11-13 24 17: Rehabilitation Facility | 13-15 11 34 24: Sorting Room | 21-41 11 17 41: Trenches | 23-15 05 14 80 17: Bridge Railings
|  |  | 11-13 24 21: Geriatric Facility | 13-15 11 34 27: Copy Room | 21-41 11 17 51: Formed Drains | 23-15 05 14 90: Expansion Joints
|  |  | 11-13 24 24: Psychiatric Facility | 13-15 11 34 41: Judiciary Spaces | 21-41 11 19: Cofferdams | 23-15 05 14 90 11: Bridge Expansion Joint Assemblies
|  |  | 11-13 24 27: Maternity Facility | 13-15 11 34 41 14: Court Room | 21-41 11 19 11: Sheeting | 23-15 10: Pavements
|  |  | 11-13 24 31: Animal Healthcare Facility | 13-15 11 34 41 17: Jury Box | 21-41 11 19 21: Sealing | 23-15 10 11: Roadways and Runways
|  |  | 11-13 24 99: Other Health Facilities | 13-15 11 34 41 19: Jury Room | 21-41 11 21: Water Control | 23-15 10 11 11: Complete Roadway and Runways
|  |  | 11-13 27: Public Welfare Facilities | 13-15 11 34 41 21: Judges Bench | 21-41 11 21 31: Dewatering | 23-15 10 11 11 11: Portable Roadways
|  |  | 11-13 27 11: Homeless Shelter | 13-15 11 34 41 23: Judges Chambers | 21-41 11 21 41: Underwater Excavation | 23-15 10 11 11 14: Helicopter Landing Pads
|  |  | 11-13 27 14: Food Bank | 13-15 11 34 41 24: Witness Stand | 21-41 11 23: Roadbed | 23-15 10 11 14: Roadway and Runway Surfacing
|  |  | 11-13 27 99: Other Public Welfare Facilities | 13-15 11 34 41 27: Hearing Room | 21-41 11 23 11: Re-conditioning | 23-15 10 11 14 11: Antiskid Texturing
|  |  | 11-13 31: Death Facilities | 13-15 11 99: Other Creative: Study: and Administrative Spaces | 21-41 11 23 21: Subgrade modification | 23-15 10 11 14 14: Paving Blocks: Slabs
|  |  | 11-13 31 11: Funeral Home | 13-15 21: Production: Fabrication: and Maintenance Spaces | 21-41 11 23 31: Foundation Stabilizing | 23-15 10 11 14 14 11: Unit Pavers
|  |  | 11-13 31 14: Cremation Facility | 13-15 21 11: Production Spaces | 21-41 11 23 41: Rock Fill and Surfacing | 23-15 10 11 14 14 11 11: Asphalt Block Pavers
|  |  | 11-13 31 17: Cemetery | 13-15 21 11 11: Manufacturing Space | 21-41 11 26: Bridge Substructure | 23-15 10 11 14 14 11 14: Brick Pavers
|  |  | 11-13 31 99: Other Death Facilities | 13-15 21 11 21: Clean Room | 21-41 11 26 11: Foundations | 23-15 10 11 14 14 11 17: Interlocking Precast Concrete Pavers
|  |  | 11-14: Cultural Facilities | 13-15 21 11 24: Processing Room | 21-41 11 26 21: Piers | 23-15 10 11 14 14 11 21: Precast Concrete Pavers
|  |  | 11-14 11: Libraries | 13-15 21 11 27: Material Handling Area | 21-41 11 26 31: Abutments | 23-15 10 11 14 14 11 24: Pressed Pavers
|  |  | 11-14 11 11: General Purpose Library | 13-15 21 11 31: Batching Space | 21-41 11 27: Tunnels | 23-15 10 11 14 14 11 27: Stone Pavers
|  |  | 11-14 11 14: Childrens Library | 13-15 21 11 34: Parts Assembly Space | 21-41 11 27 11: Vehicle Tunnels | 23-15 10 11 14 17: Continuous Surface Pavings
|  |  | 11-14 11 17: Special Library | 13-15 21 11 51: Containment Room | 21-41 11 27 21: Pedestrian Tunnels | 23-15 10 11 17: Roadway and Runway Drainage
|  |  | 11-14 11 21: Academic Library | 13-15 21 11 54: Product Testing Space | 21-41 11 27 31: Train Tunnels | 23-15 10 11 17 11: Culverts
|  |  | 11-14 11 99: Other Libraries | 13-15 21 11 61: Product Inspection Space | 21-41 11 27 41: Utility Tunnels | 23-15 10 11 17 11 11: Pipe Culverts
|  |  | 11-14 21: Museums | 13-15 21 11 64: Production Observation Space | 21-41 11 27 51: Shafts | 23-15 10 11 17 11 11 11: Metal Pipe - Arch Culverts
|  |  | 11-14 21 11: Art Museum | 13-15 21 14: Fabrication Spaces | 21-41 31: Superstructure and Enclosure | 23-15 10 11 17 11 14: Concrete Culverts
|  |  | 11-14 21 14: History Museum | 13-15 21 14 11: Workbench | 21-41 31 11: Floor Construction | 23-15 10 11 17 11 14 11: Concrete Arch Buried Bridge
|  |  | 11-14 21 17: Science and Technology Museum | 13-15 21 14 14: Crafting Space | 21-41 31 11 11: Supported Basement Floors | 23-15 10 11 17 11 14 14: Concrete Arch Culverts
|  |  | 11-14 21 21: Childrens Museum | 13-15 21 14 17: Dark Room | 21-41 31 11 21: Structural Floors | 23-15 10 11 17 11 14 17: Concrete Box Culverts
|  |  | 11-14 21 24: Special Purpose Museum | 13-15 21 14 44: Mock-up Space | 21-41 31 11 31: Vertical Shaft Structure | 23-15 10 11 17 11 14 21: Concrete Rigid Frame Culverts
|  |  | 11-14 21 99: Other Museums | 13-15 21 17: Maintenance Spaces | 21-41 31 11 41: Balconies | 23-15 10 11 17 14: Catch Basins
|  |  | 11-14 24: Religious Facilities | 13-15 21 17 11: Maintenance Closet | 21-41 31 11 51: Mezzanines | 23-15 10 11 17 17: Channels
|  |  | 11-14 24 11: Local Religious Facility | 13-15 21 17 14: Repair Bench | 21-41 31 11 61: Ramps | 23-15 10 11 17 21: Cleanouts
|  |  | 11-14 24 14: Regional Religious Facility | 13-15 21 17 17: Diagnostic Space | 21-41 31 13: Stairs and Ladders | 23-15 10 11 21: Traffic Safety Barriers and Protections
|  |  | 11-14 24 17: National or International Religious Center | 13-15 21 17 21: Vehicle Maintenance Space | 21-41 31 13 11: Stairs | 23-15 10 11 21 11: Safety Barriers
|  |  | 11-14 24 21: Religious Pilgrimage Site | 13-15 21 99: Other Production and Fabrication Spaces | 21-41 31 13 21: Landings | 23-15 10 11 21 11 11: Crash Barriers ( including Impact Attenuating Devices)
|  |  | 11-14 24 24: Religious Retreat | 13-15 31: Operating and Controlling Spaces | 21-41 31 13 31: Fire Escapes | 23-15 10 11 21 11 14: Median Barriers
|  |  | 11-14 24 27: Specialized Religious Center | 13-15 31 11: Control Room | 21-41 31 13 41: Ladders | 23-15 10 11 21 11 17: Guardrails
|  |  | 11-14 24 99: Other Religious Facilities | 13-15 31 14: Pilot Cockpit | 21-41 31 15: Conveying Systems | 23-15 10 11 21 14: Noise Barriers
|  |  | 11-14 99: Other Cultural Facilities | 13-15 31 17: Drivers Seat | 21-41 31 15 11: Vertical Transportation | 23-15 10 11 21 17: Traffic Barriers
|  |  | 11-15: Recreation Facilities | 13-15 31 21: Ships Bridge | 21-41 31 15 21: Horizontal Transportation | 23-15 10 11 21 17 11: Delineators
|  |  | 11-15 11: Outdoor Recreation Facilities | 13-15 31 99: Other Operating and Controlling Spaces | 21-41 31 15 31: Sloped Transportation | 23-15 10 11 21 21: Traffic Control
|  |  | 11-15 11 11: Nature Preserve | 13-25: Commercial Spaces | 21-41 31 15 41: Materials Handling Containers | 23-15 10 11 21 21 11: Speed Bumps
|  |  | 11-15 11 14: Hunting Preserve | 13-25 11: Buying and Selling Spaces | 21-41 31 15 51: Turntables | 23-15 10 11 21 24: Curbs and Gutters
|  |  | 11-15 11 21: Fishing Preserve | 13-25 11 11: General Retail Space | 21-41 31 15 61: Operable Scaffolding | 23-15 10 11 21 27: Cattle Guards
|  |  | 11-15 11 27: Target Range | 13-25 11 11 11: Merchandising Aisle | 21-41 31 17: Roof Construction | 23-15 10 14: Roadway Monitoring and Control
|  |  | 11-15 11 34: Outdoor Winter Sports Facilities | 13-25 11 11 14: Checkout Space | 21-41 31 17 11: Roof Framing | 23-15 10 14 11: Roadway Signage:
|  |  | 11-15 11 34 11: Ski Slope | 13-25 11 11 21: Display Space | 21-41 31 17 21: Sloped Roof Framing | 23-15 10 14 14: Roadway Markers
|  |  | 11-15 11 34 14: Outdoor Skating Rink | 13-25 11 11 34: Fitting Space | 21-41 31 17 31: Vaulted Roof Framing | 23-15 10 14 14 11: Roadway Surface Markings
|  |  | 11-15 11 34 17: Snowmobile Course | 13-25 11 14: Vending Machine Area | 21-41 31 17 41: Canopy Framing | 23-15 10 14 14 14: Roadway Reflectors
|  |  | 11-15 11 37: Golf Course | 13-25 11 24: Exhibit Hall | 21-41 31 17 51: Fabric Roof Framing | 23-15 10 14 14 17: Traffic Cones
|  |  | 11-15 11 38: Miniature Golf Course | 13-25 11 27: Showroom | 21-41 31 17 61: Dome Framing | 23-15 10 14 17: Traffic Signals
|  |  | 11-15 11 41: Outdoor Racquet Sports Facilities | 13-25 11 31: Demonstration Space | 21-41 31 17 71: Air Supported Framing | 23-15 10 14 21: Traffic Monitoring
|  |  | 11-15 11 41 11: Outdoor Tennis Facility | 13-25 11 37: Auction Room | 21-41 31 19: Bearing Wall Construction | 23-15 10 14 21 11: Roadway Mirrors
|  |  | 11-15 11 41 14: Outdoor Squash Facility | 13-25 11 99: Other Buying and Selling Spaces | 21-41 31 19 11: Tilt-up Concrete Wall Construction | 23-15 10 14 21 14: Cameras
|  |  | 11-15 11 41 17: Outdoor Racquetball Facility | 13-25 21: Trading Spaces | 21-41 31 19 21: Masonry Wall Construction | 23-15 10 14 21 17: Detectors and Sensors
|  |  | 11-15 11 44: Outdoor Water Recreation Facilities | 13-25 21 11: Trading Floor | 21-41 31 21: Bridge Construction | 23-15 10 14 24: Parking Controls
|  |  | 11-15 11 44 11: Outdoor Swimming Pool | 13-25 21 21: Negotiation Room | 21-41 31 21 11: Beams | 23-15 10 14 24 11: Parking Meters
|  |  | 11-15 11 44 14: Outdoor Water Park | 13-25 21 99: Other Trading Spaces | 21-41 31 21 21: Tied Arch | 23-15 10 14 24 14: Ticket Dispensers
|  |  | 11-15 11 47: Outdoor Team Sports Facilities | 13-25 31: Banking Spaces | 21-41 31 21 31: Suspension | 23-15 10 14 24 17: Coin Machine Units
|  |  | 11-15 11 47 11: Football Field | 13-25 31 11: Bank Teller Space | 21-41 31 21 41: Cable Stayed | 23-15 10 14 24 21: Key and Card Control Units
|  |  | 11-15 11 47 14: Soccer Field | 13-25 31 14: Automatic Teller Machine Space | 21-41 31 21 51: Trusses | 23-15 10 14 24 24: Parking Gates
|  |  | 11-15 11 47 17: Baseball or Softball Diamond | 13-25 31 17: Money and Valuables Vault | 21-41 31 21 61: Decks | 23-15 10 17: Aviation Monitoring and Control
|  |  | 11-15 11 47 21: Basketball Court | 13-31: Recreation Spaces | 21-41 31 21 71: Support Bearings | 23-15 10 17 11: Approach Indication Equipment
|  |  | 11-15 11 98: Outdoor Multipurpose Recreation Facility | 13-31 11: Non-Athletic Recreation Spaces | 21-41 31 21 81: Movable Mechanism | 23-15 10 17 14: Aviation Monitoring Equipment
|  |  | 11-15 11 99: Other Outdoor Recreation Facilities | 13-31 11 11: Park | 21-41 31 21 91: Expansion Control | 23-15 10 17 14 11: Aviation Windsocks
|  |  | 11-15 21: Indoor Recreation Facilities | 13-31 11 14: Pleasure Garden | 21-41 31 23: Dam Construction | 23-15 15: Railways or Funiculars
|  |  | 11-15 21 11: Indoor Team Court Facility | 13-31 11 17: Recreational Deck | 21-41 31 23 11: Gravity Dams | 23-15 15 11: Railways
|  |  | 11-15 21 14: Indoor Ice Skating Rink | 13-31 11 21: Playground | 21-41 31 23 21: Arch Dams | 23-15 15 11 11: Complete Railways
|  |  | 11-15 21 21: Indoor Water Recreation Facilities | 13-31 11 24: Game Room | 21-41 31 26: Tank and Silo Construction | 23-15 15 11 14: Railway Track Equipment
|  |  | 11-15 21 21 11: Indoor Swimming Pool | 13-31 11 27: Target Range | 21-41 31 26 11: Above-Grade Silo | 23-15 15 11 14 11: Ties
|  |  | 11-15 21 21 14: Indoor High Diving Facility | 13-31 11 31: Gambling Table | 21-41 31 26 21: Below-Grade Silo | 23-15 15 11 14 14: Rails
|  |  | 11-15 21 21 17: Indoor Water Park | 13-31 11 34: Amusement Ride | 21-41 31 26 31: Below-Grade Cistern/Tank | 23-15 15 11 17: Platform Components
|  |  | 11-15 21 24: Indoor Racquet Sports Facilities | 13-31 11 37: Parade Grounds | 21-41 31 27: Tower Superstructure Construction | 23-15 15 11 21: Electrification Equipment
|  |  | 11-15 21 24 11: Indoor Tennis Facility | 13-31 11 51: Computer-Aided Visual Environment | 21-41 31 27 11: Framed Towers | 23-15 15 14: Railway Monitoring and Control
|  |  | 11-15 21 24 14: Indoor Squash Facility | 13-31 11 99: Other Non-Athletic Recreation Spaces | 21-41 31 27 21: Pole Towers - Cable Stayed | 23-15 15 14 11: Railway Signals
|  |  | 11-15 21 24 17: Indoor Racquetball Facility | 13-31 21: Athletic Recreation Spaces | 21-41 51: Enclosure | 23-15 15 14 14: Railway Control Instrumentation
|  |  | 11-15 21 31: Indoor Individual Athletic Recreation Facilities | 13-31 21 11: Team Athletic Recreation Spaces | 21-41 51 11: Vertical Enclosure | 23-15 15 17: Funiculars (Cable Ways)
|  |  | 11-15 21 31 11: Fitness and Training Facility | 13-31 21 11 11: Baseball Field | 21-41 51 11 11: Exterior Walls | 23-15 15 17 11: Aerial Tramways
|  |  | 11-15 21 31 14: Martial Arts Facility | 13-31 21 11 14: Football Field | 21-41 51 11 21: Parapets | 23-15 15 17 14: Chair Lifts
|  |  | 11-15 21 31 17: Boxing Facility | 13-31 21 11 21: Soccer Field | 21-41 51 11 31: Retaining Walls | 23-15 15 17 17: Ski-Lifts
|  |  | 11-15 21 31 21: Gymnastics Facility | 13-31 21 14: Individual Athletic Recreation Spaces | 21-41 51 11 41: Balcony Walls and Railings | 23-15 20: Marine Construction (Waterways: Seaways)
|  |  | 11-15 21 37: Non-Athletic Indoor Recreation Facilities | 13-31 21 14 14: Tennis Court | 21-41 51 12: Moisture Proofing | 23-15 20 11: Navigation Facilities
|  |  | 11-15 21 37 11: Bowling Alley | 13-31 21 14 21: Golf Hole | 21-41 51 12 11: Damp-proofing Below Grade | 23-15 20 11 11: Components
|  |  | 11-15 21 37 14: Billiards Facility | 13-31 21 14 24: Skating Rink | 21-41 51 12 21: Waterproofing Below Grade | 23-15 20 11 11 11: Mooring Posts
|  |  | 11-15 21 37 17: Amusement Arcade | 13-31 21 14 27: Boxing Ring | 21-41 51 13: Vertical Openings | 23-15 20 11 11 14: Fenders
|  |  | 11-15 21 37 21: Social Club Facility | 13-31 21 14 31: Wrestling Mat | 21-41 51 13 11: Transparent Openings | 23-15 20 11 14: Canal Locks
|  |  | 11-15 21 98: Indoor Multipurpose Recreation Facility | 13-31 21 14 34: Diving Board | 21-41 51 13 21: Exterior Doors | 23-15 20 11 14 11: Lock Gates
|  |  | 11-15 21 99: Other Indoor Recreation Facilities | 13-31 21 14 37: Swimming Pool | 21-41 51 13 91: Other Vertical Openings | 23-15 20 11 14 11 11: Hydraulic Gates
|  |  | 11-16: Residences | 13-31 21 14 41: Bowling Lane | 21-41 51 15: Horizontal / Sloped Protection | 23-15 20 11 14 11 14: High-Pressure Gates
|  |  | 11-16 11 11: Single Family Residences | 13-31 21 14 44: Dart Throwing | 21-41 51 15 11: Steep Roofing | 23-15 20 11 14 11 17: Hinged-Leaf Gates
|  |  | 11-16 11 11: Studio Family Residence | 13-31 21 99: Other Athletic Recreation Spaces | 21-41 51 15 21: Membrane Roofing | 23-15 20 11 14 11 21: Radial Gates
|  |  | 11-16 11 14: One-Bedroom Family Residence | 13-31 31: Fitness Spaces | 21-41 51 15 31: Flashings | 23-15 20 11 14 11 24: Slide Gates
|  |  | 11-16 11 17: Multiple Bedroom Family Residence | 13-31 31 11: Exercise Space | 21-41 51 15 41: Waterproofing | 23-15 20 11 14 11 27: Sluice Gates
|  |  | 11-16 11 99: Other Single Family Residences | 13-31 31 14: Workout Station | 21-41 51 15 51: Traffic Coatings | 23-15 20 11 14 11 31: Spillway Crest Gates
|  |  | 11-16 21 16: Multiple Family Residences | 13-31 31 17: Aerobic Studio | 21-41 51 15 61: Drainage | 23-15 20 11 14 11 34: Vertical-Lift Gates
|  |  | 11-16 21 11: Duplex | 13-31 31 21: Training Space | 21-41 51 15 71: Roof Fittings | 23-15 20 11 14 14: Hydraulic Valves
|  |  | 11-16 21 14: Co-housing Multiple Family Residence | 13-31 31 21 11: Strength Training Space | 21-41 51 15 81: Soffits | 23-15 20 11 14 14 11: Butterfly Valves
|  |  | 11-16 21 17: Small Complex Multiple Family Residence | 13-31 31 99: Other Fitness Spaces | 21-41 51 17: Horizontal Openings | 23-15 20 11 14 14 14: Regulating Valves
|  |  | 11-16 21 21: Large Complex Multiple Family Residence | 13-41: Care Spaces | 21-41 51 17 11: Transparent Openings | 23-15 20 11 17: Piers and Docks
|  |  | 11-16 21 99: Other Multiple Family Residences | 13-41 11: Grooming Spaces | 21-41 51 17 21: Roof Hatches and Vents | 23-15 20 11 17 11: Floating Docks
|  |  | 11-16 24: Hotels | 13-41 11 11: Makeup Space | 21-41 51 18: Sloped Openings | 23-15 20 11 17 14: Loading Ramps
|  |  | 11-16 24 11: Urban Hotel | 13-41 11 13: Haircutting Space | 21-41 51 18 11: Roof Windows | 23-15 20 11 21: Pontoons
|  |  | 11-16 24 14: Motel | 13-41 11 14: Cleaning Spaces | 21-41 51 18 21: Inclined Roof Hatches and Vents | 23-15 20 11 24: Jetties
|  |  | 11-16 24 17: Bed and Breakfast | 13-41 11 14 11: Bathroom | 21-41 71: Interior | 23-15 20 14: Waterflow Controls
|  |  | 11-16 24 21: Residence Hotel | 13-41 11 14 14: Shower | 21-41 71 11: Interior Construction | 23-15 20 14 11: Reservoirs
|  |  | 11-16 24 24: Resort Hotel | 13-41 11 14 17: Toilet Space | 21-41 71 11 11: Fire Walls | 23-15 20 14 14: Dams: Dikes
|  |  | 11-16 24 99: Other Hotels | 13-41 11 14 21: Restroom | 21-41 71 11 21: Shaft Walls | 23-15 20 14 17: Weirs
|  |  | 11-16 27: Dormitories | 13-41 11 14 24: Scrub Space | 21-41 71 11 31: Interior Partitions | 23-15 20 14 21: Barrages
|  |  | 11-16 27 11: Single-Gender Dormitory | 13-41 11 14 27: Ablution Room | 21-41 71 11 41: Other Interior Construction | 23-15 20 14 24: Bifurcation Panels
|  |  | 11-16 27 14: Mixed-Gender Dormitory | 13-41 11 14 31: Mud Room | 21-41 71 12: Openings and Doors | 23-15 20 14 27: Manifolds
|  |  | 11-16 27 99: Other Dormitories | 13-41 11 14 34: Laundry Room | 21-41 71 12 11: Transparent Openings | 23-15 20 14 31: Penstocks and Sluice Gate
|  |  | 11-16 31: Special Care Residences | 13-41 11 41: Dressing Spaces | 21-41 71 12 21: Interior Doors | 23-15 20 14 34: Trashracks
|  |  | 11-16 31 11: Elderly Special Care Residence | 13-41 11 41 11: Dressing Room | 21-41 71 12 81: Railings | 23-15 20 17: Breakwater Products
|  |  | 11-16 31 14: Physical Disability Care Residence | 13-41 11 41 17: Gowning Space | 21-41 71 15: Interior Finishes | 23-15 20 17 11: Bulkheads
|  |  | 11-16 31 17: Behavioral Disability Care Residence | 13-41 41 99: Other Dressing Spaces | 21-41 71 15 11: Floor Finish | 23-15 20 17 14: Seawalls
|  |  | 11-16 31 99: Other Special Care Residences | 13-41 11 99: Other Grooming Spaces | 21-41 71 15 31: Wall Finish | 23-15 20 17 17: Moles and Breakwater
|  |  | 11-17: Commercial Facilities | 13-41 21: Child Care Spaces | 21-41 71 15 51: Ceiling Finish | 23-15 20 17 21: Groins
|  |  | 11-17 11: Offices | 13-41 21 11: Child Day Care Space | 21-41 71 15 11: Stair Finish | 23-15 20 21: Marine Monitoring and Control
|  |  | 11-17 11 11: Headquarters Office | 13-41 21 14: Play Room | 21-41 71 15 91: Tunnel and Subgrade Linings | 23-15 20 21 11: Navigation Signs
|  |  | 11-17 11 14: Regional Administrative Office | 13-41 31: Convalescing Spaces | 21-41 71 18: Interior Fittings | 23-15 20 21 14: Navigation Lights
|  |  | 11-17 11 17: Multi-tenant Office Building | 13-41 31 11: Patient Care Room | 21-41 71 18 11: Storage Fittings | 23-15 20 21 17: Navigation Monitoring Equipment
|  |  | 11-17 11 99: Other Offices | 13-41 31 14: Isolation Room | 21-41 71 18 31: Compartments and Cubicles | 23-15 30: Utility Distribution: Treatment: Disposal: and Monitoring
|  |  | 11-17 21: Exchanges and Markets | 13-41 31 17: Steam Room | 21-41 81: Signage | 23-15 30 11: Distribution Systems
|  |  | 11-17 21 11: Market | 13-41 31 21: Whirlpool Bath | 21-41 81 11: Way-finding Signage | 23-15 30 11 11: Cable Distribution Systems
|  |  | 11-17 21 14: Bank | 13-41 31 24: Sauna | 21-41 81 21: Door Signs | 23-15 30 11 11 11: Underground Ducts and Manholes
|  |  | 11-17 21 17: Stock Exchange | 13-41 31 99: Other Convalescing Spaces | 21-41 81 31: Wall Signs | 23-15 30 11 14: Piped Distribution and Disposal Systems
|  |  | 11-17 21 21: Auction House | 13-41 41: Healing Spaces | 21-41 81 11: Equipment Identification | 23-15 30 11 14 11: Supply Water Mains
|  |  | 11-17 21 99: Other Exchanges and Markets | 13-41 41 11: Treatment Room | 21-51: Facility Services | 23-15 30 11 14 14: Sewers and Drains
|  |  | 11-17 24: Retail Commercial Facilities | 13-41 41 14: Physical Examination Room | 21-51 11: Life Safety and Facility Protection | 23-15 30 11 14 17: Gas Pipelines
|  |  | 11-17 24 11: Department Store | 13-41 41 17: Recovery Room | 21-51 11 11: Fire and Smoke Detection and Alarm | 23-15 30 11 14 21: Oil Pipelines
|  |  | 11-17 24 14: Specialty Store | 13-41 41 21: Surgery Room | 21-51 11 15: Fire and Smoke Protection | 23-15 30 11 14 24: Other Piped Distribution
|  |  | 11-17 24 17: Grocery Store | 13-41 41 24: Rehabilitation Room | 21-51 11 21: Security Access | 23-15 30 14: Liquids Treatment Plant
|  |  | 11-17 24 21: Vehicle Dealership | 13-41 41 31: Scanning/Imaging Room | 21-51 11 26: Security Monitoring and Surveillance | 23-15 30 14 11: Supply Water Treatment Plant
|  |  | 11-17 24 24: Dining Establishments | 13-41 41 99: Other Healing Spaces | 21-51 31: Plumbing | 23-15 30 14 11 11: Supply and Treatment Pumps
|  |  | 11-17 24 99: Other Retail Commercial Facilities | 13-51: Resting Spaces | 21-51 31 11: Water for Single Facility | 23-15 30 14 11 11 11: Axial-Flow
|  |  | 11-17 27: Mixed-Commerce Facilities | 13-51 11: General Resting Spaces | 21-51 31 11 11: Water Supply | 23-15 30 14 11 11 14: Centrifugal
|  |  | 11-17 27 11: Commercial Malls | 13-51 11 11: Rest Area | 21-51 31 11 14: Plumbing Fixtures | 23-15 30 14 11 11 17: Turbine
|  |  | 11-17 27 14: Shopping Centers | 13-51 11 14: Rest Stop | 21-51 31 11 17: Domestic Water Distribution | 23-15 30 14 11 11 21: Packaged Units
|  |  | 11-17 27 99: Other Mixed-Commerce Facilities | 13-51 11 17: Rest Lounge | 21-51 31 14: Drainage for Single Facility | 23-15 30 14 11 14: Filter Plant
|  |  | 11-21: Production Facilities | 13-51 11 21: Break Room | 21-51 31 14 11: Septic Tank and Field Drainage | 23-15 30 14 11 14 11: Mixers and Flocculators
|  |  | 11-21 11: Manufacturing Facilities | 13-51 11 99: Other General Resting Spaces | 21-51 31 14 14: Sanitary Waste and Vent | 23-15 30 14 11 14 14: Clarifiers
|  |  | 11-21 11 11: Pharmaceutical or Biotechnology Manufacturing Facility | 13-51 21: Sleeping Spaces | 21-51 31 14 17: Facility Storm Water Drainage | 23-15 30 14 11 14 17: Aeration Equipment
|  |  | 11-21 11 14: Food Processing and Manufacturing Facility | 13-51 21 11: Bedroom | 21-51 31 14 21: Process Systems | 23-15 30 14 11 17: Desalination Plant
|  |  | 11-21 11 17: Beverage or Tobacco Manufacturing Facility | 13-51 21 14: Nursery | 21-51 51: Heating: Ventilating and Air Conditioning (HVAC) | 23-15 30 14 11 21: Chlorination Plant
|  |  | 11-21 11 21: Textile Manufacturing Facility | 13-51 21 17: Sleeping Loft | 21-51 51 12: Heating | 23-15 30 14 11 21 11: Chemical Feed Equipment
|  |  | 11-21 11 24: Leather and Allied Industry Manufacturing Facility | 13-51 21 21: Barracks Space | 21-51 51 12 11: Heat Generation for Single Facility | 23-15 30 14 11 21 14: Water Softening Equipment
|  |  | 11-21 11 27: Wood Product Manufacturing Facility | 13-51 21 24: Dormitory Room | 21-51 51 14: Cooling | 23-15 30 14 11 21 17: Disinfectant Feed Equipment
|  |  | 11-21 11 31: Paper Manufacturing Facility | 13-51 21 27: Hotel Residence Room | 21-51 51 14 11: Cooling Generation for Single Facility | 23-15 30 14 11 21 21: Fluoridation Equipment
|  |  | 11-21 11 34: Printing Facility | 13-51 21 99: Other Sleeping Spaces | 21-51 51 16: Air Distribution | 23-15 30 14 14: Oil Treatment: Refinery Plant
|  |  | 11-21 11 37: Petroleum or Coal Products Manufacturing Facility | 13-51 24: Living Spaces | 21-51 51 16 11: Ventilation | 23-15 30 17: Waste Water Treatment (Sewage Disposal) Plant
|  |  | 11-21 11 41: Chemical Manufacturing Facility | 13-51 24 11: General Residential Space | 21-51 51 18: HVAC Distribution | 23-15 30 17 11: Sewage and Sludge Pumps
|  |  | 11-21 11 44: Plastics or Rubber Manufacturing Facility | 13-51 31: Waiting Spaces | 21-51 51 18 11: Heating and Cooling Distribution for Single Facility | 23-15 30 17 11 11: Oil-Water Separators
|  |  | 11-21 11 47: Nonmetallic Mineral Product Manufacturing Facility | 13-51 31 11: Waiting Room | 21-51 61: Integrated Automation | 23-15 30 17 11 14: Packaged Pump Stations
|  |  | 11-21 11 51: Primary Metal Manufacturing Facility | 13-51 31 14: Queuing Space | 21-51 61 11: Integrated Automation Controls | 23-15 30 17 11 17: Sewage Ejectors
|  |  | 11-21 11 54: Fabricated Metal Product Manufacturing Facility | 13-51 31 17: Preparation Room | 21-51 61 13: Integrated Automation Monitoring | 23-15 30 17 14: Sewage Pumping Plant
|  |  | 11-21 11 57: Machinery Manufacturing Facility | 13-51 31 99: Other Waiting Spaces | 21-51 71: Electrical | 23-15 30 17 14 11: Packaged Pumping Stations
|  |  | 11-21 11 61: Computer or Electronics Manufacturing Facility | 13-61: Cultural Spaces | 21-51 71 11: Electrical Power | 23-15 30 17 14 14: Packaged Lift Stations
|  |  | 11-21 11 64: Electrical Equipment or Appliance Manufacturing Facility | 13-61 11: Worship Spaces | 21-51 71 11 11: Electric Energy Generation for Single Facility | 23-15 30 17 17: Grit Collecting Equipment
|  |  | 11-21 11 67: Transportation Manufacturing Facility | 13-61 11 11: Meditation Chapel | 21-51 71 11 14: Electric Service and Distribution for Single Facility | 23-15 30 17 21: Screening and Grinding Equipment
|  |  | 11-21 11 71: Furniture Manufacturing Facility | 13-61 11 14: Prayer | 21-51 71 11 17: Electric Conversion | 23-15 30 17 24: Sedimentation Tank Equipment
|  |  | 11-21 11 74: Light Manufacturing Facility | 13-61 11 21: Altar | 21-51 71 13: Electrical Distribution | 23-15 30 17 27: Scum Removal Equipment
|  |  | 11-21 11 99: Other Manufacturing Facilities | 13-61 11 24: Reflection Space | 21-51 71 13 11: Ground Methodology | 23-15 30 17 31: Chemical Equipment
|  |  | 11-21 21: Agricultural Facilities | 13-61 11 27: Blessing Space | 21-51 71 13 31: Power Conditioning | 23-15 30 17 34: Filter Underdrains and Media
|  |  | 11-21 21 11: Crop Farm | 13-61 11 31: Chapel | 21-51 71 13 51: Branch Circuitry | 23-15 30 17 34 11: Filter Bottoms
|  |  | 11-21 21 14: Ornamental Crop Farm | 13-61 11 34: Mihrab | 21-51 71 15: Lighting | 23-15 30 17 34 14: Filter Media
|  |  | 11-21 21 17: Orchard | 13-61 11 37: Altar | 21-51 71 15 11: Interior Lighting | 23-15 30 17 34 17: Package Filters
|  |  | 11-21 21 21: Livestock Farm | 13-61 11 41: Shrine | 21-51 71 15 51: Exterior Lighting | 23-15 30 17 37: Filter Press Equipment
|  |  | 11-21 21 24: Slaughterhouse and Processing Facility | 13-61 11 44: Sanctuary | 21-51 71 15 91: Emergency Lighting | 23-15 30 17 41: Trickling Filter Equipment
|  |  | 11-21 21 27: Forestry and Timber Fabrication Facilities | 13-61 11 47: Confessional Space | 21-51 71 17: Communications for Single Facility | 23-15 30 17 44: Compressors
|  |  | 11-21 21 31: Green House | 13-61 11 51: Ark | 21-51 71 17 11: Communications | 23-15 30 17 47: Aeration Equipment
|  |  | 11-21 21 34: Aquaculture Facility | 13-61 11 54: Bimah | 21-51 71 17 31: Voice and Data | 23-15 30 17 51: Oxygenation Systems
|  |  | 11-21 21 99: Other Agricultural Facilities | 13-61 11 57: Tabernacle | 21-51 71 17 51: Sound Reinforcement | 23-15 30 17 51 11: Oxygen Dissolution System
|  |  | 11-21 24: Mineral Extraction Facilities | 13-61 11 61: Pulpit | 21-51 71 17 71: Audio and Video | 23-15 30 17 51 14: Oxygen Generators
|  |  | 11-21 24 11: Oil and Gas Extraction Facility | 13-61 11 99: Other Worship Spaces | 21-61: Facility Equipment and Furnishings | 23-15 30 17 51 17: Oxygen Storage Facility
|  |  | 11-21 24 14: Mining Facility | 13-61 21: Transformation Spaces | 21-61 11: Equipment and Furnishings | 23-15 30 17 54: Sludge Conditioning Systems
|  |  | 11-21 24 99: Other Mineral Extraction Facilities | 13-61 21 11: Marriage Sanctuary | 21-61 11 11: Food Service Equipment and Furnishings | 23-15 30 17 57: Sludge Handling and Treatment Equipment
|  |  | 11-21 27: Craft Production Facilities | 13-61 21 14: Hupa | 21-61 11 11 11: Specialized Food Storage and Display Furniture | 23-15 30 17 61: Sludge Digestion Equipment
|  |  | 11-21 27 11: Painting Craft Production Facility | 13-61 21 17: Baptistery | 21-61 11 11 31: Food Service Equipment | 23-15 30 17 64: Digester Mixing Equipment
|  |  | 11-21 27 14: Wood and Plastic Craft Production Facility | 13-61 21 21: Circumcision Space | 21-61 11 11 41: Commercial Kitchen Casework | 23-15 30 17 67: Digester Covers and Appurtenances
|  |  | 11-21 27 17: Metal Craft Production Facility | 13-61 21 24: Cathedra | 21-61 11 11 51: Restaurant Furniture | 23-15 30 17 67 11: Fixed Covers
|  |  | 11-21 27 21: Ceramic Craft Production Facility | 13-61 21 99: Other Transformation Spaces | 21-61 11 14: Educational: Cultural Equipment and Furnishings | 23-15 30 17 67 14: Floating Covers
|  |  | 11-21 27 24: Glass-Making Craft Production Facility | 13-61 31: Procession Spaces | 21-61 11 14 11: Educational Equipment and Furnishings | 23-15 30 17 67 17: Gasholder Covers
|  |  | 11-21 27 27: Craft Textile Production Facility | 13-61 31 11: Sacred Gateway | 21-61 11 14 21: Entertainment Equipment and Furnishings | 23-15 30 17 71: Packaged Sewage Treatment Plants
|  |  | 11-21 27 99: Other Craft Production Facilities | 13-61 31 14: Sacred Pathway | 21-61 11 14 31: Theater and Stage Equipment and Furnishings | 23-15 30 21: Solid Waste Disposal Plant Products
|  |  | 11-24: Storage Facilities | 13-61 31 17: Sacred Station | 21-61 11 14 41: Planetarium Equipment and Furnishings | 23-15 30 21 11: Bins
|  |  | 11-24 11: Dry Storage Facilities | 13-61 31 99: Other Procession Spaces | 21-61 11 14 51: Observatory Equipment and Furnishings | 23-15 30 21 14: Chutes and Collectors
|  |  | 11-24 11 11: Food Storage Facility | 13-61 41: Contemplation Spaces | 21-61 11 14 61: Ecclesiastical Equipment and Furnishings | 23-15 30 21 17: Pneumatic Waste Equipment
|  |  | 11-24 11 14: Consumer Products Storage Facility | 13-61 41 11: Art Gallery | 21-61 11 14 71: Library and Archive Equipment and Furnishings | 23-15 30 21 21: Incineration Plant
|  |  | 11-24 11 17: Parts Storage Facility | 13-61 41 14: Museum Gallery | 21-61 11 14 81: Exhibition Furnishings | 23-15 30 21 21 11: Packaged Incinerators
|  |  | 11-24 11 21: Equipment Storage Facility | 13-61 41 17: Exhibit Gallery | 21-61 11 17: Sports Equipment and Furnishings | 23-15 30 21 24: Crusher Plant
|  |  | 11-24 11 24: Raw Material Storage Facility | 13-61 41 21: Sculpture Garden | 21-61 11 17 11: Athletic Equipment and Furnishings | 23-15 30 21 24 11: Waste Compactors and Destructors
|  |  | 11-24 11 99: Other Dry Storage Facilities | 13-61 41 24: Ornamental Garden | 21-61 11 17 31: Recreational Equipment and Furnishings | 23-15 30 21 27: Baling Plant
|  |  | 11-24 21: Environmentally-Controlled Storage Facilities | 13-61 41 27: Observation Deck | 21-61 11 17 51: Therapeutic Equipment and Furnishings | 23-15 30 21 31: Pulping Machines
|  |  | 11-24 21 11: Cold Storage Facility | 13-61 41 31: Zen Garden | 21-61 11 21: Work Environment Equipment and Furnishings | 23-15 30 21 34: Recycling Equipment
|  |  | 11-24 21 14: Freezer Storage Facility | 13-61 41 99: Other Contemplation Spaces | 21-61 11 21 11: Laboratory Equipment and Furnishings | 23-15 30 24: Pollution Monitoring and Control
|  |  | 11-24 21 17: Warm Storage Facility | 13-61 51: Death Spaces | 21-61 11 21 21: Health Care Equipment and Furnishings | 23-15 30 24 11: Air Pollution Monitoring Systems
|  |  | 11-24 21 99: Other Environmentally-Controlled Storage Facilities | 13-61 51 11: Crypt | 21-61 11 21 31: Mortuary Equipment and Furnishings | 23-15 30 24 14: Water Pollution Monitoring Systems
|  |  | 11-24 24: Hazardous Storage Facilities | 13-61 51 14: Casket Compartment | 21-61 11 21 41: Hospitality Equipment and Furnishings | 23-15 30 27: Storage Constructions
|  |  | 11-24 24 11: Explosives Storage Facility | 13-61 51 17: Morgue Compartment | 21-61 11 21 51: Mercantile Equipment and Furnishings | 23-15 30 27 11: Tanks, Reservoirs
|  |  | 11-24 24 14: Toxins Storage Facility | 13-61 51 21: Grave Space | 21-61 11 21 61: Office Equipment and Furnishings | 23-15 30 27 11 11: Elevated Storage Tanks
|  |  | 11-24 24 17: Radioactive Material Storage Facility | 13-61 51 99: Other Death Spaces | 21-61 11 21 71: Detention Equipment and Furnishings | 23-15 30 27 11 14: Ground Storage Tanks
|  |  | 11-24 24 99: Other Hazardous Storage Facilities | 13-61 99: Other Cultural Spaces | 21-61 11 21 81: Security and Vault Equipment and Furnishings | 23-15 30 27 11 17: Underground Storage Tanks
|  |  | 11-24 99: Other Storage Facilities | 13-65: Protection Spaces | 21-61 11 24: Furniture and Fittings | 23-15 30 27 11 21: Portable Storage Tanks
|  |  | 11-41: Water Management Facilities | 13-65 11: Spaces for Protection from the Elements | 21-61 11 24 11: Manufacturing Furniture and Fittings | 23-15 30 27 11 24: Tank Lining
|  |  | 11-41 11: Water Holding and Collection Facilities | 13-65 11 11: Park Shelter | 21-61 11 24 31: Shop Furniture and Furnishings | 23-15 30 27 14: Silos
|  |  | 11-41 11 11: Water Tank or Tower | 13-65 11 14: Entry Porch | 21-61 11 27: Equipment | 23-15 30 27 17: Bunkers
|  |  | 11-41 11 14: Dam | 13-65 11 17: Covered Walkway | 21-61 11 27 11: Vending Equipment | 23-15 30 27 21: Gas Tanks and Gasholders
|  |  | 11-41 11 17: Reservoir | 13-65 11 19: Canopy | 21-61 11 27 21: Vehicular Equipment | 23-15 99: Other Utility and Transportation Construction Products
|  |  | 11-41 11 21: Pond | 13-65 11 21: Shielded Room | 21-61 11 27 31: Darkroom Equipment | 23-20: General Purpose Construction Accessories and Surfacing Products
|  |  | 11-41 11 24: Lake | 13-65 11 24: Containment Room | 21-61 11 27 41: Agricultural Equipment | 23-20 05: Loose Granular Fills: Aggregates: Chips: and Fibers
|  |  | 11-41 11 99: Other Water Holding and Collection Facilities | 13-65 11 99: Other Spaces for Protection from the Elements | 21-61 11 27 51: Slaughterhouse Equipment | 23-20 05 11: Powder Fillers
|  |  | 11-41 21: Water Distribution Facilities | 13-65 21: Spaces for Protection from Violence | 21-61 11 31: Residential Equipment and Furnishings | 23-20 05 11 11: Mineral Powder Fillers
|  |  | 11-41 21 11: Potable Water Distribution | 13-65 21 11: Safe Room | 21-61 11 31 11: Residential Furniture | 23-20 05 11 14: Metal Powder Fillers
|  |  | 11-41 21 14: Storm Water Sewer Distribution | 13-65 21 14: Bunker | 21-61 11 31 31: Residential Specialties | 23-20 05 11 17: Synthetic Powder Fillers
|  |  | 11-41 21 17: Sanitary Sewer Distribution | 13-65 21 17: Bomb Shelter | 21-61 11 31 41: Residential Appliances | 23-20 05 11 21: Residue Powder Fillers
|  |  | 11-41 21 21: Irrigation Distribution Facility | 13-65 21 99: Other Spaces for Protection from Violence | 21-61 11 31 51: Refuse Disposal Furniture | 23-20 05 14: Aggregates
|  |  | 11-41 21 24: Canal | 13-71: Securing Spaces | 21-61 11 34: Wardrobe and Closet Specialties | 23-20 05 14 11: Dense Fills and Aggregates
|  |  | 11-41 21 27: Canal Lock | 13-71 11: Animal Securing Spaces | 21-61 11 34 11: Storage Furniture | 23-20 05 14 14: Lightweight Fills and Aggregates
|  |  | 11-41 21 31: Aqueduct | 13-71 11 11: Cage | 21-61 11 34 31: Storage Shelving Units | 23-20 05 14 17: Heavyweight Fills and Aggregates
|  |  | 11-41 21 34: Stream | 13-71 11 14: Animal Stall | 21-61 41: Differentiated Construction | 23-20 05 17: Fibers and Shavings
|  |  | 11-41 21 37: River | 13-71 11 17: Stable | 21-61 41 41: Complete Room Units | 23-20 05 17 11: Mineral Fibers and Shavings
|  |  | 11-41 21 99: Other Water Distribution Facilities | 13-71 11 21: Kennel | 21-61 41 41 11: Storage Rooms | 23-20 05 17 14: Vegetable Fibers and Shavings
|  |  | 11-41 24: Water Treatment Facilities | 13-71 11 24: Aquarium | 21-61 41 41 21: Special Purpose Rooms | 23-20 05 17 17: Synthetic Fibers and Shavings
|  |  | 11-41 24 11: Potable Water Treatment Facility | 13-71 11 99: Other Animal Securing Spaces | 21-61 41 41 31: Sanitary Units | 23-20 05 17 99: Other Fibers and Shavings
|  |  | 11-41 24 14: Waste Water Treatment Facility | 13-71 21: Detention Spaces | 21-61 41 41 41: Controlled Environment Rooms | 23-20 10: Binding Agents and Admixtures
|  |  | 11-41 24 17: Wetlands Water Treatment Facility | 13-71 21 11: Detention Cell | 21-61 41 41 51: Plant and Control Rooms | 23-20 10 11: Binding Agents
|  |  | 11-41 24 99: Other Water Treatment | 13-71 21 14: Holding Cell | 21-61 41 41 61: Corridor Units | 23-20 10 11 11: Cement
|  |  | 11-41 27: Special Water Production Facilities | 13-71 21 99: Other Detention Spaces | 21-61 41 42: Water Containing Elements | 23-20 10 11 11 11: Standard Cement
|  |  | 11-41 27 11: Water Distillation Facility | 13-75: Storage Spaces | 21-61 41 42 11: Swimming Pool | 23-20 10 11 11 14: Specialized Cement
|  |  | 11-41 27 14: Special Water Purification Facility | 13-75 11: Fixed Location Storage Spaces | 21-61 41 42 21: Tub | 23-20 10 11 11 14 11: High Sulfate Resistant Cement
|  |  | 11-41 27 17: Chilled Water Facility | 13-75 11 11: Storage Room | 21-61 41 42 31: Water Slide | 23-20 10 11 11 14 14: Low Alkali Cement
|  |  | 11-41 27 99: Other Special Water Production Facilities | 13-75 11 14: Closet | 21-61 41 42 41: Aquarium | 23-20 10 11 11 14 17: Low Heat Cement
|  |  | 11-42: Energy Management Facilities | 13-75 11 17: Coat Check | 21-61 41 42 51: Ponds and Reservoir | 23-20 10 11 11 14 21: Alumina Cement
|  |  | 11-42 11: Energy Production Facilities | 13-75 11 24: Locker Room | 21-61 41 43: Snow and Ice Elements | 23-20 10 11 14: Lime
|  |  | 11-42 11 11: Nuclear-Powered Electrical Generation Facility | 13-75 11 25: Filing Space | 21-61 41 43 11: Ice Rinks | 23-20 10 11 14 11: Hydraulic Lime
|  |  | 11-42 11 14: Wind-Powered Electrical Generation Facility | 13-75 11 27: Supply Room | 21-61 41 43 21: Ski Jumps | 23-20 10 11 14 14: Air Hardening Lime
|  |  | 11-42 11 17: Solar-Powered Electrical Generation Facility | 13-75 11 31: Warehouse Space | 21-61 41 43 31: Snow Sled Tracks | 23-20 10 11 17: Bitumen: Asphalt
|  |  | 11-42 11 21: Hydroelectric Generation Facility | 13-75 11 37: Vehicular Storage Space | 21-61 41 43 41: Bob-Sled Runs | 23-20 10 11 21: Resinous Binders
|  |  | 11-42 11 24: Geothermal-Powered Electrical Generation Facility | 13-75 11 41: Waste Storage Space | 21-61 41 43 51: Snow Making Equipment | 23-20 10 11 24: Gypsum
|  |  | 11-42 11 27: Gas-Powered Electrical Generation Facility | 13-75 11 44: Recycling Storage Space | 21-61 41 43 61: Ice Making Equipment | 23-20 10 14: Cement Admixtures
|  |  | 11-42 11 31: Coal-Powered Electrical Generation Facility | 13-75 11 47: Cupboard | 21-61 41 44: Recreation Elements | 23-20 10 14 11: Plasticizing Agents
|  |  | 11-42 11 34: Oil-Powered Electrical Generation Facility | 13-75 11 51: Storage Shelf | 21-61 41 44 11: Recreation Surfaces | 23-20 10 14 14: Water Retaining Agents
|  |  | 11-42 11 37: Steam Production Facility | 13-75 11 54: Drawer | 21-61 41 44 21: Event Marking | 23-20 10 14 17: Air-Entraining Agents
|  |  | 11-42 11 99: Other Energy Production Facilities | 13-75 11 57: Cubby Compartment | 21-61 41 44 31: Safety Fencing / Netting | 23-20 10 14 21: Gas Generating Agents
|  |  | 11-42 21: Energy Distribution Nodes | 13-75 11 61: Locker Compartment | 21-61 41 44 41: Spectator Seating | 23-20 10 14 24: Setting Retarders
|  |  | 11-42 21 11: Electrical Substation | 13-75 11 91: Fixed Storage Bin | 21-61 41 45: Entertainment Elements | 23-20 10 14 27: Setting Accelerators
|  |  | 11-42 21 14: Switching Station | 13-75 11 99: Other Fixed Storage Spaces | 21-61 41 45 11: Amusement Rides | 23-20 10 14 31: Frostproofing Agents
|  |  | 11-42 21 21: Electrical Transformer | 13-75 21: Non-Fixed Location Storage Spaces | 21-61 41 45 31: Water Spray Parks | 23-20 10 14 34: Waterproofing Agents
|  |  | 11-42 21 24: Natural Gas Pumping Station | 13-75 21 11: Vehicle Storage Compartment | 21-61 41 46: Storage Containers | 23-20 10 14 37: Coloring Agents
|  |  | 11-42 21 99: Other Energy Nodes | 13-75 21 14: Portable Bin | 21-61 41 46 11: Elevated Tanks | 23-20 10 14 41: Admixtures for Injections
|  |  | 11-42 24: Energy Storage Facilities | 13-75 21 17: Vessel | 21-61 41 46 61: Subgrade Tanks | 23-20 10 14 44: Admixtures for Projections
|  |  | 11-42 24 11: Liquid Fuel Storage | 13-75 21 99: Other Non-Fixed Location Storage Spaces | 21-71: Utilities And Infrastructure | 23-20 10 14 47: Adherence Proofing Agents
|  |  | 11-42 24 14: Solid Fuel Storage | 13-75 31: Environmentally Controlled Storage Spaces | 21-71 11: Roadways | 23-20 10 14 51: Bonding Agents
|  |  | 11-42 24 17: Gas Fuel Storage | 13-75 31 11: Environmental Room | 21-71 11 11: Right of Way | 23-20 10 14 54: Cement Replacements
|  |  | 11-42 24 21: Electrical Storage | 13-75 31 14: Refrigeration Compartment | 21-71 11 12: Stabilized Road Base | 23-20 10 14 99: Other Cement Admixtures
|  |  | 11-42 24 99: Other Energy Storage Facilities | 13-75 31 17: Freezing Compartment | 21-71 11 13: Pavements | 23-20 10 17: Gypsum Admixtures
|  |  | 11-42 27: Energy Distribution Facilities | 13-75 31 21: Dry Storage Compartment | 21-71 11 13 11: Soft Pavement | 23-20 15: Mixtures
|  |  | 11-42 27 11: Power Tunnel | 13-75 31 24: Humidity Controlled Storage Space | 21-71 11 13 51: Hard Pavement | 23-20 15 11: Concrete
|  |  | 11-42 27 14: Power Trench | 13-75 31 27: Vacuum Sealed Storage Compartment | 21-71 11 14: Roadside Barriers | 23-20 15 11 11: Cementitious Concrete
|  |  | 11-42 27 17: Pipe Line | 13-75 31 99: Other Environmentally Controlled Storage Space | 21-71 11 14 11: Boulevard Barriers | 23-20 15 11 14: Resinous Concrete
|  |  | 11-42 27 21: Power Line | 13-75 41: Specialty Storage Spaces | 21-71 11 15: Safety Reflectors | 23-20 15 11 17: Hydrocarbon Concrete
|  |  | 11-42 27 24: Steam Tunnel | 13-75 41 11: Sanitary Storage Room | 21-71 11 16: Light: Power: and Communication Vertical Standards | 23-20 15 11 21: Low Density Concrete
|  |  | 11-42 27 27: Natural Gas Pipeline | 13-75 41 14: Soiled Storage Room Space | 21-71 11 17: Sign Structures | 23-20 15 14: Mortars
|  |  | 11-42 27 99: Other Energy Distribution Facilities | 13-75 41 17: Sacristy | 21-71 21: Railways | 23-20 15 14 11: Portland Cement-Lime Mortars
|  |  | 11-43: Waste Management Facilities | 13-75 41 21: Vestry | 21-71 21 21: Railway Drainage | 23-20 15 14 14: Masonry Cement Mortars
|  |  | 11-43 11: Waste Collection and Holding Facilities | 13-75 41 24: Hazardous Material Storage Space | 21-71 21 22: Ballast | 23-20 15 14 17: Mortar Cements
|  |  | 11-43 11 11: Land Fill | 13-75 41 31: Organic Remains Storage Space | 21-71 21 23: Ties | 23-20 15 14 21: Gypsum Based Mortars
|  |  | 11-43 11 14: Special Waste Holding Facility | 13-75 41 34: Book Stacks | 21-71 21 24: Rails | 23-20 15 14 24: Resinous Mortar
|  |  | 11-43 11 99: Other Waste Collection and Holding Facilities | 13-75 41 37: Baggage Claim | 21-71 21 24 11: Light Rail | 23-20 15 14 27: Chemical-Resistant Mortar
|  |  | 11-43 21: Waste Processing Facilities | 13-75 41 41: Evidence Room | 21-71 21 24 51: Heavy Rail | 23-20 15 14 31: Refractory Mortar
|  |  | 11-43 21 11: Recycling Center | 13-75 41 44: Vehicle Impound Lot | 21-71 21 25: Monorail | 23-20 15 14 34: Premixed Mortar
|  |  | 11-43 21 14: Special Waste Reclamation Facility | 13-75 41 99: Other Special Storage Space | 21-71 21 26: Overhead Power | 23-20 15 14 37: Surface Bonding Mortar
|  |  | 11-43 21 99: Other Waste Processing Facilities | 13-81: Facility Service Spaces | 21-71 21 27: Switches | 23-20 15 14 41: Mortar Pigments
|  |  | 11-44: Information Management Facilities | 13-81 11: General Facility Service Spaces | 21-71 21 28: Signals | 23-20 15 17: Grouts
|  |  | 11-44 11: Information Nodes | 13-81 11 11: Access Chamber | 21-71 21 29: Embankment | 23-20 15 17 11: Concrete Grout
|  |  | 11-44 11 11: Computing Center | 13-81 11 14: Area Way | 21-71 31: Airports | 23-20 15 17 11 11: Shrink-Resistant Concrete Grout
|  |  | 11-44 11 14: Tier I Data Center | 13-81 11 17: Crawl Space | 21-71 31 31: Runways and Taxiways | 23-20 15 17 11 14: Catalyzed Metallic Concrete Grout
|  |  | 11-44 11 17: Tier II Data Center | 13-81 11 21: Service Space | 21-71 31 32: Parking Apron | 23-20 15 17 11 17: Epoxy Concrete Grout
|  |  | 11-44 11 21: Tier III Data Center | 13-81 11 24: Air Shaft | 21-71 31 33: Passenger Loading Bridges | 23-20 15 17 11 21: Nonmetallic Concrete Grout
|  |  | 11-44 11 24: Tier IV Data Center | 13-81 11 27: Light Well | 21-71 31 34: Baggage Handling | 23-20 15 17 14: Masonry Grout
|  |  | 11-44 11 99: Other Information Nodes | 13-81 11 99: Other General Facility Service Spaces | 21-71 31 34 11: Baggage Conveyors | 23-20 15 17 14 11: Chemical-Resistant Masonry Grout
|  |  | 11-44 21: Information Distribution Facilities | 13-81 21: Facility Equipment Service Spaces | 21-71 31 34 51: Baggage Security Scanners | 23-20 20: Profiles
|  |  | 11-44 21 11: Telecommunication Lines | 13-81 21 11: Equipment Room | 21-71 31 35: Aircraft Management | 23-20 20 11: Rigid Profiles
|  |  | 11-44 21 14: Satellite Distribution Facilities | 13-81 21 14: Computer Server Room | 21-71 31 35 11: Pavement Marking | 23-20 20 11 11: Ferrous Metal Rigid Profiles
|  |  | 11-44 21 99: Other Information Distribution Facilities | 13-81 21 17: Mechanical Room | 21-71 31 35 21: Aircraft Taxi Guidance Devices | 23-20 20 11 14: Non-Ferrous Metal Rigid Profiles
|  |  | 11-51: Transportation Terminals | 13-81 21 17 11: Refrigerant Machinery Room | 21-71 31 35 31: Aircraft Safety Barriers | 23-20 20 11 17: Wood Rigid Profiles
|  |  | 11-51 11: Aerospace Transportation Terminals | 13-81 21 17 14: Furnace Room | 21-71 31 35 41: Aircraft De-icing Equipment | 23-20 20 11 17 11: Lumber Rigid Profiles
|  |  | 11-51 11 11: Rural/Isolated Airfield | 13-81 21 17 17: Incinerator Room | 21-71 31 35 51: Aircraft Re-fueling Ports and Devices | 23-20 20 11 17 11 11: Hardwood Rigid Profiles
|  |  | 11-51 11 14: Local or Municipal Airfield | 13-81 21 21: Electrical Room | 21-71 31 36: Communication Devices | 23-20 20 11 17 11 14: Softwood Rigid Profiles
|  |  | 11-51 11 17: Regional Airport | 13-81 21 24: Telecommunications Room | 21-71 31 36 11: Air Navigation Devices | 23-20 20 11 17 11 17: Laminated Rigid Profiles
|  |  | 11-51 11 21: International Airport | 13-81 21 27: Transformer Vault | 21-71 31 36 56: Air Communication Devices | 23-20 20 11 17 14: Heavy Timber Rigid Profiles
|  |  | 11-51 11 24: Heliport | 13-81 21 31: Elevator Shaft | 21-71 41: Space Travel | 23-20 20 11 21: Plastic Rigid Profiles
|  |  | 11-51 11 27: Extra-Atmospheric Aerospace Transportation Terminal | 13-81 21 99: Other Facility Equipment Service Spaces | 21-71 41 41: Space Vehicle Assembly Enclosures | 23-20 20 11 24: Composite Rigid Profiles
|  |  | 11-51 11 99: Other Aerospace Transportation Terminals | 13-81 31: Service Distribution Spaces | 21-71 41 42: Space Vehicle Transfer Road | 23-20 20 14: Flexible Profiles
|  |  | 11-51 21: Marine Transportation Terminals | 13-81 31 11: Power Distribution Spaces | 21-71 41 43: Launch Facilities | 23-20 20 14 11: Plastic Flexible Profiles
|  |  | 11-51 21 11: Recreational Marina | 13-81 31 11 11: Electrical Line | 21-71 41 43 11: Launch Tower | 23-20 20 14 14: Rubber Flexible Profiles
|  |  | 11-51 21 14: Commercial Pier | 13-81 31 11 14: Electrical Conduit Chamber | 21-71 41 43 31: Water Cooling Moat | 23-20 20 14 14 11: Natural Rubber Flexible Profiles
|  |  | 11-51 21 17: Industrial Pier | 13-81 31 11 17: Electrical Duct Bank | 21-71 41 43 51: Safety Devices | 23-20 20 14 14 14: Butyl Flexible Profiles
|  |  | 11-51 21 99: Other Marine Transportation Terminals | 13-81 31 11 99: Other Power Distribution Spaces | 21-71 41 47: Post-Launch Equipment | 23-20 20 14 14 17: Neoprene Flexible Profiles
|  |  | 11-51 24: Rail Transportation Terminals | 13-81 31 21: Information Signal Distribution Spaces | 21-71 41 47 11: Satellite Control Facilities | 23-20 20 14 14 21: Silicone Flexible Profiles
|  |  | 11-51 24 11: Rural Long Distance Rail Station | 13-81 31 21 11: Communications Line | 21-71 41 47 31: Telescope Enclosure Domes | 23-20 20 14 14 24: Polysulfide Flexible Profiles
|  |  | 11-51 24 14: Urban Long Distance Rail Station | 13-81 31 21 14: Communications Duct Bank | 21-71 41 47 51: Radio Signal Searching Device Construction | 23-20 20 17: Lath
|  |  | 11-51 24 17: Local Transit Station | 13-81 31 21 17: Cable Tray | 21-71 51: Transportation | 23-20 20 17 11: Gypsum Lath
|  |  | 11-51 24 99: Other Rail Transportation Terminals | 13-81 31 21 99: Other Information Signal Distribution Spaces | 21-71 51 51: Vehicles | 23-20 20 17 14: Lead-Lined Lath
|  |  | 11-51 27: Motor Vehicle Transportation Terminals | 13-81 31 31: Gas Distribution Spaces | 21-71 51 51 11: Aircraft | 23-20 20 17 17: Metal Lath
|  |  | 11-51 27 11: Long Distance Bus Station | 13-81 31 31 11: Gas Pipeline | 21-71 51 51 21: Automobiles | 23-20 20 17 21: Veneer Plaster Base Lath
|  |  | 11-51 27 14: Local Transit Bus Station | 13-81 31 31 14: Medical Gas Pipe | 21-71 51 51 31: Boats/Ships | 23-20 20 17 24: Wood Lath
|  |  | 11-51 27 17: Roadside Truck Stop | 13-81 31 31 17: Vacuum Pipe | 21-71 51 51 41: Buses | 23-20 25: Sheets: Boards: and Slabs
|  |  | 11-51 27 21: Highway Rest Stop | 13-81 31 31 21: Laboratory Gas Pipe | 21-71 51 51 51: Cable Car | 23-20 25 11: Thin Flexible Sheets
|  |  | 11-51 27 99: Other Motor Vehicle Transportation Terminals | 13-81 31 31 24: Air Supply Duct | 21-71 51 51 61: Elevated Airport Vehicles | 23-20 25 11 11: Thin Sheets
|  |  | 11-51 31: Vehicle Maintenance and Parking Facilities | 13-81 31 31 27: Air Return Duct | 21-71 51 51 71: Guided Transit Vehicles / Surface Shuttles | 23-20 25 11 11 11: Thin Metal Sheets
|  |  | 11-51 31 11: Auto Maintenance and Fueling Station | 13-81 31 31 31: Exhaust Duct | 21-71 51 53: Space Vehicles | 23-20 25 11 11 14: Thin Wood Sheets
|  |  | 11-51 31 12: Automobile Parking Facility | 13-81 31 31 34: Gas Piping Chase | 21-71 51 53 11: Spacecraft | 23-20 25 11 11 17: Building Papers
|  |  | 11-51 31 17: Rail Maintenance and Fueling Facility | 13-81 31 31 37: Mechanical Shaft | 21-71 51 53 31: Spacecraft Transfer Vehicles | 23-20 25 11 11 21: Thin Plastic Sheets
|  |  | 11-51 31 18: Rail Yard | 13-81 31 31 99: Other Gas Distribution Spaces | 21-71 51 53 51: Trains | 23-20 25 11 11 24: Thin Rubber Sheets
|  |  | 11-51 31 21: Airplane Maintenance and Fueling Facility | 13-81 31 41: Liquid Distribution Spaces | 21-71 51 57: Funicular Elements | 23-20 25 11 14: Textiles
|  |  | 11-51 31 24: Boat Maintenance and Fueling Dry Docks | 13-81 31 41 11: Oil Pipeline | 21-71 51 57 11: Surface Tramway | 23-20 25 11 17: Mesh for General Use
|  |  | 11-51 31 99: Other Vehicle Maintenance and Parking Facilities | 13-81 31 41 14: Water Pipeline | 21-71 51 57 21: Aerial Tramway | 23-20 25 14: Rigid Sheets: Slabs: Plates
|  |  | 11-52: Transportation Routes | 13-81 31 41 17: Chilled Water Pipe | 21-71 51 57 31: Ski Tow - Closed Cabin | 23-20 25 14 11: Solid Sheets
|  |  | 11-52 11: Roadways | 13-81 31 41 21: Hot Water Pipe | 21-71 51 57 41: Ski Tow - Open | 23-20 25 14 11 11: Solid Stone Sheets
|  |  | 11-52 11 11: Alley | 13-81 31 41 24: Special Water Pipe | 21-71 51 57 51: Ski Tow Cabin | 23-20 25 14 11 14: Solid Cementitious Sheets
|  |  | 11-52 11 14: Driveway | 13-81 31 41 27: Liquid Pipe Chase | 21-71 51 57 61: Operated River Crossing Raft | 23-20 25 14 11 17: Solid Mineral Sheets
|  |  | 11-52 11 17: Street | 13-81 31 41 99: Other Liquid Distribution Spaces | 21-71 61: Utilities | 23-20 25 14 11 21: Solid Glass Sheets
|  |  | 11-52 11 24: Collector | 13-81 31 99: Other Service Distribution Spaces | 21-71 61 61: Water Wells | 23-20 25 14 11 24: Solid Metal Sheets
|  |  | 11-52 11 27: Arterial Roadway | 13-81 99: Other Facility Service Spaces | 21-71 61 61 11: Excavated Wells | 23-20 25 14 11 27: Solid Wood-Based Sheets
|  |  | 11-52 11 28: County Highway | 13-85: Circulation Spaces | 21-71 61 61 31: Drilled Wells | 23-20 25 14 11 31: Solid Plastic Sheets
|  |  | 11-52 11 31: State or Provincial Highway | 13-85 11: Horizontal Circulation Spaces | 21-71 61 62: Water Distribution | 23-20 25 14 14: Hollow Core Sheets
|  |  | 11-52 11 34: Beltway | 13-85 11 11: Corridor | 21-71 61 62 11: Below Grade | 23-20 25 14 14 11: Wood-Based Hollow Core Sheets
|  |  | 11-52 11 37: Interstate Highway | 13-85 11 17: Aisle | 21-71 61 62 51: Above Grade Viaduct | 23-20 25 14 14 14: Mineral Hollow Core Sheets
|  |  | 11-52 11 99: Other Roadways | 13-85 11 21: Mall | 21-71 61 63: Sanitary Sewer Utility | 23-20 25 14 14 17: Metal Hollow Core Sheets
|  |  | 11-52 21: Railways | 13-85 11 24: Concourse | 21-71 61 64: Storm Sewer Utility | 23-20 25 14 14 21: Plastic Hollow Core Sheets
|  |  | 11-52 21 11: Heavy Railway | 13-85 11 27: Breezeway | 21-71 61 65: Fuel Utility Distribution | 23-20 25 17: Gratings
|  |  | 11-52 21 14: Light Railway | 13-85 11 31: Jet Way | 21-71 61 65 11: Tank Fuel Storage | 23-20 25 21: Blankets: Quilts
|  |  | 11-52 21 17: High Speed Railway | 13-85 11 37: Moving Walkway | 21-71 61 65 21: Pressurized Cylinders | 23-20 30: Blocks and Bricks
|  |  | 11-52 21 21: Monorail | 13-85 11 99: Other Horizontal Circulation Spaces | 21-71 61 65 31: Piping | 23-20 30 11: Blocks
|  |  | 11-52 21 24: Magnetic Levitation Railway | 13-85 21: Vertical Circulation Spaces | 21-71 61 66: Heating and Cooling Utility Distribution | 23-20 30 11 11: Concrete Masonry Units
|  |  | 11-52 21 99: Other Railways | 13-85 21 11: Stairway | 21-71 61 67: Electrical Power Distribution | 23-20 30 11 11 11: Concrete Block
|  |  | 11-52 24: Bridges | 13-85 21 14: Egress Stairway | 21-71 61 68: Communication Utility Distribution | 23-20 30 11 11 14: Exposed Aggregate Concrete Masonry Units
|  |  | 11-52 24 11: Vehicular Bridge | 13-85 21 17: Ceremonial Stairway | 21-71 71: Water-Related Construction | 23-20 30 11 11 17: Fluted Concrete Masonry Units
|  |  | 11-52 24 14: Rail Bridge | 13-85 21 19: Escalator | 21-71 71 71: Coastal Construction | 23-20 30 11 11 21: Interlocking Concrete Masonry Units
|  |  | 11-52 24 17: Pedestrian Bridge | 13-85 21 21: Ramp | 21-71 71 72: Waterway Construction | 23-20 30 11 11 24: Molded-Face Concrete Masonry Units
|  |  | 11-52 24 99: Other Bridges | 13-85 21 24: Stair and Ramp Combination | 21-71 71 73: Marine Construction | 23-20 30 11 11 27: Prefaced Concrete Masonry Units
|  |  | 11-90: Mixed-Use Facilities | 13-85 21 27: Elevator Cab | 21-71 71 74: Underwater Construction | 23-20 30 11 11 31: Preinsulated Concrete Masonry Units
|  |  |  | 13-85 21 31: Dumbwaiter | 21-81: Specialty Equipment | 23-20 30 11 11 34: Sound-Absorbing Concrete Masonry Units
|  |  |  | 13-85 21 99: Other Vertical Circulation Spaces | 21-81 11: Chemical: Biological: and Metallurgical Equipment | 23-20 30 11 11 37: Split-Face Concrete Masonry Units
|  |  |  | 13-85 31: Transitional Circulation Spaces | 21-81 11 11: Chemical Conveyance Equipment | 23-20 30 11 14: Calcium Silicate Masonry Units
|  |  |  | 13-85 31 11: Entry Vestibule | 21-81 11 11 11: React Pipe Conveyance Equipment | 23-20 30 11 17: Glass Masonry Units
|  |  |  | 13-85 31 14: Entry Lobby | 21-81 11 11 14: Distill / Separate Pipe Conveyance Equipment | 23-20 30 11 21: Adobe Masonry Units
|  |  |  | 13-85 31 17: Elevator Lobby | 21-81 11 11 17: Wash Pipe Conveyance Equipment | 23-20 30 11 24: Clay Masonry Units
|  |  |  | 13-85 31 21: Landing | 21-81 11 11 21: Absorb Pipe Conveyance Equipment | 23-20 30 11 24 11: Common Brick
|  |  |  | 13-85 31 24: Anteroom | 21-81 11 11 24: Evaporate Pipe Conveyance Equipment | 23-20 30 11 24 14: Face Brick
|  |  |  | 13-85 31 27: Air Lock | 21-81 11 11 27: Crystallize Pipe Conveyance Equipment | 23-20 30 11 24 17: Fire Brick
|  |  |  | 13-85 31 99: Other Transitional Circulation Spaces | 21-81 11 11 31: Hydro-treat Pipe Conveyance Equipment | 23-20 30 11 24 21: Glazed Brick
|  |  |  | 13-85 41: Specialty Circulation Spaces | 21-81 11 11 34: Reform Pipe Conveyance Equipment | 23-20 30 11 24 24: Ceramic Glazed Clay Masonry Units
|  |  |  | 13-85 41 11: Means of Egress | 21-81 11 11 37: Crack Pipe Conveyance Equipment | 23-20 30 11 24 27: Clay Tile
|  |  |  | 13-85 41 14: Accessible Route | 21-81 11 11 41: Blend Pipe Conveyance Equipment | 23-20 30 11 24 31: Structural Clay Tile
|  |  |  | 13-85 41 17: Hub Room | 21-81 11 11 44: Isomerize Pipe Conveyance Equipment | 23-20 30 11 24 34: Clay Flue Lining
|  |  |  | 13-85 41 99: Other Specialty Circulation Spaces | 21-81 11 11 47: Alkylate Pipe Conveyance Equipment | 23-20 30 11 24 37: Terra Cotta
|  |  |  | 13-91: Travel Spaces | 21-81 11 12: Biological Conveyance Equipment | 23-20 30 14: Masonry Anchorage and Reinforcement
|  |  |  | 13-91 11: Vehicular Travel Spaces | 21-81 11 12 11: Ferment Pipe Conveyance Equipment | 23-20 30 14 11: Masonry Reinforcing
|  |  |  | 13-91 11 11: Ground Vehicular Travel Spaces | 21-81 11 12 21: Digest Pipe Conveyance Equipment | 23-20 30 14 11 11: Continuous Joint Reinforcing
|  |  |  | 13-91 11 11 11: Highway | 21-81 11 13: Metallurgical Conveyance Equipment | 23-20 30 14 11 14: Reinforcing Bars
|  |  |  | 13-91 11 11 14: Causeway | 21-81 11 13 11: Smelt / Melt Conveyance Equipment | 23-20 30 14 14: Masonry Ties
|  |  |  | 13-91 11 11 21: Street | 21-81 11 13 21: Refine Conveyance Equipment | 23-20 30 14 14 11: Flexible Masonry Ties
|  |  |  | 13-91 11 11 24: Alley | 21-81 11 13 31: Coke Conveyance Equipment | 23-20 30 14 14 14: Masonry Veneer Ties
|  |  |  | 13-91 11 11 27: Driveway | 21-81 21: Thermal and Combustion Equipment | 23-20 30 14 14 17: Rigid Masonry Ties
|  |  |  | 13-91 11 11 31: Drop-Off Area | 21-81 21 21: Heat Exchange Equipment | 23-20 30 14 17: Masonry Anchors
|  |  |  | 13-91 11 11 33: Loading Dock | 21-81 21 22: Boiler and Furnace Equipment | 23-20 30 14 17 11: Masonry Veneer Anchors
|  |  |  | 13-91 11 11 34: Entrance/Exit Ramp | 21-81 21 23: Oven: Heater and Roaster Equipment | 23-20 30 14 17 14: Stone Masonry Anchors
|  |  |  | 13-91 11 11 37: Bridge | 21-81 21 24: Kiln Equipment | 23-20 30 17: Special Profiles for Masonry
|  |  |  | 13-91 11 21: Aerial Vehicular Travel Spaces | 21-81 21 25: Incinerate Devices | 23-20 30 17 11: Special Masonry Shapes
|  |  |  | 13-91 11 21 11: Airport Apron | 21-81 21 26: Chill/Refrigerate Equipment | 23-20 30 17 14: Masonry Sills and Thresholds
|  |  |  | 13-91 11 21 14: Taxiway | 21-81 21 27: Freeze Dry Equipment | 23-20 30 17 17: Masonry Moldings
|  |  |  | 13-91 11 21 17: Runway | 21-81 21 28: Sterilize Equipment | 23-20 30 17 21: Masonry Copings
|  |  |  | 13-91 11 21 21: Airway | 21-81 31: Power and Motive Equipment | 23-20 30 17 24: Masonry Quoins
|  |  |  | 13-91 11 31: Water Vehicular Travel Spaces | 21-81 31 31: Electrical Power Generation | 23-20 30 17 27: Masonry Cornices
|  |  |  | 13-91 11 31 11: Waterway | 21-81 31 31 11: Water Source Generating Equipment | 23-20 30 21: Structural Support for Masonry
|  |  |  | 13-91 11 31 14: Channel | 21-81 31 31 21: Combustion Equipment | 23-20 30 21 11: Lintels
|  |  |  | 13-91 11 31 17: Canal | 21-81 31 31 31: Solar Equipment | 23-20 30 21 11 11: Lintel Former Units
|  |  |  | 13-91 11 31 21: Bay | 21-81 31 31 41: Wind Equipment | 23-20 30 21 14: Wall Connectors and Starters
|  |  |  | 13-91 11 31 24: Dock | 21-81 31 31 51: Nuclear Reactor | 23-20 30 21 17: Supports for Masonry
|  |  |  | 13-91 11 99: Other Vehicular Travel Spaces | 21-81 31 32: Air/Gas Power Generation | 23-20 30 21 17 11: Masonry Angles
|  |  |  | 13-91 21: Pedestrian Travel Spaces | 21-81 31 32 11: Fan/Blower Equipment | 23-20 30 21 17 11 11: Masonry Shelf Angles
|  |  |  | 13-91 21 11: Sidewalk | 21-81 31 32 21: Exhauster Equipment | 23-20 30 21 17 14: Gussets
|  |  |  | 13-91 21 14: Pedestrian Way | 21-81 31 32 31: Vacuum Equipment | 23-20 30 24: Ancillary Products for Masonry
|  |  |  | 13-91 21 17: Footpath | 21-81 31 32 41: Compression Equipment | 23-20 30 24 11: Embedded Flashing
|  |  |  | 13-91 21 21: Trail | 21-81 31 33: Fluid Power Generation | 23-20 30 24 14: Cavity Closers
|  |  |  | 13-91 21 24: Gangway | 21-81 31 33 11: Gravity Equipment | 23-20 30 24 17: Cavity Weep and Ventilation Units
|  |  |  | 13-91 21 99: Other Pedestrian Travel Spaces | 21-81 31 33 21: Pump Equipment | 23-20 30 24 17 11: Weeps
[5 empty] | 21-81 31 34: Engines/Drivers | 23-20 30 24 17 14: Cavity Vents
[5 empty] | 21-81 31 34 11: Pneumatic Motors | 23-20 30 24 17 17: Drainage Material
[5 empty] | 21-81 31 34 21: Electrical Motors | 23-20 30 24 21: Joint Materials
[5 empty] | 21-81 31 34 31: Turbines | 23-20 30 24 21 11: Control Joints
[5 empty] | 21-81 41: Process Equipment | 23-20 30 24 21 14: Expansion Joints
[5 empty] | 21-81 41 41: Gas: Fume and Particulate Treatment Equipment | 23-20 30 24 24: Airbricks
[5 empty] | 21-81 41 41 11: Adsorb Equipment | 23-20 40: Mechanical Fasteners: Adhesives: and Sealants
[5 empty] | 21-81 41 41 15: Desiccate Equipment | 23-20 40 11: Mechanical Fasteners
[5 empty] | 21-81 41 41 21: Cyclone Equipment | 23-20 40 11 11: Cast-In Anchorages
[5 empty] | 21-81 41 41 26: Filter Equipment | 23-20 40 11 11 11: Rail Anchors
[5 empty] | 21-81 41 41 31: Condensor Equipment | 23-20 40 11 11 14: Screw Cases
[5 empty] | 21-81 41 41 35: Scrubber Equipment | 23-20 40 11 11 17: Anchor Blocks
[5 empty] | 21-81 41 41 41: Eject/E-duct Equipment | 23-20 40 11 11 21: Inserts
[5 empty] | 21-81 41 41 45: Vent Equipment | 23-20 40 11 11 21 11: Adjustable Wedge
[5 empty] | 21-81 41 41 51: Stack Equipment | 23-20 40 11 11 21 14: Adjustable Box
[5 empty] | 21-81 41 41 55: Flare Equipment | 23-20 40 11 11 21 17: Threaded
[5 empty] | 21-81 41 41 61: Flame Arrest Equipment | 23-20 40 11 11 24: Dovetail Slots
[5 empty] | 21-81 41 42: Reduction Process | 23-20 40 11 14: Multi-Purpose Mechanical Fasteners
[5 empty] | 21-81 41 42 11: Break Equipment | 23-20 40 11 14 11: Plugs
[5 empty] | 21-81 41 42 16: Pulverize Equipment | 23-20 40 11 14 14: Staples
[5 empty] | 21-81 41 42 21: Crush Equipment | 23-20 40 11 14 17: Nails
[5 empty] | 21-81 41 42 26: Grind Equipment | 23-20 40 11 14 21: Rivets
[5 empty] | 21-81 41 42 31: Mill Equipment | 23-20 40 11 14 24: Screws
[5 empty] | 21-81 41 42 36: Cut Equipment | 23-20 40 11 14 27: Bolts and Nuts
[5 empty] | 21-81 41 42 41: Chip Equipment | 23-20 40 11 14 31: Threaded Rods and Nuts
[5 empty] | 21-81 41 42 46: Flake Equipment | 23-20 40 11 14 34: Bandings
[5 empty] | 21-81 41 42 51: Shred Equipment | 23-20 40 11 17: Structural Mechanical Fasteners in Hardened Concrete and Masonry
[5 empty] | 21-81 41 42 56: Split Equipment | 23-20 40 11 17 11: Expansion Anchors
[5 empty] | 21-81 41 43: Separation Process | 23-20 40 11 17 14: Undercut Anchors
[5 empty] | 21-81 41 43 11: Filter Equipment | 23-20 40 11 17 17: Bonded Anchors
[5 empty] | 21-81 41 43 16: Strain Equipment | 23-20 40 11 21: Mechanical Fasteners for Metal Structures
[5 empty] | 21-81 41 43 21: Sieve Equipment | 23-20 40 11 24: Mechanical Fasteners for Wood Structures
[5 empty] | 21-81 41 43 26: Wash Equipment | 23-20 40 11 24 11: Nail Plates
[5 empty] | 21-81 41 43 31: Centrifuge Equipment | 23-20 40 11 24 14: Wood Connectors
[5 empty] | 21-81 41 43 36: Flotation Equipment | 23-20 40 11 24 17: Framing Anchors
[5 empty] | 21-81 41 43 41: Sort Equipment | 23-20 40 14: Welded Joint Products
[5 empty] | 21-81 41 43 46: Separate Equipment | 23-20 40 14 11: Soldering Products
[5 empty] | 21-81 41 43 51: De-aerate/De-gas Equipment | 23-20 40 14 14: Brazing Products
[5 empty] | 21-81 41 43 56: Settling Equipment | 23-20 40 14 17: Welding Products
[5 empty] | 21-81 41 44: Mix and Blend Equipment | 23-20 14 17: Adhesives
[5 empty] | 21-81 41 44 11: Mix Equipment | 23-20 14 17 11: Natural Adhesives and Glues
[5 empty] | 21-81 41 44 26: Stir Equipment | 23-20 14 17 14: Synthetic Adhesives
[5 empty] | 21-81 41 44 21: Kneed Equipment | 23-20 14 21: General Purpose Tape
[5 empty] | 21-81 41 44 26: Agitate Equipment | 23-20 14 24: Joint Fillers: Sealants: and Mastics
[5 empty] | 21-81 41 44 31: Slake Equipment | 23-20 14 24 11: Joint Fillers
[5 empty] | 21-81 41 44 36: Blend Equipment | 23-20 14 24 11 11: Backer Rods
[5 empty] | 21-81 41 44 41: Compound Equipment | 23-20 14 24 14: Putties
[5 empty] | 21-81 41 44 46: Aerate Equipment | 23-20 14 24 17: Construction Sealants
[5 empty] | 21-81 41 44 51: Inject Equipment | 23-20 14 24 17 11: Elastomeric Construction Sealants
[5 empty] | 21-81 41 45: Shaping Process Equipment | 23-20 14 24 17 14: Rigid Construction Sealants
[5 empty] | 21-81 41 45 11: Pelletize Equipment | 23-20 14 24 17 17: Sanitary Construction Sealants
[5 empty] | 21-81 41 45 16: Spin Equipment | 23-20 14 24 17 21: Chemical-Resistant Construction Sealants
[5 empty] | 21-81 41 45 21: Extrude Equipment | 23-20 14 24 17 24: Water-Immersed Construction Sealants
[5 empty] | 21-81 41 45 26: Pulltrude Equipment | 23-20 14 24 21: Preformed Joint Seals
[5 empty] | 21-81 41 45 31: Compact Equipment | 23-20 14 24 21 11: Compression Seals
[5 empty] | 21-81 41 45 36: Tablet Equipment | 23-20 14 24 21 14: Joint Gaskets
[5 empty] | 21-81 41 45 41: Roll Equipment | 23-20 14 27: Ropes: Wires: and Cables
[5 empty] | 21-81 41 46: Web Equipment | 23-20 14 27 11: Ropes
[5 empty] | 21-81 41 46 11: Conversion Equipment | 23-20 14 27 14: Wires
[5 empty] | 21-81 41 46 11 11: Screen Equipment | 23-20 14 27 17: Cables
[5 empty] | 21-81 41 46 11 12: Extrude Equipment | 23-20 50: Thermal and Moisture Protective Products
[5 empty] | 21-81 41 46 11 13: Roll Coat Equipment | 23-20 50 11: Fireproofing
[5 empty] | 21-81 41 46 11 14: Cast Equipment | 23-20 50 11 11: Board Fireproofing
[5 empty] | 21-81 41 46 21: Preparation/Treatment Equipment | 23-20 50 11 11 11: Calcium Silicate Board Fireproofing
[5 empty] | 21-81 41 46 21 21: Clean Equipment | 23-20 50 11 11 14: Slag FiberBoard Fireproofing
[5 empty] | 21-81 41 46 21 22: Heat Treat Equipment | 23-20 50 11 14: Blanket Fireproofing
[5 empty] | 21-81 41 46 21 23: Sanitize/Sterilize Equipment | 23-20 50 11 14 11: Smoke Containment Barriers
[5 empty] | 21-81 41 46 21 24: Neutralize Equipment | 23-20 50 11 17: Fireproofing Coatings
[5 empty] | 21-81 41 46 21 25: Electrostatic Equipment | 23-20 50 11 17 11: Cement Aggregate Fireproofing
[5 empty] | 21-81 41 46 21 26: Texturize Equipment | 23-20 50 11 17 14: Cementitious Fireproofing
[5 empty] | 21-81 41 46 21 27: Vulcanize Equipment | 23-20 50 11 17 17: Foamed Magnesium Oxychloride Fireproofing
[5 empty] | 21-81 41 46 21 28: Passivate Equipment | 23-20 50 11 17 21: Intumescent Mastic Fireproofing
[5 empty] | 21-81 41 46 21 29: Anneal Equipment | 23-20 50 11 17 24: Magnesium Cement Fireproofing
[5 empty] | 21-81 41 46 21 31: Pickle Equipment | 23-20 50 11 17 27: Mineral Fiber Cementitious Fireproofing
[5 empty] | 21-81 41 46 21 32: Cure Equipment | 23-20 50 11 17 31: Miner Fiber Fireproofing
[5 empty] | 21-81 41 46 21 33: Temper Equipment | 23-20 50 14: Firestopping
[5 empty] | 21-81 41 46 41: Coat/Plate Equipment | 23-20 50 14 11: Penetrations Firestopping
[5 empty] | 21-81 41 46 51: Dimensional Equipment | 23-20 50 14 11 11: Annular Space Protection
[5 empty] | 21-81 41 46 51 51: Stretch Equipment | 23-20 50 14 11 14: Fire Resistant Joint Sealants
[5 empty] | 21-81 41 46 51 52: Tent Equipment | 23-20 50 14 11 17: Firestopping Foams
[5 empty] | 21-81 41 46 51 53: Roll Equipment | 23-20 50 14 11 17 11: Intumescent Firestopping Foams
[5 empty] | 21-81 41 46 51 54: Calendar Equipment | 23-20 50 14 11 17 14: Silicone Firestopping Foams
[5 empty] | 21-81 41 46 61: Dry Process Equipment | 23-20 50 14 11 21: Firestopping Mortars
[5 empty] | 21-81 41 46 71: Finish and Trim Equipment | 23-20 50 14 11 24: Firestopping Pillows
[5 empty] | 21-81 41 46 71 71: Wind/unwind Equipment | 23-20 50 14 11 27: Thermal Barriers for Plastics
[5 empty] | 21-81 41 46 71 72: Slit Equipment | 23-20 50 14 14: Fire-Safing
[5 empty] | 21-81 41 46 71 73: Chop Equipment | 23-20 50 14 14 11: Fibrous Blankets
[5 empty] | 21-81 41 46 71 74: Cut Equipment | 23-20 50 14 14 14: Fire-Safing Sealants
[5 empty] | 21-81 41 46 71 75: Perforate Equipment | 23-20 50 14 14 17: Fire-Safing Clip Anchors
[5 empty] | 21-81 41 46 71 76: Spool Equipment | 23-20 50 17: Dampproofings
[5 empty] | 21-81 51: Fluid Treatment Equipment | 23-20 50 17 11: Dampproofing Membranes
[5 empty] | 21-81 51 51: Potable Water Treatment Equipment | 23-20 50 17 14: Dampproofing Coatings
[5 empty] | 21-81 51 51 11: Potable Water Treatment Equipment | 23-20 50 17 14 11: Bituminous Dampproofing Coatings
[5 empty] | 21-81 51 51 16: Potable Water Pump Equipment | 23-20 50 17 14 14: Cementitious Dampproofing Coatings
[5 empty] | 21-81 51 51 21: Potable Water Mixer and Flocculator Equipment | 23-20 50 21: Waterproofing
[5 empty] | 21-81 51 51 26: Potable Water Clarifying Equipment | 23-20 50 21 11: Built-Up Bituminous Waterproofing
[5 empty] | 21-81 51 51 31: Potable Water Filtering Equipment | 23-20 50 21 14: Sheet Waterproofing
[5 empty] | 21-81 51 51 36: Potable Water Aeration Equipment | 23-20 50 21 14 11: Bituminous Sheet Waterproofing
[5 empty] | 21-81 51 51 41: Potable Water Chemical Feed Equipment | 23-20 50 21 14 14: Elastomeric Sheet Waterproofing
[5 empty] | 21-81 51 51 46: Water Softening Equipment | 23-20 50 21 14 17: Modified Bituminous Sheet Waterproofing
[5 empty] | 21-81 51 51 51: Potable Water Disinfectant Feed Equipment | 23-20 50 21 14 21: Thermoplastic Sheet Waterproofing
[5 empty] | 21-81 51 51 56: Potable Water Fluoridation Equipment | 23-20 50 21 17: Fluid-Applied Waterproofing
[5 empty] | 21-81 51 51 61: Potable Water Taste and Odor Equipment | 23-20 50 21 17 11: Hot-Applied Rubberized Asphalt
[5 empty] | 21-81 51 52: Wastewater Treatment Equipment | 23-20 50 21 21: Sheet Metal Waterproofing
[5 empty] | 21-81 51 52 11: Wastewater Pump Station Equipment | 23-20 50 21 24: Cementitious and Reactive Waterproofing
[5 empty] | 21-81 51 52 16: Wastewater Sewer Piping Equipment | 23-20 50 21 24 11: Acrylic Modified Cement Waterproofing
[5 empty] | 21-81 51 52 21: Wastewater Tank Equipment | 23-20 50 21 24 14: Crystalline Waterproofing
[5 empty] | 21-81 51 52 26: Wastewater Screening Equipment | 23-20 50 21 24 17: Metal Oxide Waterproofing
[5 empty] | 21-81 51 52 31: Wastewater Chemical Addition Equipment | 23-20 50 21 27: Bentonite Waterproofing
[5 empty] | 21-81 51 52 36: Wastewater Comminutors Equipment | 23-20 50 21 27 11: Bentonite Panel Waterproofing
[5 empty] | 21-81 51 52 41: Wastewater Aeration and Flocculation Equipment | 23-20 50 21 27 14: Bentonite Sheet Waterproofing
[5 empty] | 21-81 51 52 46: Wastewater Flow Equalization Equipment | 23-20 50 21 31: Waterproof Traffic Coatings
[5 empty] | 21-81 51 52 51: Wastewater Flow Splinter Unit Equipment | 23-20 50 21 31 11: Pedestrian Waterproof Traffic Coatings
[5 empty] | 21-81 51 52 56: Wastewater Disinfection Equipment | 23-20 50 21 31 14: Vehicular Waterproof Traffic Coatings
[5 empty] | 21-81 51 52 61: Wastewater Sludge Removal Equipment | 23-20 50 24: Thermal Insulation
[5 empty] | 21-81 51 53: Storm Water Treatment Equipment | 23-20 50 24 11: Slab and Board Thermal Insulation
[5 empty] | 21-81 51 53 11: Storm Water Swale Equipment | 23-20 50 24 11 11: Polystyrene Slab and Board Thermal Insulation
[5 empty] | 21-81 51 53 16: Storm Water Inlet Equipment | 23-20 50 24 11 11 11: Expanded Polystyrene Slab and Board Thermal Insulation
[5 empty] | 21-81 51 53 21: Storm Water Culvert Equipment | 23-20 50 24 11 11 14: Extruded Polystyrene Slab and Board Thermal Insulation
[5 empty] | 21-81 51 53 26: Storm Water Headwall Equipment | 23-20 50 24 11 14: Urethane Slab and Board Thermal Insulation
[5 empty] | 21-81 51 53 31: Storm Water Outlet Protection Equipment | 23-20 50 24 11 17: Perlite Slab and Board Thermal Insulation
[5 empty] | 21-81 51 53 36: Storm Water Infiltration Equipment | 23-20 50 24 11 21: Fiberglass Slab and Board Thermal Insulation
[5 empty] | 21-81 51 53 41: Above-Ground Storm Water Storage Equipment | 23-20 50 24 14: Blanket Thermal Insulation
[5 empty] | 21-81 51 53 46: Underground Storm Water Storage Equipment | 23-20 50 24 14 11: Fiberglass Blanket Thermal Insulation
[5 empty] | 21-81 51 54: Fluid Waste Treatment Equipment | 23-20 50 24 14 14: Rock Wool Blanket Thermal Insulation
[5 empty] | 21-81 51 54 11: Fluid Treatment Equipment | 23-20 50 24 17: Thermal Insulation Coatings
[5 empty] | 21-81 51 54 14: Filter Underdrains and Media Equipment | 23-20 50 24 17 11: Sprayed Thermal Insulation Coatings
[5 empty] | 21-81 51 54 17: Fluid Waste Digester Covers and Appurtenances | 23-20 50 24 17 11 11: Sprayed Cellulose Thermal Insulation Coatings
[5 empty] | 21-81 51 54 21: Fluid Waste Oxygenation Equipment | 23-20 50 24 21: Loose Fill Thermal Insulation
[5 empty] | 21-81 51 54 24: Sludge Conditioning Equipment | 23-20 50 24 21 11: Granular Fill Thermal Insulation
[5 empty] | 21-81 51 54 27: Fluid Waste Treatment Equipment | 23-20 50 27: Sound Isolation Insulation
[5 empty] | 21-81 51 54 31: Fluid Waste Pump Equipment | 23-20 50 27 11: Slab and Board Sound Isolation Insulation
[5 empty] | 21-81 51 54 34: Grit Collection Equipment | 23-20 50 27 14: Fiberglass Slab and Board Sound Isolation Insulation
[5 empty] | 21-81 51 54 37: Fluid Waste Screen and Grind Equipment | 23-20 50 27 17: Blanket Sound Isolation Insulation
[5 empty] | 21-81 51 54 41: Sedimentation Tank Equipment | 23-20 50 27 17 11: Fiberglass Blanket Sound Isolation Insulation
[5 empty] | 21-81 51 54 44: Fluid Waste Scum Removal Equipment | 23-20 50 27 17 14: Rock Wool Blanket Sound Isolation Insulation
[5 empty] | 21-81 51 54 47: Fluid Waste Chemical Equipment | 23-20 50 27 21: Sound Isolation Coatings
[5 empty] | 21-81 51 54 51: Sludge Handling and Treatment Equipment | 23-20 50 27 24: Sound Isolation Loose Fills
[5 empty] | 21-81 51 54 54: Filter Press Equipment | 23-20 50 27 24 11: Granular Sound Isolation Loose Fills
[5 empty] | 21-81 51 54 57: Trickling Filter Equipment | 23-20 50 31: Protective Products
[5 empty] | 21-81 51 54 61: Fluid Waste Compressor Equipment | 23-20 50 31 11: Products for Prevention of Biological Damage
[5 empty] | 21-81 51 54 64: Fluid Waste Aeration Equipment | 23-20 50 31 11 11: Coatings for Prevention of Biological Damage
[5 empty] | 21-81 51 54 67: Sludge Digestion Equipment | 23-20 50 31 14: Products for Prevention of Chemical Damage
[5 empty] | 21-81 51 54 71: Digester Mixing Equipment | 23-20 50 31 14 11: Tiles and Slabs for Prevention of Chemical Damage
[5 empty] | 21-81 61: Measurement and Control Equipment | 23-20 50 31 14 14: Sheets for Prevention of Chemical Damage
[5 empty] | 21-81 61 61: Structural Measurement and Control Equipment | 23-20 50 31 14 17: Coatings for Prevention of Chemical Damage
[5 empty] | 21-81 61 61 11: Movement Measurement and Control Equipment | 23-20 50 31 17: Products for Prevention of Abrasive Wear
[5 empty] | 21-81 61 61 21: Seismic Measurement and Control Equipment | 23-20 90: Maintenance Products and Chemicals for Construction
[5 empty] | 21-81 61 62: Facility Services Measurement and Control Equipment | 23-20 90 11: Cleaning and Maintenance Products
[5 empty] | 21-81 61 62 11: Water and Drainage Measurement and Control Equipment | 23-20 90 11 11: Cleaning Products
[5 empty] | 21-81 61 62 21: HVAC Measurement and Control Equipment | 23-20 90 11 14: Maintenance Products
[5 empty] | 21-81 61 62 31: Electrical Measurement and Control Equipment | 23-20 90 11 17: Combined Cleaning and Protection Products
[5 empty] | 21-81 61 62 41: Lighting Measurement and Control Equipment | 23-20 90 14: Repair Products
[5 empty] | 21-81 61 62 51: Communications Measurement and Control Equipment | 23-20 90 14 11: Concrete Restoration and Cleaning Products
[5 empty] | 21-81 61 63: Transportation Measurement and Control Equipment | 23-20 90 14 11 11: Concrete Cleaning Products
[5 empty] | 21-81 61 63 11: Conveying Monitoring and Control Equipment | 23-20 90 14 11 14: Concrete Resurfacing Products
[5 empty] | 21-81 61 63 31: Railway Monitoring and Control Equipment | 23-20 90 14 11 17: Concrete Rehabilitation Products
[5 empty] | 21-81 61 63 31: Aircraft Monitoring and Control Equipment | 23-20 90 14 14: Masonry Restoration and Cleaning Products
[5 empty] | 21-81 61 63 41: Spacecraft Monitoring and Control Equipment | 23-20 90 14 14 11: Unit Masonry Restoration Products
[5 empty] | 21-81 61 63 51: Satellite Monitoring and Control Equipment | 23-20 90 14 14 14: Stone Restoration products
[5 empty] | 21-81 61 64: Infrastructure Measurement and Control Equipment | 23-20 90 14 14 17: Unit Masonry Cleaning Products
[5 empty] | 21-81 61 64 11: Utilities Monitoring and Control Equipment | 23-20 90 14 14 21: Stone Cleaning products
[5 empty] | 21-81 61 64 41: Traffic Monitoring and Control Equipment | 23-20 90 14 17: Metal Restoration and Cleaning Products
[5 empty] | 21-81 61 64 31: Marine Monitoring and Control Equipment | 23-20 90 14 21: Wood and Plastic Restoration and Cleaning Products
[5 empty] | 21-81 61 65: Process Measurement and Control Equipment | 23-20 90 14 21 11: Wood Restoration and Cleaning Products
[5 empty] | 21-81 61 65 11: Chemical Process Monitoring and Control Equipment | 23-20 90 14 21 14: Plastic Restoration and Cleaning Products
[5 empty] | 21-81 61 65 16: Biological Process Monitoring and Control Equipment | 23-20 90 17: Chemicals for Construction
[5 empty] | 21-81 61 65 21: Metallurgical Process Monitoring and Control Equipment | 23-20 90 17 11: Solvents
[5 empty] | 21-81 61 65 26: Thermal and Combustion Processes Monitoring and Control Equipment | 23-20 90 17 14: Acids
[5 empty] | 21-81 61 65 31: Power and Motive Processes Monitoring and Control Equipment | 23-20 90 17 17: Alkalis
[5 empty] | 21-81 61 65 36: Gas Processing and Treatment Monitoring and Control Equipment | 23-20 90 17 21: Salts
[5 empty] | 21-81 61 65 41: Fume Processing and Treatment Monitoring and Control Equipment | 23-20 90 17 99: Other Construction Chemicals
[5 empty] | 21-81 61 65 46: Particulate Processing and Treatment Monitoring and Control Equipment | 23-25: Structural and Space Division Products
[5 empty] | 21-81 61 65 51: Physical Processes Monitoring and Control Equipment | 23-25 05: Foundations
[5 empty] | 21-81 61 65 56: Web Processes Monitoring and Control Equipment | 23-25 05 11: Foundation Piles
[5 empty] | 21-81 61 65 61: Manufacturing and Assembly Monitoring and Control Equipment | 23-25 05 11 11: Foundation Pile Components
[5 empty] | 21-81 61 65 66: Material Inspection Monitoring and Control Equipment | 23-25 05 11 11 11: Pile Casings (Linings)
[5 empty] | 21-81 61 65 71: Material Handling Monitoring and Control Equipment | 23-25 05 11 11 14: Cores and Mandrels
[5 empty] | 21-81 61 65 76: Material Storage Monitoring and Control Equipment | 23-25 05 11 11 17: Pile Extension Pieces
[5 empty] | 21-81 61 65 81: Fluid Treatment Monitoring and Control Equipment | 23-25 05 11 11 21: Pile Shoes
[5 empty] | 21-81 61 66: Integrated Measurement and Control Equipment | 23-25 05 11 11 24: Pile Splices
[5 empty] | 21-81 61 66 11: Measurement and Control Instruments | 23-25 05 11 11 27: Pile Caps
[5 empty] | 21-81 61 66 21: Recording Instruments | 23-25 05 11 14: Driven Piles
[5 empty] | 21-81 61 66 31: Facility Monitoring and Control Equipment | 23-25 05 11 14 11: Composite Driven Piles
[5 empty] | 21-81 61 66 41: Infrastructure Monitoring and Control Equipment | 23-25 05 11 14 14: Concrete-Filled Steel Driven Piles
[5 empty] | 21-81 71: Manufacturing and Assembly Equipment | 23-25 05 11 14 17: Precast Concrete Driven Piles
[5 empty] | 21-81 71 71: Machining Equipment | 23-25 05 11 14 21: Rolled Steel Section Driven Piles
[5 empty] | 21-81 71 71 11: Lathe Equipment | 23-25 05 11 14 24: Unfilled Tubular Steel Driven Piles
[5 empty] | 21-81 71 71 21: Planing or Shaving Equipment | 23-25 05 11 14 27: Wood Driven Piles
[5 empty] | 21-81 71 71 31: Drilling Equipment | 23-25 05 11 14 31: Sheet Driven Piles
[5 empty] | 21-81 71 71 41: Sawing or Cutting Equipment | 23-25 05 11 17: Screw Piles
[5 empty] | 21-81 71 71 51: Grinding Equipment | 23-25 05 14: Caissons: Foundation Casings
[5 empty] | 21-81 71 71 61: Milling Equipment | 23-25 05 14 11: Well Foundation Casings
[5 empty] | 21-81 71 71 71: Machining Center Equipment | 23-25 05 14 14: Caissons
[5 empty] | 21-81 71 72: Forming Equipment | 23-25 05 17: Shallow Foundations
[5 empty] | 21-81 71 72 11: Pressing Equipment | 23-25 05 17 11: Column Bases
[5 empty] | 21-81 71 72 21: Molding Equipment | 23-25 05 17 14: Grade Beams
[5 empty] | 21-81 71 72 31: Injection Equipment | 23-25 05 17 17: Strip Foundation Blocks
[5 empty] | 21-81 71 72 41: Crystallizing Equipment | 23-25 05 21: Special Foundations
[5 empty] | 21-81 71 72 99: Other Forming Equipment | 23-25 05 21 11: Controlled Modulus Columns
[5 empty] | 21-81 71 73: Fabrication Equipment | 23-25 05 21 14: Other Special Foundations
[5 empty] | 21-81 71 73 11: Welding Equipment | 23-25 10: Structural Concrete Products
[5 empty] | 21-81 71 73 16: Joining Equipment | 23-25 10 11: Structural Concrete
[5 empty] | 21-81 71 73 21: Fusing Equipment | 23-25 10 14: Ready Mixed Concrete
[5 empty] | 21-81 71 73 26: Adhering Equipment | 23-25 10 17: Permanent Formwork
[5 empty] | 21-81 71 73 31: Stitching Equipment | 23-25 10 17 11: Structural Permanent Formwork
[5 empty] | 21-81 71 73 36: Composite Fabrication Equipment | 23-25 10 17 11 11: Permanent Steel Forms
[5 empty] | 21-81 71 73 41: Laminating Equipment | 23-25 10 17 11 14: Prefabricated Stair Forms
[5 empty] | 21-81 71 73 46: Etching Equipment | 23-25 10 21: Non-Structural Permanent Formwork
[5 empty] | 21-81 71 73 51: Photo-Fabricating Equipment | 23-25 10 24: Concrete Forms
[5 empty] | 21-81 71 74: Assembly Equipment | 23-25 10 27: Reinforcement and Prestressing Components
[5 empty] | 21-81 71 74 11: Manual Assembly Equipment | 23-25 10 27 11: Reinforcement Components
[5 empty] | 21-81 71 74 21: Automated Assembly Equipment | 23-25 10 27 11 11: Reinforcing Steel
[5 empty] | 21-81 71 75: Treatment Equipment | 23-25 10 27 11 14: Reinforcement Steel Mesh
[5 empty] | 21-81 71 75 11: Cleaning Equipment | 23-25 10 27 11 14 11: Welded Wire Fabric
[5 empty] | 21-81 71 75 56: Heat Treating Equipment | 23-25 10 27 11 17: Fibrous Reinforcing
[5 empty] | 21-81 71 75 21: Sanitizing/Sterilizing Equipment | 23-25 10 27 11 17 11: Steel Fibrous Reinforcing
[5 empty] | 21-81 71 75 26: Neutralizing Equipment | 23-25 10 27 11 17 14: Synthetic Fibrous Reinforcing
[5 empty] | 21-81 71 75 31: Electrostatic Equipment | 23-25 10 27 11 21: Reinforcement Couplers
[5 empty] | 21-81 71 75 36: Texturing Equipment | 23-25 10 27 11 24: Reinforcement Spacers
[5 empty] | 21-81 71 75 41: Vulcanizing Equipment | 23-25 10 27 11 27: Reinforcement Accessories
[5 empty] | 21-81 71 75 46: Passivating Equipment | 23-25 10 27 14: Prestressing Components
[5 empty] | 21-81 71 75 51: Annealing Equipment | 23-25 10 27 14 11: Stressing Tendons
[5 empty] | 21-81 71 75 56: Pickling Equipment | 23-25 10 27 14 11 11: Steel Stressing Tendons
[5 empty] | 21-81 71 76: Coating and Plating Equipment | 23-25 10 27 14 11 11 11: Steel Strand Stressing Tendons
[5 empty] | 21-81 71 76 11: Galvanizing Equipment | 23-25 10 27 14 11 11 14: Steel Wire Stressing Tendons
[5 empty] | 21-81 71 76 21: Copper Plating Equipment | 23-25 10 27 14 11 11 17: Steel Bar Stressing Tendons
[5 empty] | 21-81 71 76 31: Chrome Plating Equipment | 23-25 10 27 14 11 14: Glass Fiber
[5 empty] | 21-81 71 76 41: Terne Coating Equipment | 23-25 10 27 14 14: Steel Bars
[5 empty] | 21-81 71 77: Packaging Equipment | 23-25 10 27 14 17: Glass Fiber Tendons
[5 empty] | 21-81 71 77 11: Capping Equipment | 23-25 10 27 14 21: Prestressing Couplers
[5 empty] | 21-81 71 77 16: Box Making Equipment | 23-25 10 27 14 24: Tendon Sheathing
[5 empty] | 21-81 71 77 21: Folding/Pressing/Creasing Equipment | 23-25 10 27 14 24 11: Tendon Sheathing Ducts
[5 empty] | 21-81 71 77 26: Package Filling Equipment | 23-25 10 27 14 27: Prestressing Anchorages
[5 empty] | 21-81 71 77 31: Laminating Equipment | 23-25 10 27 17: Post-Tensioning Products
[5 empty] | 21-81 71 77 36: Sealing Equipment | 23-25 10 27 21: Complete Reinforcement Cages
[5 empty] | 21-81 71 77 41: Sewing Equipment | 23-25 10 27 24: Cast-In Jointing
[5 empty] | 21-81 71 77 46: Wrapping Equipment | 23-25 10 27 24 11: Expansion and Contraction Joints
[5 empty] | 21-81 71 77 51: Bundling Equipment | 23-25 10 27 24 14: Waterstops
[5 empty] | 21-81 71 77 56: Labeling Equipment | 23-25 20: Envelope Enclosure Products
[5 empty] | 21-81 71 77 61: Printing/Stamping Equipment | 23-25 20 11: Infill Façades
[5 empty] | 21-81 81: Material Inspection: Handling and Storage Equipment | 23-25 20 11 11: Exterior Wall Assemblies
[5 empty] | 21-81 81 81: Storage Equipment | 23-25 20 14: Glazed Façade and Roof Structures
[5 empty] | 21-81 81 81 11: Storage Bin | 23-25 20 14 11: Curtain Walls
[5 empty] | 21-81 81 81 21: Storage Silo | 23-25 20 14 11 11: Curtain Wall Components
[5 empty] | 21-81 81 81 31: Storage Hopper | 23-25 20 14 11 11 11: Curtain Wall Frames
[5 empty] | 21-81 81 81 41: Storage Tank | 23-25 20 14 11 11 14: Curtain Wall Sections
[5 empty] | 21-81 81 81 51: Storage Stack | 23-25 20 14 11 11 17: Infill Panels
[5 empty] | 21-81 81 81 61: Storage Palette | 23-25 20 14 11 14: Metal-Framed Curtain Wall
[5 empty] | 21-81 81 81 71: Storage Rack | 23-25 20 14 11 17: Translucent Wall Assemblies
[5 empty] | 21-81 81 82: Measuring Equipment | 23-25 20 14 14: Structural Glazing
[5 empty] | 21-81 81 82 11: Metering Equipment | 23-25 20 14 14 11: Structural Glass Curtain Walls
[5 empty] | 21-81 81 82 21: Weighing Equipment | 23-25 20 14 17: Suspended Glazing
[5 empty] | 21-81 81 83: Handling Equipment | 23-25 20 14 21: Patent Glazing
[5 empty] | 21-81 81 83 11: Up-Ending Equipment | 23-25 20 14 24: Screen and Storm Doors
[5 empty] | 21-81 81 83 21: Load / Unload Equipment | 23-25 20 14 24 11: Metal Screen and Storm Doors
[5 empty] | 21-81 81 83 31: Lifting Equipment | 23-25 20 14 24 14: Wood and Plastic Screen and Storm Doors
[5 empty] | 21-81 81 83 41: Shelving Equipment | 23-25 20 14 27: Glazed Roof Structures
[5 empty] | 21-81 81 83 51: Retrieving Equipment | 23-25 20 14 27 11: Sections for Glazed Roofs
[5 empty] | 21-81 81 83 61: Dispensing Equipment | 23-25 20 14 27 14: Sloped Glazing Assemblies
[5 empty] | 21-81 81 83 71: Transferring or Conveying Equipment | 23-25 20 14 27 17: Translucent Roof Assemblies
23-25 30: Structural Framing Products
23-25 30 11: Structural Frames
23-25 30 11 11: Beam-Column Frames
23-25 30 11 14: Column-Slab Frames
23-25 30 11 14 11: Columns
23-25 30 11 14 14: Beams
23-25 30 11 17: Portal Frames
23-25 30 11 21: Structural Racking
23-25 30 11 24: Structural Bearings
23-25 30 11 24 11: Roller Bearings
23-25 30 11 24 14: Slide Bearings
23-25 30 11 24 17: Rocker Bearings
23-25 30 11 24 21: Fixed Bearings
23-25 30 11 27: Vibration and Earthquake Controls
23-25 30 14: Space Frames
23-25 30 14 11: Booms: Braces
23-25 30 14 14: Couplers
23-25 30 14 17: Complete Space Frames
23-25 30 17: Geodesic Structures
23-25 30 21: Rafters: Beams: and Joists
23-25 30 21 11: Rafters: Trussed
23-25 30 21 14: Trussed Beams and Joists
23-25 30 21 14 11: Metal Joists
23-25 30 21 14 14: Composite Joist Assemblies
23-25 30 21 14 17: Metal-Web Wood Joists
23-25 30 21 14 21: Wood Trusses
23-25 30 21 14 21: Metal Trusses
23-25 30 21 17: Web Beams and Joists
23-25 30 21 17 11: Wood I Joists
23-25 30 24: Structural Walls
23-25 30 24 11: Concrete Structural Walls
23-25 30 24 14: Masonry Structural Walls
23-25 30 24 17: Wood Framed Structural Walls
23-25 30 24 21: Metal Framed Structural Walls
23-25 30 24 24: Structural Panels
23-25 30 24 24 11: Cementitious Reinforced Structural Panels
23-25 30 24 24 14: Stressed Skin Structural Panels
23-25 30 24 24 17: Structural Insulated Panels
23-25 30 24 99: Other Structural Walls
23-25 30 27: Structural Floors and Flat Roofs
23-25 30 27 11: Structural Floor Decks
23-25 30 27 11 11: Concrete Structural Floor Decks
23-25 30 27 11 14: Metal Structural Floor Decks
23-25 30 27 11 14 11: Raceway Deck Systems
23-25 30 27 11 14 14: Acoustical Metal Floor Deck
23-25 30 27 11 17: Wood Floor Decking
23-25 30 27 14: Structural Roof Decks
23-25 30 27 14 11: Concrete Structural Roof Decks
23-25 30 27 14 14: Metal Structural Roof Decks
23-25 30 27 14 14 11: Acoustical Metal Roof Deck
23-25 30 27 14 17: Wood Roof Decking
23-25 30 27 17: Structural Grating Floors
23-25 30 27 21: Balconies and Overhang Units
23-25 30 27 21 11: Balcony Components
23-25 30 27 21 11 11: Balcony Holders and Mechanical Fasteners
23-25 30 27 21 14: Concrete Balconies and Overhang Units
23-25 30 27 21 17: Metal Balconies and Overhang Units
23-25 30 27 21 21: Wood Balconies and Overhang Units
23-25 30 31: Structural Profiled Roofs
23-25 30 31 11: Prefabricated Shell Roofs
23-25 40: Space Division Products
23-25 40 11: Fixed Partitions
23-25 40 11 11: Gypsum Board Fixed Partitions
23-25 40 11 11 11: Metal-Framed Gypsum Board Fixed Partitions
23-25 40 11 11 14: Wood-Framed Gypsum Board Fixed Partitions
23-25 40 11 14: Plaster Fixed Partitions
23-25 40 11 14 11: Gypsum Plaster Fixed Partitions
23-25 40 11 14 14: Portland Cement Plaster Fixed Partitions
23-25 40 11 14 17: Metal-Framed Plaster Fixed Partitions
23-25 40 11 14 21: Wood-Framed Plaster Fixed Partitions
23-25 40 11 17: Masonry Fixed Partitions
23-25 40 14: Demountable Partitions
23-25 40 14 11: General Demountable Partitions
23-25 40 14 11 11: Demountable Partitions Component
23-25 40 14 11 11 11: Partition Frames
23-25 40 14 11 11 14: Partition Infill Panels
23-25 40 14 11 11 17: Mechanical Fasteners for Partitions
23-25 40 14 11 11 21: Joint Fillers and Tapes
23-25 40 14 11 14: Gypsum Board Demountable Partitions
23-25 40 14 11 17: Metal Demountable Partitions
23-25 40 14 11 21: Wood Demountable Partitions
23-25 40 14 14: Sanitary Partitions and Cubicles
23-25 40 14 14 11: Toilet Compartments and Urinal Screens
23-25 40 14 14 11 11: Metal Toilet Compartments and Urinal Screens
23-25 40 14 14 11 14: Plastic Laminate Toilet Compartments and Urinal Screens
23-25 40 14 14 11 17: Plastic Toilet Compartments and Urinal Screens
23-25 40 14 14 11 21: Particleboard Toilet Compartments and Urinal Screens
23-25 40 14 14 11 24: Stone Toilet Compartments and Urinal Screens
23-25 40 14 14 14: Shower and Dressing Compartments
23-25 40 14 14 14 11: Metal Shower and Dressing Compartments
23-25 40 14 14 14 14: Plastic Laminate Shower and Dressing Compartments
23-25 40 14 14 14 17: Plastic Shower and Dressing Compartments
23-25 40 14 14 14 21: Particleboard Shower and Dressing Compartments
23-25 40 14 14 14 24: Stone Shower and Dressing Compartments
23-25 40 14 14 17: Cubicles
23-25 40 14 14 17 11: Cubicle Curtains
23-25 40 14 14 17 14: Cubicle Track and Hardware
23-25 40 14 17: Storage Wall Partitions and Compartments
23-25 40 14 17 11: Wire Mesh Partitions
23-25 40 14 21: Modular Corridor Linings
23-25 40 14 24: Combined Partitions and Ceilings
23-25 40 17: Operable Partitions
23-25 40 17 11: Horizontally Sliding Partitions
23-25 40 17 14: Folding Panel Partitions
23-25 40 17 17: Accordion Folding Partitions
23-25 40 17 21: Coiling Partitions
23-25 40 17 24: Vertically Sliding Room Dividers
23-25 40 21: Fences
23-25 40 21 11: Fence Components
23-25 40 21 11 11: Fence Posts
23-25 40 21 11 14: Fencing Fabric
23-25 40 21 11 17: Fence Accessories
23-25 40 21 14: Fences by Material
23-25 40 21 14 11: Wood Fences
23-25 40 21 14 14: Metal Fences
23-25 40 21 14 17: Plastic Fences
23-25 40 21 14 21: Composite Fences
23-25 40 21 17: Fences by Type
23-25 40 21 17 11: Chain Link Fences
23-25 40 21 17 14: Wire Fences
23-25 40 21 17 17: Ornamental Fences
23-25 40 21 17 21: Post and Rail Fences
23-25 40 21 17 24: Panel Fences
23-25 40 21 21: Gates
23-25 40 21 21 11: Swinging Gates
23-25 40 21 21 14: Sliding Gates
23-25 40 21 24: Turnstiles
23-25 40 21 27: Portable Post and Railing Barriers
23-30: Openings: Passages: Protection
23-30 10: Doors
23-30 10 11: Door Components
23-30 10 11 11: Door Frames
23-30 10 11 14: Door
23-30 10 11 17: Preassembled Door and Frame Units
23-30 10 11 21: Fanlights
23-30 10 11 24: Door Sections
23-30 10 11 24 11: Structural Door Sections
23-30 10 11 24 14: Door Cladding Sections
23-30 10 11 27: Door Linings and Boards
23-30 10 11 31: Door Renovation Sets
23-30 10 11 34: Door Accessories
23-30 10 11 34 11: Peep Holes
23-30 10 11 34 14: Buffers and Stops
23-30 10 11 34 17: Mail Openings and Slots
23-30 10 11 34 21: Door Louvers and Lights
23-30 10 14: Passage Doors by Material
23-30 10 14 11: Metal Passage Doors
23-30 10 14 14: Wood Passage Doors
23-30 10 14 17: Plastic Passage Doors
23-30 10 14 21: Composite Passage Doors
23-30 10 14 24: Glazed Passage Doors
23-30 10 14 27: All-Glass Passage Doors
23-30 10 17: Doors and Grills by Method of Operation
23-30 10 17 11: Sliding Doors
23-30 10 17 14: Sliding Grills
23-30 10 17 17: Folding Doors and Grilles
23-30 10 17 17 11: Accordion Folding Doors
23-30 10 17 17 14: Accordion Folding Grilles
23-30 10 17 17 17: Folding Fire Doors
23-30 10 17 17 21: Panel Folding Doors
23-30 10 17 17 24: Bifold Doors
23-30 10 17 21: Revolving Doors
23-30 10 17 24: Balanced Doors
23-30 10 17 27: Coiling Doors
23-30 10 17 27 11: Overhead Coiling
23-30 10 17 27 14: Side Coiling
23-30 10 17 31: Vertical Lift Doors
23-30 10 17 31 11: Multi-Leaf Vertical Lift Doors
23-30 10 17 31 14: Telescoping Vertical Lift Doors
23-30 10 17 34: Telescopic Stacking Doors
23-30 10 17 37: Overhead Doors
23-30 10 17 37 11: Single-Panel Overhead Doors
23-30 10 17 37 14: Sectional Overhead Doors
23-30 10 21: Special Function Doors
23-30 10 21 11: Fire Doors
23-30 10 21 11 11: Rolling Fire Doors
23-30 10 21 11 14: Fire Shutters
23-30 10 21 11 17: Swinging Fire Doors
23-30 10 21 11 21: Temperature Rate of Rise Fire Doors
23-30 10 21 14: Security Doors
23-30 10 21 17: Controlled Environment Doors
23-30 10 21 17 11: Cold Storage Doors
23-30 10 21 17 14: Sound Control Doors
23-30 10 21 17 17: Radiation Protection Doors
23-30 10 21 17 17 11: Electromagnetic Shielding Doors
23-30 10 21 17 17 14: RF Shielding Doors
23-30 10 21 17 17 17: BO Shielding Doors
23-30 10 21 17 17 21: Radio Frequency Protection Doors
23-30 10 21 17 17 24: X-Ray Protection Doors
23-30 10 21 17 17 27: Nuclear Radiation Protection Doors
23-30 10 21 17 17 31: High Energy Magnetic Pulse Protection Doors
23-30 10 21 21: Detention Doors
23-30 10 21 24: Hanger Doors
23-30 10 21 27: Lightproof Doors
23-30 10 21 27 11: Revolving Darkroom Door
23-30 10 21 31: Traffic Doors
23-30 10 21 31 11: Flexible Traffic Doors
23-30 10 21 31 14: Flexible Strip Doors
23-30 10 21 31 17: Rigid Panel Traffic Doors
23-30 10 21 31 21: Rapid Opening Doors
23-30 10 21 34: Industrial Doors
23-30 10 21 37: Pressure-Resistant Doors
23-30 10 21 37 11: Airtight Doors
23-30 10 21 37 14: Blast-Resistant Doors
23-30 10 21 37 17: Watertight Doors
23-30 10 24: Other Doors
23-30 10 24 11: Storm Doors
23-30 10 24 14: Screen Doors
23-30 10 24 17: Other Special Purpose Doors
23-30 10 27: Access Doors and Panels
23-30 10 27 11: Trap Doors
23-30 10 27 14: Access Panels
23-30 10 27 17: Access Doors
23-30 10 27 21: Floor Hatches
23-30 10 27 24: Roof Hatches
23-30 10 27 27: Security Hatches
23-30 20: Windows
23-30 20 11: Window Components
23-30 20 11 11: Window Sections
23-30 20 11 14: Window Linings and Boards
23-30 20 11 17: Window Vents
23-30 20 14: Windows by Material
23-30 20 14 11: Metal Windows
23-30 20 14 14: Wood Windows
23-30 20 14 17: Plastic Windows
23-30 20 14 21: Composite Windows
23-30 20 17: Windows by Method of Opening
23-30 20 17 11: Fixed Windows
23-30 20 17 14: Sliding Windows
23-30 20 17 14 11: Vertical Sliding Windows
23-30 20 17 14 14: Horizontal Sliding Windows
23-30 20 17 17: Hung Windows
23-30 20 17 17 11: Single-Hung Windows
23-30 20 17 17 14: Double-Hung Windows
23-30 20 17 17 17: Triple-Hung Windows
23-30 20 17 21: Swinging Windows
23-30 20 17 21 11: Awning Windows
23-30 20 17 21 14: Casement Windows
23-30 20 17 21 17: Projected Windows
23-30 20 17 21 21: Vertical Pivoted Windows
23-30 20 17 21 24: Jalousie Windows
23-30 20 17 21 27: Jal-Awning Windows
23-30 20 21: Other Windows
23-30 20 21 11: Projecting Windows
23-30 20 21 11 11: Bay Windows
23-30 20 21 11 11 11: Angled Bay Windows
23-30 20 21 11 11 14: Box Bay Windows
23-30 20 21 11 14: Bow Windows
23-30 20 21 11 17: Garden Windows
23-30 20 21 14: Roof Windows
23-30 20 21 17: Pavement Lights
23-30 20 21 17 11: Glass Masonry Units
23-30 20 24: Special Purpose Windows
23-30 20 24 11: Detention Windows
23-30 20 24 14: Pass Windows
23-30 20 24 17: Controlled Environment Windows
23-30 20 24 17 11: Sound Control Windows
23-30 20 24 17 14: Radiation Protection Windows
23-30 20 24 17 14 11: Electromagnetic Shielding Windows
23-30 20 24 17 14 14: RF Shielding Windows
23-30 20 24 17 14 17: BO Shielding Windows
23-30 20 24 17 14 21: Radio Frequency Protection Windows
23-30 20 24 17 14 24: X-Ray Protection Windows
23-30 20 24 17 14 27: Nuclear Radiation Protection Windows
23-30 20 24 17 14 31: High Energy Magnetic Pulse Protection Windows
23-30 20 24 21: Security Windows
23-30 30: Skylights
23-30 30 11: Skylight Components
23-30 30 11 11: Skylight Hardware
23-30 30 14: Unit Skylights
23-30 30 14 11: Domed Unit Skylights
23-30 30 14 14: Pyramidal Unit Skylights
23-30 30 14 17: Vaulted Unit Skylights
23-30 30 17: Metal-Framed Skylights
23-30 30 17 11: Domed Metal-Framed Skylights
23-30 30 17 14: Motorized Metal-Framed Skylights
23-30 30 17 17: Pyramidal Metal-Framed Skylights
23-30 30 17 21: Ridge Metal-Framed Skylights
23-30 30 17 24: Vaulted Metal-Framed Skylights
23-30 30 21: Lantern Lights
23-30 30 24: Tubular Skylights
23-30 40: Hardware for Openings
23-30 40 11: Hardware for Doors
23-30 40 11 11: Rotation: Pivoting Door Gear
23-30 40 11 14: Sliding Door Gear
23-30 40 11 17: Combined Movement Door Gear
23-30 40 11 21: Door Guiding Hardware
23-30 40 11 24: Door Holding Hardware
23-30 40 11 24 11: Door Hold Open Hardware
23-30 40 11 27: Door Closing Hardware
23-30 40 11 27 11: Door Closers
23-30 40 11 27 11 11: Floor Door Closers
23-30 40 11 27 11 14: Surface Door Closers
23-30 40 11 27 11 17: Concealed Overhead Door Closers
23-30 40 11 31: Door Locking Hardware
23-30 40 11 34: Automatic Door Controls and Operators
23-30 40 11 34 11: Card Key Door Locking Hardware
23-30 40 11 34 14: Electrical Door Locking Control
23-30 40 11 34 17: Electromagnetic Door Holders
23-30 40 14: Hardware for Windows
23-30 40 14 11: Sliding Window Gear
23-30 40 14 11 11: Horizontal Sliding Window Gear
23-30 40 14 11 14: Vertical Sliding Window Gear
23-30 40 14 11 17: Sliding Projecting Window Gear
23-30 40 14 14: Horizontal Pivoting Window Gear
23-30 40 14 17: Window Tilt and Turn Gear
23-30 40 14 21: Louver Gear
23-30 40 14 24: Automatic Window Equipment
23-30 40 14 27: Window Locks
23-30 40 14 31: Window Lifts
23-30 40 14 34: Window Operators
23-30 40 17: Specialties for Openings
23-30 40 17 11: Door Specialties
23-30 40 17 14: Window Specialties
23-30 40 21: Mechanical Fasteners for Openings
23-30 40 24: Hinges and Pivots
23-30 40 24 11: Hinges
23-30 40 24 14: Pivots
23-30 40 27: Locks and Latches
23-30 40 27 11: Mortise
23-30 40 27 14: Cylindrical Latch
23-30 40 27 17: Lock Cylinders
23-30 40 27 21: Deadbolts
23-30 40 31: Handles: Knobs: Levers: and Security Bars
23-30 40 31 11: Security Devices
23-30 40 34: Weatherstripping and Seals
23-30 40 34 11: Door Weatherstripping and Seals
23-30 40 34 14: Thresholds
23-30 40 34 17: Window Weatherstripping and Seals
23-30 40 99: Other Openings Hardware
23-30 40 99 11: Door Stops
23-30 50: Glazing
23-30 50 11: Glass Glazing
23-30 50 11 11: Bent Glass
23-30 50 11 14: Chemically-Strengthened Glass
23-30 50 11 17: Coated Glass
23-30 50 11 21: Composite Glass
23-30 50 11 24: Decorative Glass
23-30 50 11 27: Fire-Rated Glass
23-30 50 11 31: Float Glass
23-30 50 11 34: Heat-Strengthened Glass
23-30 50 11 37: Impact Resistant Glass
23-30 50 11 41: Insulating Glass
23-30 50 11 44: Laminated Glass
23-30 50 11 47: Low-Emissivity Glass
23-30 50 11 51: Mirrored Glass
23-30 50 11 54: Rolled Glass
23-30 50 11 57: Spandrel Glass
23-30 50 11 61: Tempered Glass
23-30 50 11 64: Wired Glass
23-30 50 14: Plastic Glazing
23-30 50 14 11: Ballistics-Resistant Plastic Glazing
23-30 50 14 14: Decorative Plastic Glazing
23-30 50 14 17: Insulating Plastic Glazing
23-30 50 14 21: Translucent Plastic Glazing
23-30 50 14 24: Transparent Plastic Glazing
23-30 50 14 27: Mirrored Plastic Glazing
23-30 50 17: Glazing by Special Function
23-30 50 17 11: Security Glazing
23-30 50 17 14: Ballistics-Resistant Glass Glazing
23-30 50 17 17: Pressure-Resistant Glazing
23-30 50 17 21: Hurricane-Resistant Glazing
23-30 50 17 24: Radiation-Resistant Glazing
23-30 50 17 27: Transparent Mirrored Glazing
23-30 50 17 31: Cable Suspended Glazing
23-30 50 21: Glazing Components
23-30 50 21 11: Glazing Frames
23-30 50 21 14: Glazing Sections
23-30 50 21 17: Mechanical Glazing Fasteners
23-30 50 24: Glazing Accessories
23-30 50 24 11: Glazing Beads
23-30 50 24 14: Condensation Channels
23-30 50 24 17: Glazing Sealants and Tapes
23-30 50 24 21: Glazing Gaskets
23-30 50 24 24: Glazing Leading Material
23-30 50 27: Protective Films by Performance
23-30 50 27 11: Solar Control Films
23-30 50 27 14: Safety Films
23-30 50 27 17: Security Films
23-30 50 31: Glazing Sections: Blocks
23-30 50 31 11: U Sections
23-30 50 31 14: Glass Masonry Units
23-30 60: Protection of Openings
23-30 60 11: Exterior Protection of Openings
23-30 60 11 11: Projecting Screens
23-30 60 11 11 11: Canopies
23-30 60 11 11 11 11: Solid Canopies
23-30 60 11 11 11 14: Louvered Canopies
23-30 60 11 11 14: Vertical Fins
23-30 60 11 11 14 11: Solid Vertical Fins
23-30 60 11 11 14 14: Louvered Vertical Fins
23-30 60 11 11 17: Awnings
23-30 60 11 11 17 11: Manual Awnings
23-30 60 11 11 17 14: Powered Awnings
23-30 60 11 14: Exterior Shutters
23-30 60 11 14 11: Shutter Components
23-30 60 11 14 11 11: Roller Shutter Gear
23-30 60 11 14 11 14: Roller Shutter Sections
23-30 60 11 14 11 17: Roller Shutter Casings
23-30 60 11 14 14: Sliding Exterior Shutters
23-30 60 11 14 17: Swinging Exterior Shutters
23-30 60 11 14 21: Coiling Exterior Shutters
23-30 60 11 17: Exterior Louvers and Grilles
23-30 60 11 17 11: Fixed Exterior Louvers and Grilles
23-30 60 11 17 14: Roller Exterior Louvers and Grilles
23-30 60 11 17 17: Sliding Exterior Louvers and Grilles
23-30 60 11 21: Storm Panels
23-30 60 11 21 11: Demountable Storm Panels
23-30 60 11 21 14: Movable Storm Panels
23-30 60 14: Interior Window Treatment
23-30 60 14 11: Blinds
23-30 60 14 11 11: Horizontal Blinds
23-30 60 14 11 14: Vertical Blinds
23-30 60 14 11 17: Blinds Components
23-30 60 14 11 17 11: Slats
23-30 60 14 11 17 14: Vanes
23-30 60 14 11 17 17: Blinds Hardware
23-30 60 14 14: Curtains and Drapes
23-30 60 14 17: Interior Shutters
23-30 60 14 21: Shades
23-30 60 14 24: Solar-Control Films
23-30 60 17: Fire and Smoke Shutters and Curtains
23-30 60 17 11: Fire Shutters
23-30 60 17 11 11: Vertical Fire Shutters
23-30 60 17 11 14: Horizontal Fire Shutters
23-30 60 17 14: Smoke Curtains and Shutters
23-30 60 17 17: Water Spray Smoke Curtains
23-30 60 21: Insect Screens
23-30 60 21 11: Complete Insect Screens
23-30 60 21 14: Components
23-30 60 21 14 11: Frames for Insect Screens
23-30 60 21 14 14: Mesh for Insect Screens
23-30 70: Circulation and Escape
23-30 70 11: Ramps
23-30 70 14: Walkways
23-30 70 17: Ladders
23-30 70 17 11: Ladder Components
23-30 70 17 11 11: Ladder Hardware
23-30 70 17 11 14: Rungs
23-30 70 17 14: Vertical Ladders
23-30 70 17 17: Ships Ladders
23-30 70 21: Stairs
23-30 70 21 11: Stair Components
23-30 70 21 11 11: Stair Treads
23-30 70 21 11 11 11: Stair Nosings
23-30 70 21 11 11 14: Tread Coverings
23-30 70 21 11 14: Stair Railings
23-30 70 21 11 17: Stair Handrails
23-30 70 21 11 21: Stair Barrier Gates
23-30 70 21 14: Spiral Stairs
23-30 70 21 14 11: Metal Spiral Stairs
23-30 70 21 14 14: Wood Spiral Stairs
23-30 70 21 17: Retractable Stairs
23-30 70 24: Fire Escapes
23-30 70 24 11: Escape Ladders: Stairs
23-30 70 24 11 11: Fire Escapes
23-30 70 24 14: Escape Slides
23-30 70 24 17: Slings
23-30 80: Circulation Guiding and Protection
23-30 80 11: Guardrails
23-30 80 11 11: Guardrail Components
23-30 80 11 11 11: Infill Panels
23-30 80 11 11 14: Posts: Newel Posts: Pickets
23-30 80 11 11 17: Railing
23-30 80 14: Handrails
23-30 82 11: Rope Handrails
23-30 82 12: Cappings
23-30 82 13: Chain Handrails
23-30 80 17: Impact Protection
23-30 80 17 11: Impact Guard Rails
23-30 80 17 11 11: Bumper Guards
23-30 80 17 14: Corner Guards
23-30 80 17 17: Column Protectors
23-30 80 17 21: Door and Wall Protectors
23-30 80 17 21 11: Impact-Resistant Wall Protection
23-35: Covering: Cladding: and Finishes
23-35 05: Multi-Function Coverings: Claddings: Linings
23-35 05 11: Multi-Function Claddings
23-35 06 10: Roof and Wall Cladding
23-35 06 11: Siding
23-35 06 11 10: Metal Siding
23-35 06 11 20: Composition Siding
23-35 06 11 30: Mineral Fiber Cement Siding
23-35 06 11 40: Plastic Siding
23-35 06 11 50: Wood Siding
23-35 06 20: Multi-Function Linings
23-35 06 21: Roof and Wall Panels
23-35 06 21 10: Metal Roof and Wall Panels
23-35 06 21 20: Plastic Roof and Wall Panels
23-35 06 21 30: Wood Roof and Wall Panels
23-35 06 21 40: Composite Roof and Wall Panels
23-35 06 21 50: Faced Roof and Wall Panels
23-35 06 21 51: Aggregate Coated Panels
23-35 06 21 52: Porcelain Enameled Faced Panels
23-35 06 21 53: Tile Faced Panels
23-35 06 21 60: Fiber-Reinforced Cementitious Panels
23-35 06 21 61: Glass-Fiber-Reinforced Cementitious Panels
23-35 06 21 62: Miner-Fiber-Reinforced Cementitious Panels
23-35 06 22: Ceiling and Wall Panels
23-35 06 22 10: Flexible Wood Sheets
23-35 06 22 20: Acoustical Wall Treatment
23-35 06 23: Plasters
23-35 05 14: Preformed Casings
23-35 05 17: Ancillary Products for Coverings and Claddings
23-35 05 17 11: Supports for Coverings and Claddings
23-35 05 17 14: Mechanical Fasteners for Coverings and Claddings
23-35 05 17 17: Movement and Dividing Joints for Coverings and Claddings
23-35 05 17 21: Joint Coverings: Flashings: Tapes
23-35 05 17 24: Reinforcements for Coverings and Claddings
23-35 05 17 27: Trims: Edgings: Cappings
23-35 05 17 31: Spacers
23-35 05 17 34: Profile Fillers
23-35 05 17 37: Underlays: Linings: Separations
23-35 05 17 41: Beddings: Adhesives for Coverings and Claddings
23-35 05 17 44: Sealants for Coverings and Claddings
23-35 10: Wall Coverings: Claddings: Linings
23-35 10 11: Wall Cladding Sections
23-35 10 11 11: Metal Wall Cladding Sections
23-35 10 11 14: Wood Wall Cladding Sections
23-35 10 11 17: Plastics Wall Cladding Sections
23-35 10 11 99: Other Wall Cladding Sections
23-35 10 14: Wall Tiles
23-35 10 14 11: Stone: Natural and Reconstituted Wall Tiles
23-35 10 14 14: Cementitious Wall Tiles
23-35 10 14 17: Clay-Based Wall Tiles
23-35 10 14 21: Metal Wall Tiles
23-35 10 14 24: Vegetable-Based Wall Tiles
23-35 10 14 27: Plastics Wall Tiles
23-35 10 14 31: Other Wall Tiles
23-35 10 17: Wall Cladding Panels
23-35 10 17 11: Stone Facing
23-35 10 17 14: Cementitious Wall Cladding Panels
23-35 10 17 14 11: Precast Concrete Wall Cladding Panels
23-35 10 17 17: Metal Wall Cladding Panels
23-35 10 17 21: Wood-Based Wall Cladding Panels
23-35 10 17 24: Plastic Wall Cladding Panels
23-35 10 17 24 11: Plastic Blocks
23-35 10 17 99: Other Wall Cladding Panels
23-35 10 21: Wall Cladding Sheets
23-35 10 21 11: Fiber-Based Wall Cladding Sheets
23-35 10 21 14: Metal Wall Cladding Sheets
23-35 10 21 17: Plastic Wall Cladding Sheets
23-35 10 24: Wall Coverings
23-35 10 24 11: Wallpaper
23-35 10 24 14: Wall Fabrics
23-35 10 24 17: Plastic Wall Coverings
23-35 10 24 21: Cork Wall Covering
23-35 10 24 24: Vinyl-Coated Fabric Wall Covering
23-35 10 24 27: Vinyl Wall Covering
23-35 10 24 31: Wall Carpet
23-35 10 24 34: Wall Veneers
23-35 10 27: Wall Linings
23-35 10 31: Wall Finish Coatings
23-35 17 10: Renders
23-35 17 20: Acoustical Wall Finishes
23-35 10 34: Wall Specialties and Trim
23-35 10 34 11: Pilasters
23-35 10 34 14: Niches
23-35 10 34 17: Moldings
23-35 10 34 21: Renovating Wall Coverings: Claddings
23-35 10 37: Wall Finish Restoration Products
23-35 20: Roof Coverings: Claddings: Linings
23-35 20 11: Roof Shingles and Tiles
23-35 20 11 11: Roof Shingle and Tile Components
23-35 20 11 11 11: Shingles: Shakes
23-35 20 11 11 14: Slate: Tile Vents
23-35 20 11 11 17: Tile and Slate Mechanical Fasteners
23-35 20 11 11 21: Ridges: Rake Edges (Verges ): Edges
23-35 20 11 11 24: Underlayment
23-35 20 11 14: Roof Tiles
23-35 20 11 14 11: Clay
23-35 20 11 14 14: Concrete
23-35 20 11 14 17: Metal
23-35 20 11 14 21: Mineral Fiber Cement
23-35 20 11 14 24: Plastic
23-35 20 11 17: Slates
23-35 20 11 21: Natural Stone Roofing
23-35 20 11 24: Roof Shingles
23-35 20 11 24 11: Asphalt Roof Shingles
23-35 20 11 24 14: Fiberglass Reinforced Roof Shingles
23-35 20 11 24 17: Metal Roof Shingles
23-35 20 11 24 21: Mineral Fiber Cement Roof Shingles
23-35 20 11 24 24: Plastic Roof Shingles
23-35 20 11 24 27: Porcelain Enamel Roof Shingles
23-35 20 11 24 31: Wood Shingles
23-35 20 11 27: Shakes
23-35 20 11 27 11: Wood Shakes
23-35 20 14: Roof Cladding
23-35 20 14 11: Roof Cladding Sheets
23-35 20 14 11 11: Metal Roof Panels
23-35 20 14 11 11: Sheet Metal Roofing
23-35 20 14 14: Roof Battens
23-35 20 17: Roof Coverings
23-35 20 17 11: Thatched Roofing
23-35 20 17 14: Sod Roofing
23-35 20 17 17: Vegetated Covering
23-35 20 21: Roof Membranes
23-35 20 21 11: Single-Layer Roof Membranes
23-35 20 21 11 11: Elastomeric Single-Layer Roof Membranes
23-35 20 21 11 11 11: Chlorinated Polyethylene (CPE) Single-Layer Roof Membranes
23-35 20 21 11 11 14: Chlorosulfonated Polyethylene (CSPE) Single-Layer Roof Membranes
23-35 20 21 11 11 17: Copolymer Alloy (CPA) Single-Layer Roof Membranes
23-35 20 21 11 11 21: Ethylene Propylene Diene Monomer (EPDM) Single-Layer Roof Membranes
23-35 20 21 11 11 24: Nitrile Butadiene Polymer (NBP) Single-Layer Roof Membranes
23-35 20 21 11 11 27: Polyisobutylene (PIB) Single-Layer Roof Membranes
23-35 20 21 11 14: Thermoplastic Single-Layer Roof Membranes
23-35 20 21 11 14 11: Ethylene Interpolymer (EIP) Single-Layer Roof Membranes
23-35 20 21 11 14 14: Polyvinyl chloride (PVC) Single-Layer Roof Membranes
23-35 20 21 11 14 17: Thermoplastic Alloy (TPA) Single-Layer Roof Membranes
23-35 20 21 14: Multi-Layer Roof Membranes
23-35 20 21 14 11: Built-Up Bituminous Roofing
23-35 20 21 14 11 11: Asphalt Roofing
23-35 20 21 14 11 14: Coal-Tar Roofing
23-35 20 21 14 14: Cold-Applied Bituminous Roofing
23-35 20 21 14 14 11: Cold-Applied Mastic Roof Membrane
23-35 20 21 14 14 14: Glass-Fiber-Reinforced Asphalt Emulsion Roofing
23-35 20 21 14 17: Modified Bituminous Roof Membranes (APP: SBS: etc )
23-35 20 21 17: Fluid Applied Roofing
23-35 20 21 21: Coated Foam Roofing
23-35 20 21 24: Roll Roofing
23-35 20 24: Roof Decking
23-35 20 24 11: Cementitious Roof Deck
23-35 20 24 14: Lightweight Concrete Roof Insulation
23-35 20 24 14 11: Composite Concrete and Insulation Roof Deck
23-35 20 24 14 14: Lightweight Cellular Concrete Roof Deck
23-35 20 24 14 17: Lightweight Insulating Concrete Roof Deck
23-35 20 24 17: Concrete Roof Topping
23-35 20 27: Roof Finishing Coatings
23-35 20 31: Roof Specialties and Accessories
23-35 20 31 11: Roof Edgings and Trims
23-35 20 31 11 11: Copings
23-35 20 31 11 14: Counterflashing Systems
23-35 20 31 11 21: Gravel Stops and Facias
23-35 20 31 11 24: Roof Penetration Flashing
23-35 20 31 11 27: Reglets
23-35 20 31 11 31: Scuppers
23-35 20 31 14: Flexible Flashing
23-35 20 31 14 11: Laminated Sheet Flexible Flashing
23-35 20 31 14 14: Modified Bituminous Sheet Flexible Flashing
23-35 20 31 14 17: Plastic Sheet Flexible Flashing
23-35 20 31 14 21: Rubber Sheet Flexible Flashing
23-35 20 31 14 24: Self-Adhering Sheet Flexible Flashing
23-35 20 31 17: Roof Expansion Joints
23-35 20 31 21: Roof Vents
23-35 20 31 21 11: Relief Vents
23-35 20 31 21 14: Ridge Vents
23-35 20 31 21 17: Smoke Vents
23-35 20 31 24: Roof Walkways
23-35 20 31 24 11: Roof Pavers
23-35 20 31 24 11 11: Precast Concrete Roof Pavers
23-35 20 31 24 11 14: Pedestals Roof Pavers
23-35 20 31 24 14: Roof Treads
23-35 20 31 24 14 11: Rubber Roof Treads
23-35 20 31 27: Roof Accessories
23-35 20 31 27 11: Manufactured Roof Curbs
23-35 20 31 27 14: Snow Guards
23-35 20 31 27 17: Piping Portals
23-35 20 31 27 21: Roof Domes: Turrets: Lanterns
23-35 20 31 31: Vegetated Roof Planting Modules
23-35 20 31 34: Renovation Products for Roof Coverings and Claddings
23-35 50: Floor Coverings
23-35 50 11: Flooring Specialties and Accessories
23-35 50 11 11: Floor Toppings
23-35 50 11 11 11: Concrete Floor Topping
23-35 50 11 14: Floor Underlayments
23-35 50 11 14 11: Cementitious Floor Underlayment
23-35 50 11 14 11 11: Gypsum Floor Underlayment
23-35 50 11 14 11 14: Portland Cement Floor Underlayment
23-35 50 11 14 14: Other Floor Underlayments
23-35 50 11 17: Floor Treatment Products
23-35 50 11 17 11: Floor Sealers
23-35 50 11 17 14: Floor Hardeners
23-35 50 11 17 17: Slip-Resistant Floor Treatment
23-35 50 11 17 21: Static-Resistant Floor Treatment
23-35 50 11 17 24: Acid-Resistant Floor Treatment
23-35 50 11 21: Floor Base and Accessories
23-35 50 11 21 11: Base and Accessories for Floor Coverings
23-35 50 11 21 14: Acoustic Floor Mountings
23-35 50 11 21 17: Underlays: Linings: Separations
23-35 50 11 24: Floor Mats and Grilles
23-35 50 11 24 11: Floor Mats
23-35 50 11 24 14: Floor Grilles
23-35 50 11 24 17: Floor Gratings
23-35 50 11 31: Flooring Restoration Products
23-35 50 14: Floor Covering Strips: Tiles: Blocks: and Slabs
23-35 50 14 11: Wood Flooring
23-35 50 14 11 11: Cushioned Wood Flooring Assemblies
23-35 50 14 11 14: Mastic Set Wood Flooring Assemblies
23-35 50 14 11 17: Resilient Wood Flooring Assemblies
23-35 50 14 11 21: Wood Athletic Flooring
23-35 50 14 11 24: Wood Block Flooring
23-35 50 14 11 27: Wood Composition Flooring
23-35 50 14 11 31: Wood Parquet Flooring
23-35 50 14 11 34: Wood Strip Flooring
23-35 50 14 14: Tile Flooring
23-35 50 14 14 11: Ceramic Tile Flooring
23-35 50 14 14 11 11: Ceramic Mosaic Tile Flooring
23-35 50 14 14 11 14: Conductive Tile Flooring
23-35 50 14 14 14: Quarry Tile Flooring
23-35 52 22 10: Chemical-Resistant Quarry Tile Flooring
23-35 50 14 14 17: Porcelain Tile Flooring
23-35 50 14 14 21: Glass Mosaic Tile Flooring
23-35 50 14 14 24: Plastic Tile Flooring
23-35 50 14 14 27: Metal Tile Flooring
23-35 50 14 14 31: Natural Cut Stone Tile Flooring
23-35 50 14 14 34: Tile Flooring Restoration Products
23-35 50 14 17: Terrazzo Flooring
23-35 50 14 17 11: Portland Cement Terrazzo Flooring
23-35 50 14 17 14: Precast Terrazzo Flooring
23-35 50 14 17 17: Conductive Terrazzo Flooring
23-35 50 14 17 21: Plastic matrix Terrazzo Flooring
23-35 50 14 17 24: Terrazzo Flooring Restoration Products
23-35 50 14 21: Masonry Flooring
23-35 50 14 21 11: Brick Flooring
23-35 50 14 21 11 11: Chemical-Resistant Brick Flooring
23-35 50 14 21 14: Stone Flooring
23-35 50 14 24: Precast Tile and Slab Flooring
23-35 50 14 27: Metal Flooring
23-35 50 17: Resilient Flooring
23-35 50 17 11: Cork Flooring
23-35 50 17 14: Plastic Flooring
23-35 50 17 17: Rubber Flooring
23-35 50 17 21: Linoleum Flooring
23-35 50 17 24: Mechanical Fasteners for Resilient Floor Coverings
23-35 50 17 24 11: Floor Clips
23-35 50 17 24 14: Carpet Grippers
23-35 50 17 24 17: Stair Rods
23-35 50 17 27: Other Resilient Flooring
23-35 50 21: Carpet Flooring
23-35 50 21 11: Carpet Cushion
23-35 50 21 14: Carpet Tile
23-35 50 21 17: Indoor and Outdoor Carpet
23-35 50 21 21: Sheet Carpet
23-35 50 24: Preformed Flooring Systems
23-35 50 24 11: Floating Floors
23-35 50 24 14: Portable Floors
23-35 50 24 17: Convertible Floors
23-35 50 24 21: Gymnasium or Dance Flooring
23-35 50 27: Access Flooring
23-35 50 27 11: Access Flooring Components
23-35 50 27 11 11: Access Floors: Frames
23-35 50 27 11 14: Access Floors: Infill Panels
23-35 50 27 14: Rigid Grid Access Flooring
23-35 50 27 17: Snap-On Stringer Access Flooring
23-35 50 27 21: Stringerless Access Flooring
23-35 50 31: Floor Finishing Coatings
23-35 50 31 11: Industrial Floor Coatings
23-35 50 31 14: Fluid-Applied Flooring
23-35 50 31 14 11: Elastomeric Liquid
23-35 50 31 14 14: Epoxy-Marble Chip
23-35 50 31 14 17: Magnesium Oxychoride
23-35 50 31 14 21: Mastic Fills
23-35 50 31 14 24: Resinous
23-35 50 31 14 27: Seamless Quartz
23-35 70: Ceiling Coverings: Claddings: and Linings
23-35 70 11: Ceiling Tiles: Panels: Strips: and Sections
23-35 70 11 11: Ceiling Tiles
23-35 70 11 11 11: Acoustical Ceiling Tile
23-35 70 11 14: Ceiling Panels
23-35 70 11 14 11: Acoustical Ceiling Panels
23-35 70 11 14 14: Mirror Ceiling Panel
23-35 70 11 17: Ceiling Covering Strips
23-35 70 11 17 11: Linear Metal Ceiling Covering Strips
23-35 70 11 17 14: Linear Wood Ceiling Covering Strips
23-35 70 11 21: Ceiling Covering Sections
23-35 70 11 21 11: Suspended Decorative Ceiling Grids
23-35 70 14: Ceiling Finishing Coatings
23-35 70 14 11: Textured Ceilings
23-35 70 14 11 11: Gypsum Panel Textured Ceilings
23-35 70 14 11 14: Metal Panel Textured Ceilings
23-35 70 17: Ceiling Specialties and Accessories
23-35 70 17 11: Roses: Ceiling Centerpieces
23-35 70 17 14: Ceiling Coving
23-35 70 17 17: Cornices: Friezes
23-35 70 21: Ceiling Assembly Restoration Products
23-35 70 24: Ceilings
23-35 70 24 11: Suspended Ceilings
23-35 70 24 11 11: Suspended Ceiling Components
23-35 70 24 11 11 11: Suspended Ceilings: Suspension Assembly
23-35 70 24 11 11 14: Suspended Ceilings: Panels and Tiles
23-35 70 24 11 11 17: Suspended Ceilings: Grids
23-35 70 24 11 11 21: Mechanical Fasteners for Suspended Ceilings
23-35 70 24 11 14: Acoustical Ceilings
23-35 70 24 11 14 11: Metal Pan Acoustical Ceilings
23-35 70 24 11 14 14: Acoustical Panel Ceilings
23-35 70 24 11 14 17: Acoustical Tile Ceilings
23-35 70 24 11 17: Specialty Ceilings
23-35 70 24 11 17 11: Integrated Ceilings
23-35 70 24 11 17 14: Linear Ceilings
23-35 70 24 11 17 14 11: Metal Linear Ceilings
23-35 70 24 11 17 14 14: Wood Linear Ceilings
23-35 70 24 11 17 17: Luminous Ceilings
23-35 70 24 11 17 21: Mirror Panel Ceilings
23-35 70 24 11 17 24: Textured Ceilings
23-35 70 24 11 17 27: Suspended Decorative Grids
23-35 70 24 14: Stretched Fabric Ceilings
23-35 90: Applied Coatings
23-35 90 11: Paints and Varnishes
23-35 90 11 11: General Purpose Paints and Varnishes
23-35 90 11 11 11: Solvent-Based General Purpose Paints and Varnishes
23-35 90 11 11 14: Water-Based General Purpose Paints and Varnishes
23-35 90 11 14: Textured Paints
23-35 90 11 14 11: Solvent-Based Textured Paints
23-35 90 11 14 14: Water-Based Textured Paints
23-35 90 14: Paints for Particular Applications
23-35 90 14 11: Corrosion Prevention Paints
23-35 90 14 14: Solar Reflective Paints
23-35 90 14 17: Fluorescent Paints
23-35 90 14 21: Line Paints
23-35 90 14 24: Roadway Marking Paints
23-35 90 14 27: Swimming Pool Paints
23-35 90 14 31: Coatings for Concrete and Masonry
23-35 90 17: Powder Coating Services
23-35 90 17 11: Factory-Applied Metal Powder Coatings
23-35 90 21: Inorganic Metal Treatments
23-35 90 21 11: Galvanized Coatings
23-35 90 21 14: Anodized Coatings
23-35 90 21 21: Electro-Plated Coatings
23-35 90 21 24: Vitreous Enameling
23-35 90 21 27: Coatings for Steel
23-35 90 24: Stains and Decorative Surface Impregnations
23-35 90 24 11: Decorative Wood Conservation Products
23-35 90 24 14: Stains
23-35 90 24 14 11: Opaque Stains
23-35 90 24 14 11 11: Exterior Opaque Stains
23-35 90 24 14 11 14: Interior Opaque Stains
23-35 90 24 14 14: Transparent Stains
23-35 90 24 14 14 11: Exterior Transparent Stains
23-35 90 24 14 14 14: Interior Transparent Stains
23-35 90 27: High Performance Coatings
23-35 90 27 11: Abrasion-Resistant Coatings
23-35 90 27 14: Chemical-Resistant Coatings
23-35 90 27 17: Elastomeric Coatings
23-35 90 27 21: Fire-Resistant Coatings
23-35 90 27 24: Graffiti-Resistant Coatings
23-35 90 27 27: High-Building Coatings
23-35 90 27 31: Intumescent Paints
23-35 90 27 34: Marine Coatings
23-35 90 27 37: Textured Plastic Coatings
23-35 90 31: Protective Surface Impregnations
23-35 90 31 11: Surface Consolidation/Hardening Impregnations
23-35 90 31 14: Impregnations Protecting from Biological Attack
23-35 90 31 14 11: Wood Treatment Protecting from Biological Attack
23-35 90 31 14 11 11: Preservative Treatment
23-35 90 31 17: Impregnations Protecting from Fire
23-35 90 31 17 11: Wood Treatment Protecting from Fire
23-35 90 31 17 11 11: Fire-Retardant Treatment
23-35 90 31 21: Water Repellents
23-35 90 31 21 11: Acrylic Water Repellents
23-35 90 31 21 14: Silane Water Repellents
23-35 90 31 21 17: Silicone Water Repellents
23-35 90 31 21 21: Siloxane Water Repellents
23-35 90 31 21 24: Stearate Water Repellents
23-35 90 34: Paint Restoration
23-40: Equipment and Furnishings
23-40 05: Plants and Planting Products
23-40 05 11: Planting Products
23-40 05 11 11: Plant Preparation Products
23-40 05 11 11 11: Topsoil
23-40 05 11 11 11 11: Loam
23-40 05 11 11 11 14: Peat Soil
23-40 05 11 11 14: Fertilizers and Herbicide
23-40 05 11 11 14 11: Fertilizers
23-40 05 11 11 14 14: Herbicides
23-40 05 11 11 14 17: Combined Fertilizer and Herbicide
23-40 05 11 11 17: Mulch
23-40 05 11 11 21: Mats and Netting
23-40 05 11 11 24: Stakes
23-40 05 11 11 27: Blankets
23-40 05 11 11 31: Forms and Stabilizers
23-40 05 11 11 34: Grasscrete Slabs/Sheets
23-40 05 11 14: Plant Maintenance Products
23-40 05 11 14 11: Fertilizers
23-40 05 11 14 14: Lime
23-40 05 11 14 17: Mowing Equipment
23-40 05 11 14 21: Pruning Equipment
23-40 05 11 14 24: Watering Equipment
23-40 05 11 14 27: Irrigation System
23-40 05 14: Lawns and Grasses
23-40 05 14 11: Hydro-Mulch
23-40 05 14 14: Plugs
23-40 05 14 17: Seeds and Soil Supplements
23-40 05 14 21: Sod
23-40 05 17: Exterior Plants
23-40 05 17 11: Ground Covers
23-40 05 17 14: Plants and Bulbs
23-40 05 17 17: Shrubs
23-40 05 17 21: Coniferous Trees
23-40 05 17 24: Deciduous Trees
23-40 05 21: Planting Accessories
23-40 05 21 11: Landscaping Edging
23-40 05 21 14: Landscape Timbers
23-40 05 21 17: Planters
23-40 05 21 21: Tree Grates
23-40 05 21 24: Tree Grids
23-40 10: Exterior Equipment and Furnishings
23-40 10 11: Site Furnishings
23-40 10 11 11: Bicycle Racks
23-40 10 11 14: Exterior Seating
23-40 10 11 17: Exterior Tables
23-40 10 11 21: Trash Receptors
23-40 10 11 24: Storage Specialties for Services and Maintenance
23-40 10 14: Exterior Specialties
23-40 10 14 11: Flagpoles
23-40 10 14 11 11: Automatic Flagpoles
23-40 10 14 11 14: Ground-Set Flagpoles
23-40 10 14 11 17: Nautical Flagpoles
23-40 10 14 11 21: Wall-Mounted Flagpoles
23-40 10 14 14: Manufactured Exterior Specialties
23-40 10 14 14 11: Weathervanes
23-40 10 14 14 14: Clocks
23-40 10 14 14 17: Cupolas
23-40 10 14 14 21: Spires
23-40 10 14 14 24: Steeples
23-40 10 14 14 99: Other Manufactured Exterior Specialties
23-40 10 14 17: Memorials and Statuary
23-40 10 14 21: Markers and Monuments
23-40 10 14 24: Exterior Signs
23-40 10 14 24 11 : Signs: Finger Posts
23-40 10 14 24 14: Street Nameplates
23-40 10 14 24 17: Illuminated Signs
23-40 10 14 27: Bollards
23-40 10 14 31: Public Lighting Columns
23-40 10 17: Garden and Park Furniture
23-40 10 17 11: Garden/Patio Seating and Tables
23-40 10 17 14: Garden Umbrellas
23-40 10 17 17: Exterior Ornamental Fountains
23-40 10 17 21: Bird Houses and Feeders
23-40 10 17 24: Bird Baths
23-40 10 17 27: Tubs for Plants
23-40 10 17 31: Sundials
23-40 10 17 34: Garden Ornaments
23-40 10 21: Playfield Equipment: Structures: and Surfacing
23-40 10 21 11: Playground Equipment
23-40 10 21 14: Play Structures
23-40 10 21 17: Athletic or Recreation Screening
23-40 10 21 17 11: Tennis Court Windbreakers
23-40 10 21 21: External Pools and Ponds
23-40 10 21 24: Athletic and Recreational Surfaces
23-40 10 21 24 11: Sports Field Surfacings
23-40 10 21 24 11 11: Baseball Field Surfacing
23-40 10 21 24 11 14: Multi-Purpose Court Surfacing
23-40 10 21 24 11 17: Resilient Matting
23-40 10 21 24 11 21: Synthetic Grass Surfacing
23-40 10 21 24 11 24: Synthetic Running Track Surfacing
23-40 10 21 24 11 27: Tennis Court Surfacing
23-40 10 21 24 14: Artificial Ski Slopes
23-40 10 21 24 17: Artificial Ice Rinks
23-40 10 21 27: Exterior Athletic Equipment
23-40 10 21 27 11: Goalposts
23-40 10 21 27 11: Soccer Goalposts
23-40 10 21 27 11: Football Goalposts
23-40 10 21 27 14: Tennis Court Nets
23-40 10 21 27 17: Volley Ball Nets
23-40 10 21 27 21: Basketball Net and Backstop
23-40 10 24: Screening Devices
23-40 10 24 11: Jet Blast Barriers
23-40 10 24 14: Screens and Louvers
23-40 10 24 21: Sound Barriers
23-40 20: General Furniture and Specialties
23-40 20 11: Wardrobe and Closet Specialties
23-40 20 11 11: Wardrobes
23-40 20 11 14: Chests of Drawers
23-40 20 11 17: Lockers
23-40 20 11 21: Racks and Hangers
23-40 20 11 21 11: Coat Racks
23-40 20 11 21 14: Hat Racks
23-40 20 11 21 17: Shoe Trees
23-40 20 11 21 21: Coat Hooks
23-40 20 11 21 24: Coat Hangers and Rails
23-40 20 11 24: Cloakroom Units
23-40 20 11 27: Umbrella Stands
23-40 20 11 31: Checkroom Equipment
23-40 20 11 31 11: Manual Checkroom Equipment
23-40 20 11 31 14: Automated Checkroom Equipment
23-40 20 14: Residential Furniture
23-40 20 14 11: Complete Dining Room Suites
23-40 20 14 14: Residential Seating
23-40 20 14 14 11: Chairs
23-40 20 14 14 14: Settees: Sofas
23-40 20 14 14 17: Stools
23-40 20 14 14 21: Benches
23-40 20 14 14 24: Chaises Lounges
23-40 20 14 14 27: Sofa Beds: Chair Beds
23-40 20 14 17: Residential Tables and Cabinets
23-40 20 14 17 11: Dining Room Tables
23-40 20 14 17 14: China Cabinets
23-40 20 14 17 17: Sideboards
23-40 20 14 17 21: End Tables
23-40 20 14 17 24: Coffee Tables
23-40 20 17: Bedroom Furniture
23-40 20 17 11: Complete Bedroom Suites
23-40 20 17 14: Bedroom Furniture: Single Units
23-40 20 17 14 11: Beds
23-40 20 17 14 14: Headboards: Footboards
23-40 20 17 14 17: Cots: Cradles
23-40 20 17 14 21: Bedside Units
23-40 20 17 14 24: Dressing Tables
23-40 20 17 14 27: Nursery/Childrens Furniture
23-40 20 17 14 31: Mattresses
23-40 20 21: Toilet and Bath Specialties
23-40 20 21 11: Bathroom Cabinets
23-40 20 21 14: Hand and Hair Dryers
23-40 20 21 17: Paper Towel Dispensers: Disposal Units
23-40 20 21 21: Toilet Paper Dispensers
23-40 20 21 24: Sanitary Napkin and Tampon Dispensers: Disposal Units
23-40 20 21 27: Towel Bars
23-40 20 21 31: Robe Hooks
23-40 20 21 34: Soap Holders: Dispensers
23-40 20 21 37: Diaper Changing Units
23-40 20 21 41: Bathroom Deodorizers
23-40 20 21 44: Shower Rods: Curtains
23-40 20 21 47: Bath Grab Bars
23-40 20 24: Non-Clothes Storage Furniture
23-40 20 24 11: Cupboards
23-40 20 24 14: Chests
23-40 20 24 17: Sideboards
23-40 20 24 21: Dressers
23-40 20 24 24: Filing Cabinets
23-40 20 24 27: Plan/Map Chests
23-40 20 24 31: Desk
23-40 20 24 34: Bookcases
23-40 20 24 41: Key Hangers
23-40 20 27: Storage Shelving
23-40 20 27 11: Shelves
23-40 20 27 14: Supports
23-40 20 27 17: Racking
23-40 20 27 21: Mobile Storage Units
23-40 20 31: Refuse Disposal Furniture
23-40 20 31 11: Bins
23-40 20 31 14: Ash Trays
23-40 20 31 17: Refuse Holders
23-40 20 34: Fireplaces and Stoves
23-40 20 34 11: Fireplace and Stove Components
23-40 20 34 11 11: Fire Surrounds
23-40 20 34 11 14: Firebacks
23-40 20 34 11 17: Fireplace and Stove Fenders
23-40 20 34 11 21: Fireplace and Stove Hoods
23-40 20 34 14: Fireplaces
23-40 20 34 14 11: Fireplace Inserts
23-40 20 34 14 14: Fireplace Screens and Doors
23-40 20 34 14 17: Fireplace Water Heaters
23-40 20 34 17: Stoves
23-40 20 34 17 11: Stove Pipe
23-40 20 34 21: Hearths
23-40 35: Casework
23-40 35 11: Casework Components
23-40 35 11 11: Cabinets
23-40 35 11 14: Hardware
23-40 35 11 17: Work Surfaces
23-40 35 14: Casework by Type
23-40 35 14 11: Modular Casework
23-40 35 14 14: Custom-Fabricated Casework
23-40 35 17: Casework by Purpose
23-40 35 17 11: Bank Casework
23-40 35 17 14: Hospitality Casework
23-40 35 17 17: Display Casework
23-40 35 17 21: Religious Casework
23-40 35 17 24: Library Casework
23-40 35 17 24 11: Study Carrels
23-40 35 17 24 14: Book Stacks
23-40 35 17 24 17: Periodical Racks
23-40 35 17 27: Educational Casework
23-40 35 17 31: Laboratory Casework
23-40 35 17 34: Medical Casework
23-40 35 17 34 11: Dental Casework
23-40 35 17 34 14: Pharmacy Casework
23-40 35 17 37: Mortuary Casework
23-40 35 17 41: Commercial Kitchen Casework
23-40 35 17 44: Darkroom Casework
23-40 35 17 44 11: Photo Transfer Cabinets
23-40 35 17 47: Residential Casework
23-40 35 17 47 11: Kitchen Casework
23-40 35 17 47 11 11: Complete Kitchen Casework Suites
23-40 35 17 47 11 14: Single Kitchen Casework Units
23-40 35 17 47 14: Bathroom Casework
23-40 40: Food Service Equipment and Furnishings
23-40 40 11: Specialized Food Storage and Display Furnishings
23-40 40 11 11: Refrigerators and Freezers
23-40 40 11 11 11: Refrigerators
23-40 40 11 11 14: Freezers
23-40 40 11 11 17: Refrigerator-Freezer
23-40 40 11 14: Food Storage Coolers
23-40 40 11 14 11: Walk-In Coolers
23-40 40 11 14 14: Display Coolers
23-40 40 11 17: Refrigerated Cases
23-40 40 11 21: Hot Cabinets
23-40 40 11 24: Cold Cabinets
23-40 40 11 27: Bottle Racks
23-40 40 11 31: Steam Tables
23-40 40 11 34: Snack Cabinets
23-40 40 14: Food Service Equipment
23-40 40 14 11: Food Delivery Carts and Conveyors
23-40 40 14 11 11: Food Delivery Carts
23-40 40 14 11 14: Food Delivery Conveyors
23-40 40 14 14: Food Preparation Equipment
23-40 40 14 14 11: Food Mixers
23-40 40 14 14 14: Drink Making Equipment
23-40 40 14 17: Food Cooking Equipment
23-40 40 14 17 11: Cookers: Ovens: Stoves
23-40 40 14 17 14: Hot Plates
23-40 40 14 17 17: Ranges
23-40 40 14 17 21: Grills
23-40 40 14 17 24: Fryers
23-40 40 14 17 27: Barbecues
23-40 40 14 17 31: Small Specialized Cooking Equipment
23-40 40 14 21: Hood and Ventilation Equipment
23-40 40 14 21 11: Food Service Hoods
23-40 40 14 21 14: Ventilation Equipment
23-40 40 14 21 17: Fire Suppression Systems
23-40 40 14 21 21: Catering Ventilation
23-40 40 14 24: Food Dispensing Equipment
23-40 40 14 24 11: Bar Equipment
23-40 40 14 24 14: Service Line Equipment
23-40 40 14 24 17: Soda Fountain Equipment
23-40 40 14 27: Ice Machines
23-40 40 14 31: Cleaning and Disposal Equipment
23-40 40 17: Restaurant Furniture
23-40 40 17 11: Bars and Serving Counters
23-40 40 17 14: Restaurant Chairs
23-40 40 17 17: Restaurant Tables
23-40 40 17 21: Restaurant Booths
23-40 40 17 24: Restaurant Seating Units
23-40 40 17 27: Bar Stools
23-40 50: Educational: Cultural Equipment and Furnishings
23-40 50 11: Educational: Entertainment Equipment and Furnishings
23-40 50 11 11: Auditorium Seating
23-40 50 11 11 11: Fixed Audience Seating
23-40 50 11 11 14: Portable Audience Seating
23-40 50 11 11 14 11: Folding Audience Chairs
23-40 50 11 11 14 14: Interlocking Audience Chairs
23-40 50 11 11 14 17: Stacking Audience Chairs
23-40 50 11 14: Classroom Furniture
23-40 50 11 14 11: Seat and Table Assemblies
23-40 50 11 14 14: Modular Desks
23-40 50 11 17: Multiple-Use Fixed Seating
23-40 50 11 21: Platforms
23-40 50 11 21 11: Folding and Portable Stages
23-40 50 11 24: Educational Play Equipment
23-40 50 11 27: Language Laboratory Equipment
23-40 50 14: Theater and Stage Equipment
23-40 50 14 11: Acoustical Shells
23-40 50 14 14: Rigging Systems and Controls
23-40 50 14 17: Scenery Docks
23-40 50 14 21: Suspension Systems
23-40 50 14 24: Stage Curtains
23-40 50 17: Planetarium Equipment and Furnishings
23-40 50 17 11: Planetarium Projectors
23-40 50 17 14: Planetarium Seating
23-40 50 21: Observatory Equipment and Furnishings
23-40 50 21 11: Telescopes
23-40 50 24: Ecclesiastical Equipment and Furnishings
23-40 50 24 11: Religious Seating: Pews: and Benches
23-40 50 24 14: Chancel Furnishings
23-40 50 24 14 11: Lecterns
23-40 50 24 14 14: Pulpits
23-40 50 24 14 17: Choir Screens
23-40 50 24 14 21: Altars
23-40 50 24 17: Baptisteries
23-40 50 24 21: Baptismal Fonts
23-40 50 24 24: Instrumental Equipment
23-40 50 24 24 11: Organs: Organ Cases and Screens
23-40 50 24 24 14: Bells
23-40 50 24 24 17: Carillons
23-40 50 24 27: Synagogue Furniture
23-40 50 24 31: Mosque Furniture
23-40 50 24 34: Temple Furniture
23-40 50 27: Library and Archive Equipment and Furnishings
23-40 50 27 11: Library Stack Systems
23-40 50 27 11 11: Library Shelving
23-40 50 27 14: Book Depositories
23-40 50 27 17: Book Theft Protection Equipment
23-40 50 27 21: Library Furniture
23-40 50 27 21 11: Library Filing Furniture
23-40 50 27 21 14: Library Display Furniture
23-40 50 27 21 17: Study Carrels
23-40 50 31: Exhibition Equipment and Furnishings
23-40 50 31 11: Display Furniture
23-40 50 31 11 11: Display Cabinets
23-40 50 31 11 14: Display Racks
23-40 50 31 11 17: Display Carousels
23-40 50 31 14: Gallery Hanging Systems
23-40 50 31 17: Stands: Pedestals
23-40 50 31 21: Retail Cabinets
23-40 50 31 24: Exhibition Stands: Shell Schemes
23-40 50 31 27: Exhibit Equipment
23-40 50 34: Athletic: Recreational: and Therapeutic Equipment
23-40 50 34 11: Arcade Machines
23-40 50 34 14: Gymnasium Equipment
23-40 50 34 14 11: Backstops
23-40 50 34 14 14: Scoreboards and Time Clocks
23-40 50 34 14 17: Net Posts
23-40 50 34 14 21: Floor Sockets
23-40 50 34 14 24: Climbing Walls
23-40 50 34 14 27: Climbing Ropes
23-40 50 34 17: Gymnasium Dividers
23-40 50 34 21: Fitness and Exercise Equipment
23-40 50 34 24: Nets
23-40 50 34 27: Bowling Alley Equipment
23-40 50 34 31: Shooting Range Equipment
23-40 50 34 34: Equipment Storage Racks
23-40 50 34 37: Sauna and Steam Room Specialties
23-40 50 34 41: Solarium Specialties
23-40 50 34 44: Therapeutic Equipment
23-40 50 34 47: Spectator Stands: Seating
23-40 50 34 47 11: Fixed Stadium and Arena Seating
23-40 50 34 47 14: Telescoping Stands
23-40 50 34 47 14 11: Telescoping Bleachers
23-40 50 34 47 14 14: Telescoping Chair Platforms
23-40 70: Work Environment Equipment and Furnishings
23-40 70 11: Scientific and Medial Equipment and Furnishings
23-40 70 11 11: Laboratory Equipment and Furnishings
23-40 70 11 11 11: Laboratory Equipment
23-40 70 11 11 11 11: Laboratory Service Fixtures
23-40 70 11 11 11 14: Laboratory Fume Hoods
23-40 70 11 11 11 17: Laboratory Incubators
23-40 70 11 11 11 21: Laboratory Sterilizers
23-40 70 11 11 11 24: Laboratory Refrigerators
23-40 70 11 11 11 27: Laboratory Emergency Safety Appliances
23-40 70 11 11 11 31: Laboratory Service Columns
23-40 70 11 11 11 34: Laboratory Flammables Storage Cabinets
23-40 70 11 11 14: Laboratory Furniture
23-40 70 11 14: Health Care Equipment and Furnishings
23-40 70 11 14 11: Medical Equipment
23-40 70 11 14 11 11: Medical Sterilizing Equipment
23-40 70 11 14 11 14: Examination and Treatment Equipment
23-40 70 11 14 11 17: Patient Care Equipment
23-40 70 11 14 11 17 11: Patient Hoists
23-40 70 11 14 11 17 14: Hospital Head Boards
23-40 70 11 14 11 17 17: Patient Beds
23-40 70 11 14 11 21: Post-Mortem and Dissection Equipment
23-40 70 11 14 11 24: Operating Room Equipment
23-40 70 11 14 11 27: Radiology Equipment
23-40 70 11 14 14: Dental Equipment
23-40 70 11 14 17: Optical Equipment
23-40 70 11 14 21: Health Care Furniture
23-40 70 11 17: Mortuary Equipment
23-40 70 11 17 11: Mortuary Refrigerators
23-40 70 11 17 14: Crematorium Equipment
23-40 70 11 17 17: Mortuary Lifts
23-40 70 14: Retail and Commercial Equipment and Furnishings
23-40 70 14 11: Hospitality Equipment and Furnishings
23-40 70 14 14: Registration Equipment
23-40 70 14 17: Checkroom Equipment
23-40 70 14 21: Hospitality Furniture
23-40 70 14 24: Hospitality Furnishings
23-40 70 14 24 11: Hospitality Bath Furnishings
23-40 70 14 24 11 11: Hospitality Bath Linens and Towels
23-40 70 14 24 11 14: Hospitality Bath Mats
23-40 70 14 24 11 17: Hospitality Shower Curtains
23-40 70 14 24 14: Hospitality Bedroom Furnishings
23-40 72 14 21: Hospitality Bed Linens
23-40 72 14 22: Hospitality Pillows
23-40 70 14 27: Mercantile Equipment and Furnishings
23-40 70 14 31: Barber Shop Equipment
23-40 70 14 34: Beauty Shop Equipment
23-40 70 14 37: Cash Registers and Checkout Equipment
23-40 70 14 41: Display Cases
23-40 70 14 41 11: Refrigerated Display Cases
23-40 70 14 44: Food Processing Equipment
23-40 70 14 47: Food Weighing and Wrapping Equipment
23-40 70 14 51: Display Casework
23-40 70 14 54: Wall Display Systems
23-40 70 14 57: Office Equipment and Furnishings
23-40 70 14 57 11: Computers
23-40 70 14 57 14: Printers
23-40 70 14 57 17: Drafting Equipment
23-40 70 14 57 21: Plotters
23-40 70 14 57 24: Drawing Equipment
23-40 70 14 61: Mailroom Case Goods
23-40 70 14 64: Retail and Commercial Furnishings
23-40 70 14 64 11: Office Furniture
23-40 70 14 64 14: Retail and Commercial Seating Furniture
23-40 70 14 64 17: Office Storage and Filing Furniture
23-40 70 14 64 17 11: Lateral Filing Cabinets
23-40 70 14 64 17 14: Vertical Filing Cabinets
23-40 70 14 64 21: Systems Furniture
23-40 70 14 64 21 11: Panel-Hung Component
23-40 70 14 64 21 14: Free-Standing Component
23-40 70 14 64 21 17: Beam System
23-40 70 14 64 21 21: Desk System
23-40 70 14 64 24: Office Accessories
23-40 70 17: Industrial and Manufacturing Equipment and Furnishings
23-40 70 17 11: Manufacturing Equipment
23-40 70 17 14: Manufacturing Furniture
23-40 70 17 14 11: Flat Work Surface Furniture
23-40 70 17 14 14: Work Stations
23-40 70 17 17: Shop Equipment
23-40 70 17 21: Shop Furniture
23-40 70 17 21 11: Counters and Work Surfaces
23-40 70 17 21 14: Shop Display Specialties
23-40 70 17 21 17: Shop Storage Fittings
23-40 70 21: Other Work-Related Equipment and Furnishings
23-40 70 21 11: Darkroom Equipment and Furnishings
23-40 70 21 14: Darkroom Equipment
23-40 70 21 14 11: Darkroom Processing Equipment
23-40 70 21 17: Darkroom Specialties
23-40 70 21 21: Vending Equipment
23-40 70 21 24: Vending Machines
23-40 70 21 27: Ticket Machines
23-40 70 21 31: Change Machines
23-40 70 24: Vehicle Service Equipment
23-40 70 24 11: Compressed Air Vehicle Service Equipment
23-40 70 24 14: Fuel Dispensing Equipment
23-40 70 24 17: Vehicle Lubrication Equipment
23-40 70 24 21: Tire Changing Equipment
23-40 70 24 24: Vehicle Washing Equipment
23-40 70 24 27: Vehicle Hoists
23-40 70 27: Security and Vault Equipment and Furnishings
23-40 70 27 11: Safes
23-40 70 27 14: Safe Deposit Boxes
23-40 70 27 17: Vault Doors and Day Gates
23-40 70 27 21: Anti-Bandit Screens
23-40 70 27 21 11: Gun Ports
23-40 70 27 24: Teller and Service Equipment
23-40 70 27 24 11: Automated Banking Systems
23-40 70 27 24 14: Money Cart Pass-Through
23-40 70 27 24 17: Package Transfer Units
23-40 70 27 24 21: Service and Teller Window Units
23-40 70 27 24 24: Teller Equipment Systems
23-40 70 27 27: Secure Point of Sale Units/Tills
23-40 70 27 27 11: Deal Drawers
23-40 70 27 31: Key Security Cabinets
23-40 70 27 34: Money Counting and Handling Equipment
23-40 70 31: Detention Equipment and Furnishings
23-40 70 31 11: Detention Enclosures
23-40 70 31 14: Detention Furnishings and Specialties
23-40 70 31 17: Detention Furniture
23-40 70 34: Agricultural Equipment
23-40 70 34 11: Milkers
23-40 70 34 14: Stock Feeders
23-40 70 34 17: Stock Waterers
23-40 70 34 21: Waste Clean-Up Equipment
23-40 90: Information and Communication Specialties
23-40 90 11: Information Display Specialties
23-40 90 11 11: Information Signs
23-40 90 11 14: Lettering and Numerals
23-40 90 11 17: Pin Boards
23-40 90 11 21: Writing Boards
23-40 90 11 24: Plaques
23-40 90 11 27: Poster Display Units
23-40 90 11 31: Notice Boards
23-40 90 11 34: Display Screens
23-40 90 11 37: Pictograms
23-40 90 14: Communication Specialties
23-40 90 14 11: Mail Boxes
23-40 90 14 14: Mail Racks
23-40 90 14 17: Pigeonholes
23-40 90 14 21: Mail Trolleys
23-40 90 14 24: Mail Handling Equipment
23-40 90 14 27: Telephone Booths
23-40 90 14 31: Acoustic Hoods
23-40 90 14 34: Directory Boards
23-40 95: Furnishings: Ornaments: and Decoration
23-40 95 11: Soft Furnishings
23-40 95 11 11: Carpets and Rugs
23-40 95 11 14: Curtains and Drapes
23-40 95 11 17: Upholstery
23-40 95 11 21: Cushions and Padding
23-40 95 11 24: Bedding
23-40 95 11 27: Tablecloths
23-40 95 11 31: Movable or Retractable Screens
23-40 95 14: Plant Display Furniture
23-40 95 14 11: Decorative Planters
23-40 95 14 14: Decorative Vases
23-40 95 17: Ornaments and Decoration
23-40 95 17 11: Interior Ornamental Fountains
23-40 95 17 14: Ornaments
23-40 95 17 17: Mirrors
23-40 95 17 21: Ornamental Screens
23-40 95 17 24: Artwork
23-40 95 17 27: Clocks
23-40 95 17 31: Wall Hangings
23-45: Sanitary: Laundry: and Cleaning Equipment
23-45 05: Sanitary Equipment
23-45 05 11: Complete Sanitary Suites
23-45 05 11 11: Complete Bathroom Suites
23-45 05 14: Plumbing Fixtures - Sanitary Washing Units
23-45 05 14 11: Sanitary Washing Unit Components
23-45 05 14 11 11: Splashbacks
23-45 05 14 11 14: Bath Panels
23-45 05 14 11 17: Shower/Bath Seats
23-45 05 14 11 21: Shower Receptors
23-45 05 14 11 24: Shower/Bath Screens: Curtains
23-45 05 14 14: Sinks/Lavatories
23-45 05 14 14 11: Sacristy
23-45 05 14 14 14: Clinic Sinks
23-45 05 14 14 17: Plaster Sinks
23-45 05 14 14 21: Surgeons Scrub-Up Sinks
23-45 05 14 14 24: Surgeons Instrument Sinks
23-45 05 14 14 27: Service Sinks
23-45 05 14 14 31: Darkroom Sinks
23-45 05 14 14 34: Hairdressing Sinks
23-45 05 14 17: Showers
23-45 05 14 17 11: Shower Compartments
23-45 05 14 17 14: Shower Receptors
23-45 05 14 17 17: Group Showers
23-45 05 14 21: Bathtubs
23-45 05 14 21 11: Bath/Shower Units
23-45 05 14 21 14: Sitz Baths
23-45 05 14 21 17: Therapeutic Whirlpool Baths
23-45 05 14 24: Eye Wash Fountains
23-45 05 14 27: Bidets
23-45 05 14 31: Combination Toilets
23-45 05 14 31 11: Patients Combination Toilets
23-45 05 14 31 14: Detention Combination Toilets
23-45 05 14 34: Security Plumbing Fixtures
23-45 05 14 37: Bedpan Washers/Sanitizers
23-45 05 14 99: Other Sanitary Washing Plumbing Fixtures
23-45 05 17: Sanitary Leisure Units
23-45 05 17 11: Sauna Equipment
23-45 05 17 14: Steam Room Equipment
23-45 05 17 17: Leisure Whirlpools
23-45 05 17 21: Hot Tubs
23-45 05 21: Plumbing Fixtures - Sanitary Disposal Units
23-45 05 21 11: Water Closets
23-45 05 21 11 11: Water Operated Water Closets
23-45 05 21 11 14: Chemical/Biological Sanitary Disposal Units
23-45 05 21 11 21: Urinals
23-45 05 21 11 24: Sanitary Macerators
23-45 05 21 14: Sanitary Disposal Components
23-45 05 21 14 11: Water Closet Seats
23-45 05 21 14 14: Water Closet Tanks
23-45 05 21 14 17: Sanitary Disposal Connectors
23-45 30: Washing and Waste Disposal Equipment
23-45 30 11: Residential Washing Equipment
23-45 30 11 11: Residential Dishwashers
23-45 30 11 14: Residential Waste Disposal Units
23-45 30 14: Commercial Washing Equipment
23-45 30 14 11: Commercial Dishwashers
23-45 30 14 14: Commercial Waste Disposal Units
23-45 30 14 21: High Pressure Washing Equipment
23-45 30 17: Drain Boards
23-45 55: Sanitary Faucets: Wastes
23-45 55 11: Sanitary Components
23-45 55 11 11: Plugs
23-45 55 11 14: Chains
23-45 55 11 17: Overflow Specialties
23-45 55 14: Single Faucets
23-45 55 17: Mixing Faucets
23-45 55 21: Drains (Wastes)
23-45 70: Laundry and Cleaning Equipment
23-45 70 11: Laundry Equipment
23-45 70 11 11: Residential Laundry Equipment
23-45 70 11 11 11: Washing Machines
23-45 70 11 11 14: Clothes Dryers
23-45 70 11 14: Commercial Laundry Equipment
23-45 70 11 14 11: Washing Machines
23-45 70 11 14 14: Extractors
23-45 70 11 14 17: Clothes Dryers
23-45 70 11 14 21: Clothes Airers
23-45 70 11 14 24: Ironing and Pressing Machines
23-45 70 11 14 27: Laundry Folding Machines
23-45 70 11 14 31: Commercial Clothes Lines
23-45 70 11 14 34: Dry Cleaning Equipment
23-45 70 14: Room Cleaning Equipment
23-45 70 14 11: Vacuum Cleaning Systems
23-45 70 14 14: Floor and Wall Cleaning
23-45 70 14 17: Housekeeping Carts
23-50: Conveying Systems & Material Handling
23-50 05: Vertical Transportation
23-50 05 11: Elevators
23-50 05 11 11: Electric Traction Elevators
23-50 05 11 11 11: Freight Electric Traction Elevators
23-50 05 11 11 14: Passenger Electric Traction Elevators
23-50 05 11 11 17: Residential Electric Traction Elevators
23-50 05 11 11 21: Service Electric Traction Elevators
23-50 05 11 14: Hydraulic Elevators
23-50 05 11 14 11: Freight Hydraulic Elevators
23-50 05 11 14 14: Passenger Hydraulic Elevators
23-50 05 11 14 17: Residential Hydraulic Elevators
23-50 05 11 14 21: Service Hydraulic Elevators
23-50 05 11 17: Rack and Pinion Elevators
23-50 05 11 21: Elevator Cabs
23-50 05 11 24: Elevator Equipment and Controls
23-50 05 11 24 11: Elevator Doors
23-50 05 11 24 14: Elevator Controls
23-50 05 11 27: Elevator Restoration Products
23-50 05 14: Lifts
23-50 05 14 11: Scissors Lifts
23-50 05 14 14: Stair Elevators
23-50 05 14 14 11: Inclined Platform Lifts
23-50 05 14 17: Elevating Platforms
23-50 05 14 17 11: Platform Lifts
23-50 05 14 17 14: Sidewalk Lifts
23-50 05 17: Escalators
23-50 20: Horizontal Transportation
23-50 20 11: Moving Walks
23-50 20 14: People Movers
23-50 20 17: Aircraft Passenger Loading
23-50 20 17 11: Jetways
23-50 20 17 14: Gangways
23-50 20 21: Monorails
23-50 30: Materials Handling
23-50 30 11: Dumbwaiters
23-50 30 11 11: Manual Dumbwaiters
23-50 30 11 14: Electric Dumbwaiters
23-50 30 11 17: Hydraulic Dumbwaiters
23-50 30 14: Material Transport
23-50 30 14 11: Automated Document Filing and Retrieval
23-50 30 14 14: Automated Guided Vehicles
23-50 30 14 14 11: Guided Vehicle Material Handling
23-50 30 14 14 14: Track Vehicle Material Handling
23-50 30 17: Postal Conveying
23-50 30 21: Baggage Conveying and Dispensing
23-50 30 24: Conveyors
23-50 30 24 11: Conveyor Components
23-50 30 24 11 11: Conveyor Belts
23-50 30 24 14: Belt Conveyors
23-50 30 24 17: Bucket Conveyors
23-50 30 24 21: Container Conveyors
23-50 30 24 24: Hopper and Track Conveyors
23-50 30 24 27: Monorail Conveyors
23-50 30 24 31: Oscillating Conveyors
23-50 30 24 34: Pneumatic Conveyors
23-50 30 24 37: Roller Conveyors
23-50 30 24 41: Scoop Conveyors
23-50 30 24 44: Screw Conveyors
23-50 30 24 47: Selective Vertical Conveyors
23-50 30 27: Chutes
23-50 30 27 11: Coal Chutes
23-50 30 27 14: Dry Bulk Materials Chutes
23-50 30 27 17: Laundry and Linen Chutes
23-50 30 27 21: Package Chutes
23-50 30 27 24: Refuse Chutes
23-50 30 31: Feeder Equipment
23-50 30 31 11: Apron Feeder
23-50 30 31 14: Reciprocating Plate Feeder
23-50 30 31 17: Rotary Airlock Feeder
23-50 30 31 21: Rotary Flow Feeder
23-50 30 31 24: Vibratory Feeder
23-50 30 34: Pneumatic Tubes
23-50 30 34 11: Document Conveying Systems
23-50 30 37: Hoists and Cranes
23-50 30 37 11: Cranes
23-50 30 37 11 11: Crane Rails
23-50 30 37 11 14: Bridge Cranes
23-50 30 37 11 14 11: Top-Running Overhead Cranes
23-50 30 37 11 14 14: Underslung Overhead Cranes
23-50 30 37 11 17: Gantry Cranes
23-50 30 37 11 21: Jib Cranes
23-50 30 37 11 24: Tower Cranes
23-50 30 37 11 27: Mobile Cranes
23-50 30 37 11 31: Derricks
23-50 30 37 14: Fixed Hoists
23-50 30 37 14 11: Air Powered Fixed Hoists
23-50 30 37 14 14: Electric Fixed Hoists
23-50 30 37 14 17: Manual Fixed Hoists
23-50 30 37 17: Trolley Hoists
23-50 30 37 17 11: Air Powered Trolley Hoists
23-50 30 37 17 14: Electric Trolley Hoists
23-50 30 37 17 17: Manual Trolley Hoists
23-50 50: Turntables
23-50 50 11: Restaurant Turntables
23-50 50 14: Stage Turntables
23-50 50 17: Exhibit and Display Turntables
23-50 50 21: Vehicular Turntable
23-50 55: Parking Systems
23-50 55 11: Car Parking Systems
23-50 70: Loading Dock Equipment
23-50 70 11: Dock Bumpers/Seals
23-50 70 14: Dock Levelers
23-50 70 14 11: Powered Dock Levelers
23-50 70 14 14: Manual Dock Levelers
23-50 70 17: Dock Lifts
23-50 70 17 11: Powered Dock Lifts
23-50 70 17 14: Manual Dock Lifts
23-50 70 21: Portable Ramps: Bridges: and Platforms
23-50 70 24: Seals and Shelters
23-50 70 27: Truck Restraints
23-50 85: Scaffolding
23-50 85 11: Suspended Scaffolding
23-50 85 11 11: Beam Suspended Scaffolding
23-50 85 11 14: Carriage Suspended Scaffolding
23-50 85 11 17: Hook Suspended Scaffolding
23-50 85 14: Rope Climbers
23-50 85 14 11: Manual Rope Climbers
23-50 85 14 14: Powered Rope Climbers
23-50 85 17: Telescoping Platforms
23-50 85 17 11: Electric and Battery Telescoping Platforms
23-50 85 17 14: Pneumatic Telescoping Platforms
23-50 85 21: Powered Scaffolding
23-50 90: Building Maintenance Systems
23-50 90 11: Window Washing Systems
23-50 90 14: Building Maintenance Cradles and Platforms
23-50 90 17: Roof Trolley Systems
23-50 90 21: Traveling Ladder Systems
23-50 90 24: Ancillary Building Maintenance Items
23-50 90 24 11: Safety Tracks
23-50 90 24 14: Anchors for Building Maintenance
23-50 90 27: Fall Arrest Systems
23-55: Manufactured Structures
23-55 10: Towers and Superstructures
23-55 10 11: Industrial Breechings: Chimneys: and Stacks
23-55 10 11 11: Breechings
23-55 10 11 11 11: Fabricated Breechings and Accessories
23-55 10 11 14: Chimney Shafts
23-55 10 11 17: Chimney Linings
23-55 10 11 21: Draft Control Devices
23-55 10 11 24: Insulated Sectional Chimneys
23-55 10 14: Towers
23-55 10 14 11: Cooling Towers
23-55 10 14 14: Water Towers
23-55 10 17: Masts
23-55 10 21: Gantries
23-55 10 21 11: Gantry Cranes
23-55 10 24: Offshore Structures
23-55 30: Complete Buildings
23-55 30 11: Pre-Engineered Structures
23-55 30 11 11: Pre-Engineered Structure Component
23-55 30 11 11 11: Lift Shaft Components
23-55 30 11 14: Framed Pre-Engineered Buildings
23-55 30 11 17: Panel Structure Pre-Engineered Buildings
23-55 30 11 21: Cubicle Structure Pre-Engineered Buildings
23-55 30 11 24: Air-Supported Pre-Engineered Buildings
23-55 30 11 27: Cable-Supported Pre-Engineered Buildings
23-55 30 11 31: Fabric Structures
23-55 30 11 34: Prefabricated Dome Structures
23-55 30 11 37: Portable and Mobile Buildings
23-55 30 14: Indoor System Buildings
23-55 30 17: Covers and Shelters
23-55 30 17 11: General Purpose Shelters
23-55 30 17 14: Shelters for Public Transport
23-55 30 17 14 11: Bus Stop Shelters
23-55 30 17 14 14: Train Platform Shelters
23-55 30 17 17: Walkway Coverings
23-55 30 17 21: Shelters for Civil Protection
23-55 30 17 24: Animal Shelters
23-55 30 17 24 11: Kennels
23-55 30 17 27: Car Shelters
23-55 30 17 31: Shelters for Services
23-55 30 21: Special Purpose Buildings
23-55 30 21 11: Observatories
23-55 30 21 14: Control Booths
23-55 30 21 17: Greenhouses
23-55 30 21 17 11: Glazed Structures
23-55 30 21 21: Summerhouses
23-55 30 21 21 11: Gazebos
23-55 30 21 21 14: Pavilions
23-55 30 21 24: Kiosks
23-55 30 21 27: Public Restrooms
23-55 30 21 31: Sauna Buildings
23-55 30 21 34: Funerary Construction
23-55 30 24: Building Modules
23-55 30 24 11: Prison Cells
23-55 30 24 14: Hotel Rooms
23-55 30 24 17: Dormitory Rooms
23-55 30 27: Integrated Assemblies
23-55 30 27 11: Sound: Vibration and Seismic Control
23-55 30 27 11 11: Floating Floor Construction
23-55 30 27 14: Other Integrated Construction
23-55 50: Room Units
23-55 50 11: General Purpose Room Units
23-55 50 11 11: Prefabricated General Purpose Rooms
23-55 50 14: Storage Room Units
23-55 50 17: Special Purpose Rooms
23-55 50 17 11: Athletic Rooms
23-55 50 17 11 11: Handball/Racquetball Courts
23-55 50 17 14: Conservatories
23-55 50 17 17: Planetariums
23-55 50 17 21: Saunas
23-55 50 17 24: Steam Baths
23-55 50 17 27: Vaults
23-55 50 21: Sanitary Room Units
23-55 50 21 11: Bathroom Units
23-55 50 21 14: Lavatory Units
23-55 50 24: Controlled Environment Rooms
23-55 50 24 11: Clean Rooms
23-55 50 24 14: Insulated Rooms
23-55 50 24 14 11: Cold Storage Rooms
23-55 50 24 17: Sound-Conditioned Rooms
23-55 50 24 17 11: Practice Booths
23-55 50 24 21: Hyperbaric Rooms
23-55 50 24 24: Radiation Protected Rooms
23-55 50 24 24 11: Electromagnetic Shielded Rooms
23-55 50 24 24 14: RF Shielded Rooms
23-55 50 24 24 17: BO Shielded Rooms
23-55 50 24 24 21: Radio Frequency Protected Rooms
23-55 50 24 24 24: X-Ray Protected Rooms
23-55 50 24 24 27: Nuclear Radiation Protected Rooms
23-55 50 24 24 31: High Energy Magnetic Pulse Protected Rooms
23-55 50 27: Plant and Control Room Units
23-55 50 27 11: Plant Office Shelters and Booths
23-55 50 31: Corridor Units
23-60: General Purpose: Services
23-60 10: General Measuring Instruments
23-60 10 11: Temperature Measuring Instruments
23-60 10 14: Pressure Measuring Instruments
23-60 10 17: Flow Meters
23-60 10 21: Concentration Measuring Instruments
23-60 10 21 11: Humidity Concentration Measuring Instruments
23-60 10 21 14: Carbon Dioxide (CO²) Concentration Measuring Instruments
23-60 10 21 17: Ozone Concentration Measuring Instruments
23-60 10 21 21: Other Gas Concentration Measuring Instruments
23-60 10 24: Heat Measuring Instruments
23-60 10 27: Level Measuring Instruments
23-60 10 31: Weighing Instruments
23-60 30: General Pipework and Ductwork Products
23-60 30 11: Pipework Products for General Use
23-60 30 11 11: Pipes for General Use
23-60 30 11 14: Pipework Fittings
23-60 30 11 14 11: Water Hammer Arrestors
23-60 30 11 14 14: Pipe Expansion Compensators
23-60 30 11 17: Pipework/Ductwork Mechanical Fasteners/Supports
23-60 30 14: Ducting and Wireways for General Use
23-60 30 14 11: Underfloor Wireways
23-60 30 14 14: Service Penetrations
23-60 30 17: Manholes
23-60 30 21: Pumps
23-60 30 21 11: Pump Components
23-60 30 21 14: Manual Pumps
23-60 30 21 17: Motor Pumps
23-60 30 21 21: Pump Sets
23-60 30 21 24: Booster Pumps
23-60 30 24: Poles for Aerial Networks
23-60 30 24 11: Utility Poles
23-60 30 24 14: Lighting Poles and Standards
23-60 30 24 17: Antenna Towers
23-60 30 24 21: Transmission Towers
23-60 30 27: Network Identification Products
23-60 30 27 11: Identification Tape
23-60 30 27 14: Identification Mesh
23-60 30 27 17: Mechanical Identification
23-60 30 27 21: Electrical Identification
23-60 50: General Purpose Controls
23-60 50 11: Photoelectric Cells
23-60 50 14: Infra Red and Other Remote Controls
23-60 50 17: Hydraulic Controls
23-60 50 21: Pneumatic Controls
23-60 50 24: Electric Controls
23-60 50 27: Digital Controls
23-60 70: General Protection for Services
23-60 70 11: Fireproofing for Services
23-60 70 11 11: Fire Dampers
23-60 70 11 14: Diffuser Firestop Flaps
23-60 70 11 17: Fireproofing Gaskets
23-60 70 11 21: Fireproofing Fillers for Threaded Couplings
23-60 70 11 24: Fireproof Pipe Sleeves
23-60 70 14: Smoke Seals for Ductwork
23-60 70 14 11: Smoke Dampers
23-60 70 17: Mechanical Insulation: including Linings
23-60 70 21: Acoustic Insulation
23-60 70 24: Corrosion Proofing
23-60 70 27: Antivibration Mountings
23-60 70 31: Leak Proofing
23-60 95: Products for Maintenance of Services
23-60 95 11: Pipe/Drain Clearing/Unblocking Products
23-60 95 14: Leak Repair Products for Pipework
23-60 95 17: De-Scaling Products
23-60 95 21: Lubricants
23-65: Supply and Distribution of Liquids and Gases
23-65 05: Complete Supply: Storage and Distribution Systems
23-65 05 11: Complete Systems for Supply: Storage and Distribution of Liquids
23-65 05 11 11: Water Supply Systems
23-65 05 11 14: Consumable Liquids Supply Systems
23-65 05 11 17: Liquid Fuel Supply Systems
23-65 05 11 21: Liquid Fire Suppression Systems
23-65 05 11 99: Other Liquid Supply Systems
23-65 05 14: Complete Systems for Supply: Storage and Distribution of Gases
23-65 05 14 11: Steam Supply Systems
23-65 05 14 14: Fuel Gas Supply Systems
23-65 05 14 17: Medical Gases Supply Systems
23-65 05 14 21: Gaseous Fire Suppression Systems
23-65 05 14 99: Other Gas Supply Systems
23-65 20: Storage Vessels for Supplied Liquids and Gases
23-65 20 11: Storage Vessels for Liquids
23-65 20 11 11: Liquid Storage Components
23-65 20 11 11 11: Overflow Regulators
23-65 20 11 11 14: Fill and Valve Caps
23-65 20 11 11 17: Vents for Liquid Storage Tanks
23-65 20 11 14: Rainwater Tanks
23-65 20 11 17: Supply Water Tanks
23-65 20 11 21: Consumable Liquid Storage Vessels
23-65 20 11 24: Liquid Fuel Storage Vessels
23-65 20 11 24 11: Fuel Oil Pre-Heaters
23-65 20 11 27: Other Liquid Storage Vessels
23-65 20 14: Storage Vessels for Gases
23-65 20 14 11: Vacuum/Pressurized Air Storage Vessels
23-65 20 14 14: Steam Storage Vessels
23-65 20 14 17: Medical Gases Storage Vessels
23-65 20 14 21: Fuel Gas and LPG Storage Vessels
23-65 20 14 24: Other Gas Storage Vessels
23-65 35: Heaters for Supplied Liquids
23-65 35 11: Supply Water Heaters
23-65 35 11 11: Storage Water Heaters
23-65 35 11 14: Instantaneous Water Heaters
23-65 35 11 17: Thermodynamic Water Heaters
23-65 35 99: Heaters for Other Supplied Liquids
23-65 50: Treatment of Supplied Liquids/Gases
23-65 50 11: Water Treatment
23-65 50 11 11: Water Treatment Components
23-65 50 11 11 11: Water Filters
23-65 50 11 11 14: Water Softeners
23-65 50 11 11 17: Magnetic/Electronic Water Treatment
23-65 50 11 11 21: Sterilizers
23-65 50 11 11 24: Salinators
23-65 50 11 11 27: Chlorinators
23-65 50 11 11 31: Ionizers: Ozone Treatment
23-65 50 11 11 34: Additives for Water Treatment
23-65 50 11 14: Packaged Water Treatment Systems
23-65 50 14: Treatment of Supplied Liquids other than Water
23-65 50 14 11: Fuel Oil Treatment
23-65 50 14 11 11: Additives for Fuel Oil Treatment
23-65 50 17: Supply Gas Treatment
23-65 50 17 11: Steam Treatment
23-65 50 17 14: Fuel Gas Treatment
23-65 50 17 14 11: Gas Filters
23-65 50 17 17: Medical Gas Treatment
23-65 50 17 99: Treatment of Other Gases
23-65 55: Distribution of Supplied Liquids/Gases
23-65 55 11: Supply Pumps and Compressors
23-65 55 11 11: Gas Compressors/Vacuum Pumps
23-65 55 14: Valves for Liquid Services
23-65 55 14 11: Inlet/Outlet Valves for Liquid Services
23-65 55 14 11 11: Fill Valves for Liquid Services
23-65 55 14 11 14: Bleeding Valves for Liquid Services
23-65 55 14 11 17: Overflow Valves for Liquid Services
23-65 55 14 14: Isolation Valves for Liquid Services
23-65 55 14 17: Adjusting/Controlling Valves for Liquid Services
23-65 55 14 21: Non-Return Valves for Liquid Services
23-65 55 14 24: Mixing Valves for Liquid Services
23-65 55 17: Valves for Gas Supply Services
23-65 55 17 11: Inlet/Outlet Valves for Gas Supplies
23-65 55 17 11 11: Steam Outlet Valves
23-65 55 17 14: Isolation Valves for Gas Supplies
23-65 55 17 17: Adjusting/Controlling Valves for Gas Supplies
23-65 55 17 21: Non-Return Valves for Gas Supplies
23-65 70: Terminals for Supplied Liquids and Gases
23-65 70 11: Fixtures for Supplied Liquids and Gases
23-65 70 11 11: Fixtures for Liquids
23-65 70 11 14: Gas Service Fixtures
23-65 70 14: Fountains
23-65 70 14 11: Drinking Fountains/Coolers
23-65 70 14 11 11: Security Drinking Fountains/Coolers
23-65 70 17: Fire Fighting Terminals
23-65 70 17 11: Fire Fighting Terminal Components
23-65 70 17 11 11: Fire Hydrants
23-65 70 17 11 14: Fire Hose Reels
23-65 70 17 11 17: Fire Hoses
23-65 70 17 11 21: Fire Fighting Gas Terminals
23-65 70 17 11 24: Fire Fighting Sprinkler Heads
23-65 70 17 11 27: Cabinets for Fire Hoses
23-65 70 17 11 31: Fire Fighting Media
23-65 70 17 14: Water Fire Fighting Terminals
23-65 70 17 17: Gaseous Fire Fighting Terminals
23-65 70 17 21: Foam Fire Fighting Terminals
23-65 70 17 24: Powder Fire Fighting Terminals
23-65 70 17 27: Fire Extinguishers
23-70: Waste Management
23-70 05: Complete Waste Handling Systems
23-70 05 11: Complete Solid Waste Handling Systems
23-70 05 14: Complete Liquid Waste Handling Systems
23-70 05 17: Complete Gaseous Waste Handling Systems
23-70 30: Solid Waste Handling Products
23-70 30 11: Solid Waste Impelling Equipment
23-70 30 14: Solid Waste Treatment Equipment
23-70 30 14 11: Solid Waste Compactors: Destructors: and Balers
23-70 30 14 14: Solid Waste Crushers
23-70 30 14 17: Solid Waste Pulping Machines
23-70 30 14 21: Solid Waste Shredding Machines
23-70 30 14 24: Pneumatic Waste Equipment
23-70 30 14 27: Incinerators
23-70 30 14 27 11: Solid Waste Incinerators
23-70 30 14 27 14: Packaged Incinerators
23-70 30 14 31: Recycling Equipment
23-70 30 17: Solid Waste Monitoring and Control Equipment
23-70 30 17 11: Solid Waste Metal Detectors
23-70 30 17 14: Solid Waste Detectors for Other Solids
23-70 30 21: Solid Waste Collection and Removal Products
23-70 30 21 11: Complete Solid Waste Removal Systems
23-70 30 21 14: Solid Waste Bins
23-70 30 21 17: Gravity Chute Solid Waste Systems
23-70 30 21 21: Refuse Disposal Chutes
23-70 30 21 21 11: Refuse Hoppers
23-70 30 21 21 14: Refuse Chute Doors
23-70 30 21 21 17: Refuse Chute Decontamination Units
23-70 30 24: Solid Waste Handling Systems
23-70 30 24 11: Refuse Compactors
23-70 30 24 14: Refuse Containers
23-70 30 24 17: Dust Collectors
23-70 50: Liquid Waste Handling Services
23-70 50 11: Pumps for Liquid Waste
23-70 50 11 11: Surface Waste Water Pumps
23-70 50 11 14: Sewage and Sludge Pumps
23-70 50 11 14 11: Oil-Water Separators
23-70 50 11 14 14: Packaged Sewage and Sludge Pump Stations
23-70 50 11 14 17: Sewage Ejectors
23-70 50 11 17: Combined Macerator-Pumps
23-70 50 14: Liquid Waste Treatment
23-70 50 14 11: Packaged Sewage Treatment Plants
23-70 50 14 14: General Waste Water Treatment Equipment
23-70 50 14 14 11: Grit Collecting Equipment
23-70 50 14 14 14: Screening and grinding Equipment
23-70 50 14 14 17: Sedimentation Tank Equipment
23-70 50 14 14 21: Scum Removal Equipment
23-70 50 14 14 24: Chemical Equipment
23-70 50 14 14 27: Sludge Handling and Treatment Equipment
23-70 50 14 14 31: Filter Underdrains and Media
23-70 50 14 14 31 11: Filter Bottoms
23-70 50 14 14 31 14: Filter Media
23-70 50 14 14 31 17: Package Filters
23-70 50 14 14 34: Filter Press Equipment
23-70 50 14 14 37: Trickling Filter Equipment
23-70 50 14 17: Other Waste Water Treatment Equipment
23-70 50 14 17 11: Waste Water Compressors
23-70 50 14 17 14: Waste Water Aeration Equipment
23-70 50 14 17 17: Waste Water Oxygenation Systems
23-70 50 14 17 17 11: Waste Water Oxygen Dissolution System
23-70 50 14 17 17 14: Waste Water Oxygen Generators
23-70 50 14 17 17 17: Waste Water Oxygen Storage Facility
23-70 50 14 17 21: Sludge Digestion Equipment
23-70 50 14 17 21 11: Sludge Conditioning Systems
23-70 50 14 17 21 14: Sludge Incinerators
23-70 50 14 17 24: Digester Mixing Equipment
23-70 50 14 17 24 11: Digester Covers and Appurtenances
23-70 50 14 17 24 11 11: Fixed Digester Covers
23-70 50 14 17 24 11 14: Floating Digester Covers
23-70 50 14 17 24 11 17: Gasholder Covers
23-70 50 14 21: Septic Tank Systems
23-70 50 14 21 11: Drainage Field
23-70 50 14 21 14: Grease Interceptor
23-70 50 14 21 17: Sand Filter
23-70 50 14 21 21: Septic Tank
23-70 50 14 21 24: Siphon Tank
23-70 50 14 24: Bacterial Filter Tanks
23-70 50 14 27: Liquid Waste Decanters
23-70 50 14 31: Liquid Waste Separators
23-70 50 14 34: Liquid Waste Ponds and Reservoirs
23-70 50 14 34 11: Sewage Lagoons
23-70 50 14 34 14: Leaching Pits
23-70 50 14 34 17: Cesspools
23-70 50 14 34 21: Liquid Waste Pond Covers
23-70 50 14 34 24: Liquid Waste Pond Liners
23-70 50 14 37: Additives for Treatment of Liquid Waste
23-70 50 14 37 11: Additives for Waste Water and Sewage Treatment
23-70 50 14 37 14: Additives for Residue Treatment
23-70 50 17: Liquid Waste Monitoring and Control
23-70 50 17 11: Detectors of Water Pollution
23-70 50 21: Liquid Waste Collection and Removal
23-70 50 21 11: Subdrainage
23-70 50 21 11 11: Foundation Drainage Piping
23-70 50 21 11 14: Geocomposite Drains
23-70 50 21 11 17: Geotextile Subsurface Drainage Filtration
23-70 50 21 11 21: Pipe Underdrain and Pavement Base Drain
23-70 50 21 11 24: Retaining Wall Drainage Piping
23-70 50 21 11 27: Subgrade Drains
23-70 50 21 11 31: Tunnel Drainage Piping
23-70 50 21 11 34: Underslab Drainage Piping
23-70 50 21 14: Complete Storm Water Drainage Systems
23-70 50 21 14 11: Above-Ground Piped Storm Water Systems
23-70 50 21 14 14: Underground Piped Storm Water Systems
23-70 50 21 14 17: Surface Water Drainage Systems
23-70 50 21 14 17 11: Surface Water Catch Basins: Grates: and Frames
23-70 50 21 14 17 14: Combination Storm Drain and Underdrain Inlets
23-70 50 21 14 17 17: Storm Drainage Manholes: Frames: and Covers
23-70 50 21 14 17 21: Surface Water Retention Chambers
23-70 50 21 14 21: Storm Water Ponds and Reservoirs
23-70 50 21 14 21 11: Surface Water Retention Basins
23-70 50 21 14 21 14: Storm Water Pond Covers
23-70 50 21 14 21 17: Storm Water Pond Liners
23-70 50 21 17: Constructed Wetlands
23-70 50 21 21: Liquid Waste Channels: Gullies: Gratings: Covers
23-70 50 21 24: Waste Water Drains
23-70 50 21 24 11: Roof Waste Water Drains
23-70 50 21 24 14: Deck Waste Water Drains
23-70 50 21 27: Drainage Pipes: Couplings: Collectors
23-70 50 21 31: Pipework Access Fittings
23-70 50 21 34: French Drain
23-70 50 21 37: Valves for Removal Systems
23-70 50 21 37 11: Air Inlet Valves for Removal Systems
23-70 50 21 37 14: Non-Return Valves for Removal Systems
23-70 50 24: Rainwater Removal
23-70 50 24 11: Roof Gutters/Eavestroughs
23-70 50 24 14: Downspouts
23-70 50 24 14 11: Mechanical Fasteners for Downspouts
23-70 50 24 14 14: Downspout Strainers
23-70 50 24 17: Siphonic Drains
23-70 70: Gaseous Waste Handling Services
23-70 70 11: Gaseous Waste Impelling Equipment
23-70 70 11 11: Flue Booster Fans
23-70 70 11 14: Flue Dilution Fans
23-70 70 11 17: Fume Extractor Fans
23-70 70 14: Gaseous Waste Treatment
23-70 70 14 11: Flue Gas Purifiers
23-70 70 17: Gaseous Waste Monitoring and Control
23-70 70 17 11: Air Pollution Detectors
23-70 70 17 14: Flue Gas Analyzers
23-70 70 21: Gaseous Waste Removal
23-70 70 21 11: Complete Gaseous Waste Handling Systems
23-70 70 21 14: Complete Flue and Chimney Systems
23-70 70 21 14 11: Gas Vents
23-70 70 21 14 14: Fabricated Stacks
23-70 70 21 14 17: Fabricated Breechings and Accessories
23-70 70 21 14 21: Insulated Sectional Chimneys
23-70 70 21 17: Flue and Chimney Systems Components
23-70 70 21 17 11: Draft Control Devices
23-70 70 21 17 14: Fireplace Lintels
23-70 70 21 17 17: Flue Linings
23-70 70 21 17 21: Flue Caps: Cowls
23-70 70 21 17 24: Access Panels for Chimneys
23-70 70 21 17 27: Dampers for Chimneys
23-70 70 21 17 31: Fire Shutter Extinguishers
23-75: Climate Control (HVAC)
23-75 05: Complete Climate Control Systems
23-75 05 11: Complete Heating Systems
23-75 05 14: Complete Cooling Systems
23-75 05 17: Complete Mechanical Ventilation Systems
23-75 05 21: Complete Air-Conditioning Systems
23-75 10: Transformation and Conversion of Energy
23-75 10 11: Central Heat Generators
23-75 10 11 11: Central Heat Generator Components
23-75 10 11 11 11: Central Heat Generator Joint Fillers and Sealants
23-75 10 11 11 14: Thermal Liquid
23-75 10 11 14: Hot Water Heat Generators
23-75 10 11 14 11: Cast-Iron Boilers
23-75 10 11 14 14: Condensing Boilers
23-75 10 11 14 17: Finned Water-Tube Boilers
23-75 10 11 14 21: Firebox Heating Boilers
23-75 10 11 14 24: Flexible Water-Tube Boilers
23-75 10 11 14 27: Pulse Combustion Boilers
23-75 10 11 14 31: Scotch Marine Boilers
23-75 10 11 14 34: Steel Water-Tube Boilers
23-75 10 11 17: Warm Air Heat Generators
23-75 10 11 17 11: Furnaces
23-75 10 11 17 11 11: Electric-Resistance Furnaces
23-75 10 11 17 11 14: Fuel-Fired Furnaces
23-75 10 11 21: Steam Heat Generators
23-75 10 11 24: Heat Generators: Thermal Liquid
23-75 10 11 27: Fuel Burners
23-75 10 11 27 11: Fuel Oil Filters
23-75 10 11 27 14: Nozzles
23-75 10 11 27 17: Burner Controls
23-75 10 11 31: Solid Fuel Transport and Handling Equipment
23-75 10 11 34: Fuel Gas Heat Recovery Devices
23-75 10 14: Independent Electric Heating Units
23-75 10 14 11: Electric Convectors
23-75 10 14 11 11: Static Convectors
23-75 10 14 11 14: Fan Convectors
23-75 10 14 14: Electric Radiators
23-75 10 14 14 11: Storage Heaters
23-75 10 14 14 14: Infrared Radiators/Plates
23-75 10 14 14 17: Ultraviolet Radiators
23-75 10 14 14 21: Electric Heated Towel Bars
23-75 10 14 14 24: Electric Heated Ceiling Panels
23-75 10 14 14 27: Portable Radiators
23-75 10 14 17: Electric Surface Heating Products
23-75 10 14 17 11: Heating Sheets for Walls and Ceilings
23-75 10 14 17 14: Heating Sheets for Glazing
23-75 10 14 17 17: Pipe Heating Tapes/Cable Heating Trace
23-75 10 14 21: Embedded Electric Heating Appliances
23-75 10 14 21 11: Heating Sheets
23-75 10 14 21 14: Heating Cables
23-75 10 17: Non-Electric Local Heating Units
23-75 10 17 11: Non-Electric Stoves
23-75 10 17 14: Fuel-Fired Heaters
23-75 10 17 14 11: Fuel-Fired Duct Heaters
23-75 10 17 14 14: Fuel-Fired Radiant Heaters
23-75 10 17 14 17: Fuel-Fired Unit Heaters
23-75 10 17 14 21: Fuel-Fired Air Heaters
23-75 10 17 14 24: Fuel-Fired Domestic Heaters
23-75 10 17 17: Combined Heating/Cooking Units
23-75 10 17 17 11: Heat Pumps: Heating Function
23-75 10 17 17 14: Heat Pumps: Cooling Function
23-75 10 17 17 17: Heat Pumps: Heating-Cooling Function
23-75 10 21: Heat Pumps
23-75 10 21 11: Air-Source Heat Pumps
23-75 10 21 14: Rooftop Heat Pumps
23-75 10 21 17: Water-Source Heat Pumps
23-75 10 24: Cooling and Freeze Plant
23-75 10 24 11: Chilled Water Plant
23-75 10 24 14: Refrigeration Plant
23-75 10 24 17: Cold Room Plant
23-75 10 24 21: Cooling and Freeze Components
23-75 10 24 21 11: Refrigerant Condensing Units
23-75 10 24 21 11 11: Packaged Refrigerant Condensing Coils and Fan Units
23-75 10 24 21 11 14: Refrigerant Condensing Coils
23-75 10 24 21 14: Refrigerant Evaporators
23-75 10 24 21 17: Refrigerant Compressors
23-75 10 24 21 17 11: Centrifugal Refrigerant Compressors
23-75 10 24 21 17 14: Reciprocating Refrigerant Compressors
23-75 10 24 21 17 17: Rotary-Screw Refrigerant Compressors
23-75 10 24 21 21: Packaged Water Chillers
23-75 10 24 21 21 11: Absorption Water Chillers
23-75 10 24 21 21 14: Centrifugal Water Chillers
23-75 10 24 21 21 17: Reciprocating Water Chillers
23-75 10 24 21 21 21: Rotary-Screw Water Chillers
23-75 10 24 21 24: Liquid Coolers and Evaporative Condensers
23-75 10 24 21 27: Unitary Air Conditioning Equipment
23-75 10 24 21 27 11: Packaged Air Conditioners
23-75 10 24 21 27 14: Packaged Rooftop Air Conditioning Units
23-75 10 24 21 27 17: Packaged Rooftop Make-Up Air Conditioning Units
23-75 10 24 21 27 21: Packaged Terminal Air Conditioning Units
23-75 10 24 21 27 24: Room Air Conditioners
23-75 10 24 21 27 27: Split System Air Conditioning Units
23-75 10 24 21 31: Cooling/Freeze Plant Accessories
23-75 10 24 21 31 11: Refrigerant Liquid
23-75 10 27: Solar Collectors
23-75 10 27 11: Solar Collectors: Complete Systems
23-75 10 27 11 11: Packaged Solar Equipment
23-75 10 27 14: Solar Collector Components
23-75 10 27 14 11: Solar Absorber Plates or Tubing
23-75 10 27 14 14: Solar Coatings and Surface Treatment
23-75 10 27 14 17: Solar Collector Insulation
23-75 10 27 14 21: Solar Glazing
23-75 10 27 14 24: Solar Housing and Framing
23-75 10 27 14 27: Solar Reflectors
23-75 10 27 17: Solar Collector Units
23-75 10 27 17 11: Solar Flat Plate Collectors
23-75 10 27 17 14: Solar Concentrating Collectors
23-75 10 27 17 17: Solar Vacuum Tube Collectors
23-75 10 27 17 21: Heat Exchangers: Tubular
23-75 10 27 17 24: Heat Exchangers: Plate
23-75 10 27 17 27: Heat Exchangers: Rotary
23-75 10 27 21: Photovoltaic Collectors
23-75 10 31: Wind Energy Equipment
23-75 10 34: Energy Recovery Equipment
23-75 10 34 11: Energy Storage Tanks
23-75 10 34 14: Heat Pipe
23-75 10 34 17: Heat Wheels
23-75 10 34 21: Heat Exchangers for Ventilation Air
23-75 10 37: Cooling Towers
23-75 10 37 11: Mechanical-Draft Cooling Towers
23-75 10 37 14: Natural-Draft Cooling Towers
23-75 35: Impelling Equipment
23-75 35 11: Air Injectors/Ejectors
23-75 35 14: Air Handling Units
23-75 35 14 11: Built-Up Indoor Air Handling Units
23-75 35 14 14: Customized Rooftop Air Handling Units
23-75 35 14 17: Modular Indoor Air Handling Units
23-75 35 14 21: Modular Rooftop Air Handling Units
23-75 35 17: Fans
23-75 35 17 11: Fans for Air Ductwork
23-75 35 17 14: Fans: Single Units
23-75 35 17 17: Room Air Circulation Fans
23-75 35 17 17 11: Ceiling Fans
23-75 35 17 21: Air Curtains
23-75 35 17 24: Axial Fans
23-75 35 17 27: Centrifugal Fans
23-75 35 21: Extractors
23-75 35 21 11: Emergency Smoke Extractors
23-75 35 21 14: Extractors for Process Air
23-75 35 21 17: Industrial Ventilating Equipment
23-75 35 21 21: Power Ventilators
23-75 50: Energy Treatment
23-75 50 11: Treatment of Circulation Liquids
23-75 50 11 11: Liquid Treatment Components
23-75 50 11 11 11: Additives for Circulation Water
23-75 50 11 14: Feedwater Equipment
23-75 50 11 14 11: Boiler Feedwater Pumps
23-75 50 11 14 14: Deaerators
23-75 50 11 14 17: Packaged Deaerator and Feedwater Equipment
23-75 50 14: Steam Treatment
23-75 50 14 11: Steam Dryers
23-75 50 17: Supply Air Treatment
23-75 50 17 11: Air Filters
23-75 50 17 11 11: Air Filter Components
23-75 50 17 11 11 11: Air Filter Media
23-75 50 17 11 14: High-Efficiency Air Filters
23-75 50 17 11 17: ULPA Filters
23-75 50 17 11 21: HEPA Filters
23-75 50 17 14: Dust Collectors
23-75 50 17 17: Electronic Air Cleaners
23-75 50 17 21: Air Humidifiers
23-75 50 17 24: Dehumidifiers
23-75 50 17 24 11: Swimming Pool Dehumidification Units
23-75 50 17 27: Air Fresheners
23-75 50 17 31: Clean Room Air Treatment
23-75 50 17 34: Air Treatment Components
23-75 50 17 34 11: Air Deodorization Products
23-75 50 17 34 14: Moisture Absorbents
23-75 65: Monitoring and Control Equipment
23-75 65 11: Monitoring and Control of Internal Climate
23-75 65 11 11: Heating Controllers
23-75 65 11 14: Heating Programmers
23-75 65 11 17: Heating Optimizers/Economizers
23-75 65 14: Industrial Plant Performance Controls
23-75 65 14 11: Industrial Plant Performance Control Components
23-75 65 14 11 11: Gage Glasses
23-75 65 14 11 14: Bulls Eyes
23-75 65 14 14: Centralized Plant Controls
23-75 65 14 14 11: Temperature Controls
23-75 65 14 14 14: Pressure Controls
23-75 65 14 14 17: Flow Controls
23-75 65 14 14 21: Concentration Controls
23-75 65 14 17: Control and Monitoring Boards/Panels
23-75 70: HVAC Distribution Devices
23-75 70 11: Circulation Pipe Fittings
23-75 70 11 11: Distribution Collectors
23-75 70 11 14: Expansion Vessels
23-75 70 11 14 11: Air Ducts
23-75 70 11 14 14: Dampers for Air Ductwork
23-75 70 11 14 17: Fire Shutters for Air Ductwork
23-75 70 11 14 21: Guide Vanes
23-75 70 11 14 24: Air Mixers
23-75 70 11 14 27: Sound Attenuators
23-75 70 14: Air Ductwork
23-75 70 14 11: Access Fittings for Air Ductwork
23-75 70 14 14: Couplings for Air Ductwork
23-75 70 14 17: Hangers and Supports: Mechanical Fasteners for Air Ductwork
23-75 70 14 21: Fibrous Glass Ducts
23-75 70 14 24: Flexible Ducts
23-75 70 14 27: Glass-Fiber-Reinforced Plastic Ducts
23-75 70 14 31: Metal Ducts
23-75 70 14 34: Air Duct Accessories
23-75 70 17: Water Heated and Cooled Terminal Heating and Cooling Units
23-75 70 17 11: Radiators
23-75 70 17 14: Convectors
23-75 70 17 17: Radiation Panels
23-75 70 17 21: Embedded Water Heating Terminals
23-75 70 17 24: Finned-Tube Radiation
23-75 70 17 27: Fan Coil Units
23-75 70 17 31: Induction Units
23-75 70 17 34: Unit Heaters
23-75 70 17 37: Unit Ventilators
23-75 70 17 41: Water Heated Towel Bars
23-75 70 21: Terminals for Air
23-75 70 21 11: Supports: Mechanical Fasteners
23-75 70 21 14: Coil Units
23-75 70 21 17: Air Curtains
23-75 70 21 21: Local Air-Conditioning Units
23-75 70 21 24: Air Terminal Units
23-75 70 21 24 11: Constant Volume Air Terminal Units
23-75 70 21 24 14: Variable Volume Air Terminal Units
23-75 70 21 27: Air Outlets and Inlets
23-75 70 21 27 11: Diffusers: Registers: and Grilles
23-75 70 21 27 14: Gravity Ventilators
23-75 70 21 27 17: Intake and Relief Ventilators
23-75 70 21 27 21: Penthouse Ventilators
23-75 70 21 31: Exhaust Terminals
23-75 85: Plant and Service Test Equipment
23-75 85 11: HVAC Instrumentation
23-75 85 14: Plant and Service Controls
23-75 85 14 11: Electric and Electronic Controls
23-75 85 14 14: Pneumatic Controls
23-75 85 14 17: Pneumatic and Electric Controls
23-75 85 14 21: Self-Powered Controls
23-75 85 14 24: Building System Controls
23-75 85 17: Sequence of Operation
23-75 85 21: Heating Control and Test Equipment
23-75 85 24: Combustion Control and Fume Analysis
23-80: Electric Power and Lighting
23-80 05: Complete Electric Power and Lighting Systems
23-80 10: Generation and Transformation Equipment
23-80 10 11: Electrical Generators
23-80 10 11 11: Electrical Generators: Single Units
23-80 10 11 11 11: Engine Generators
23-80 10 11 11 14: Motor Generators
23-80 10 11 14: Driven Electrical Generator Sets
23-80 10 11 14 11: Driving Units
23-80 10 11 14 14: Electricity Generation Units
23-80 10 11 17: Frequency Changers
23-80 10 11 21: Rotary Converters
23-80 10 11 24: Rotary Uninterruptible Power Units
23-80 10 14: Transformers
23-80 10 14 11: Power Transformers
23-80 10 14 14: Current Transformers
23-80 10 14 17: Safety Transformers
23-80 10 14 21: Transformer Accessories
23-80 10 14 21 11: Transformer Commutators
23-80 10 14 21 14: Transformer Ballasts
23-80 10 17: Static Power Converters
23-80 10 17 11: Static Rectifiers
23-80 10 17 14: Ondulators
23-80 10 17 17: Combined Converter Sets
23-80 10 17 21: Battery Chargers
23-80 10 17 24: Direct Current (DC) Drive Controllers
23-80 10 17 27: Slip Controllers
23-80 10 17 31: Static Frequency Converters
23-80 10 17 34: Static Uninterruptible Power Supplies
23-80 10 17 37: Variable Frequency Controllers
23-80 10 21: Electric Motors
23-80 10 21 11: Direct Current (DC) Motors
23-80 10 21 14: Alternating Current (AC) Motors
23-80 10 24: Power Storage
23-80 10 24 11: Batteries
23-80 10 24 11 11: Battery Racks
23-80 10 24 11 14: Central Battery Equipment
23-80 10 24 14: Battery Chargers
23-80 10 24 17: Uninterrupted Power Supply (UPS) Units
23-80 25: Measuring and Recording Devices
23-80 25 11: Electrical Meters
23-80 25 11 11: Power Meters
23-80 25 11 14: Voltage Meters
23-80 25 11 17: Resistance Meters
23-80 25 11 21: Frequency Meters
23-80 25 11 24: Multi-Meters
23-80 25 14: Electrical Energy Recording Devices
23-80 25 14 11: Watt-Hour Recorders (Electricity Usage Meters)
23-80 30: Distribution Devices
23-80 30 11: Power Supply Devices
23-80 30 11 11: Main Switches
23-80 30 11 14: Inverters
23-80 30 11 17: Distribution Boards and Control Panels
23-80 30 11 21: Photoelectric Cells
23-80 30 14: Power Distribution
23-80 30 14 11: Conductors and Cables
23-80 30 14 14: Busbars
23-80 30 14 17: Conductor Rails
23-80 30 14 21: Conductor Couplings
23-80 30 14 24: Junction Boxes
23-80 30 14 27: Electrical Insulation
23-80 30 14 31: Support Wires
23-80 30 14 34: Conductor Mechanical Fasteners
23-80 30 17: Conduit: Wireways: and Ducts
23-80 30 17 11: Conduits
23-80 30 17 14: Wireways
23-80 30 17 17: Cable Trays and Horizontal Racks
23-80 30 17 21: Cable Reels
23-80 30 17 24: Mechanical Fasteners for Conduits and Trunking
23-80 30 24: Switchgear
23-80 30 24 11: Mechanical Switchgear
23-80 30 24 14: Electronic Switchgear
23-80 30 24 17: Remote Control Switchgear
23-80 30 24 21: Time Switchgear
23-80 30 27: Variable Power or Resistance Appliances
23-80 30 27 11: Commutators
23-80 30 27 14: Rheostats
23-80 30 27 17: Dimmers
23-80 30 27 21: Speed Controllers
23-80 30 31: Relays
23-80 30 34: Contactors
23-80 40: Electric Power Protection Devices
23-80 40 11: Earth Connection Electrodes
23-80 40 14: Circuit Breakers
23-80 40 14 11: Automatic Overload Circuit Breakers
23-80 40 14 14: Ground Fault Intercept (GFI) Circuit Breakers
23-80 40 14 17: Earth Leakage Circuit Breakers
23-80 40 14 21: Fuses
23-80 40 17: Load Shedding Relays
23-80 40 21: Lightning Protection
23-80 45: Electric Power Treatment Devices
23-80 45 11: Capacitors
23-80 45 11 11: Capacitors
23-80 45 11 14: Power Factor Controls (Cosinus Phi)
23-80 45 14: Harmonic Control Devices
23-80 45 14 11: Electric Interference Suppressor Filters
23-80 50: Terminals for Power Supply
23-80 50 11: Switches and Receptacles
23-80 50 11 11: Receptacle Terminal Units
23-80 50 11 14: Switches
23-80 50 11 17: Ground Fault Receptacles
23-80 50 11 21: Extension Cords
23-80 50 11 24: Accessories for Receptacles
23-80 50 11 24 11: Telltale Lamps
23-80 50 11 24 14: Receptacle Protectors
23-80 50 11 24 17: Adapters
23-80 50 14: Plug Connectors
23-80 70: Lighting
23-80 70 11: Luminaries for Internal Lighting
23-80 70 11 11: General Luminaries, Non Directional
23-80 70 11 14: General Luminaries: Directional
23-80 70 11 14 11: Downlights
23-80 70 11 14 14: Uplights
23-80 70 11 14 17: Direct/Indirect
23-80 70 11 14 21: Spots and Tracklight Specialties
23-80 70 11 17: Specialized Lighting by Location or Use
23-80 70 11 21: Emergency Lighting
23-80 70 11 24: Fiber Optic Lighting
23-80 70 14: Luminaries for External Lighting
23-80 70 14 11: Amenity Lighting
23-80 70 14 11 11: Lighting Bollards
23-80 70 14 11 14: Post-Top Lighting
23-80 70 14 11 17: Wall or Ceiling Mounted External Lighting
23-80 70 14 11 21: Buried Uplights
23-80 70 14 14: Exterior Floodlights
23-80 70 14 17: Exterior Spotlights
23-80 70 14 21: Street and Roadway Lighting
23-80 70 14 24: Aircraft Paving Lighting
23-80 70 14 27: Security Lighting
23-80 70 17: Communication Lighting Specialties
23-80 70 17 11: Emergency Signs
23-80 70 17 14: Illuminated Signs/Boards
23-80 70 17 17: Publicity Lighting
23-80 70 17 21: Lasers
23-80 70 21: Lamps
23-80 70 21 11: Halogen Lamps
23-80 70 21 14: Incandescent Lamps
23-80 70 21 17: Discharge Lamps
23-80 70 21 17 11: Fluorescent Lamps
23-80 70 21 17 14: Compact Fluorescent Lamps
23-80 70 21 17 17: Sodium Vapor Lamps
23-80 70 21 17 21: High Pressure Discharge Lamps
23-80 70 21 99: Other Lamps
23-80 70 24: Accessories for Lighting
23-80 70 24 11: Lampholders
23-80 70 24 14: Lighting Diffusers
23-80 70 24 17: Ballast for Fluorescent Lamps
23-80 70 24 21: Lighting Tracks
23-80 70 24 24: Lampshades
23-80 70 27: Gas Lighting
23-85: Information and Communication
23-85 05: Complete Information Systems
23-85 05 11: Complete Audio Information Systems
23-85 05 11 11: Complete Audio Systems
23-85 05 11 14: Complete Sound Signal Systems
23-85 05 11 17: Complete Public Address Systems
23-85 05 11 21: Complete Paging Systems
23-85 05 14: Complete Visual Information Systems
23-85 05 14 11: Complete Centralized Time Distribution
23-85 05 14 14: Complete News Tray Systems
23-85 05 14 17: Complete Projection Systems
23-85 05 14 21: Complete Visual Signaling
23-85 05 14 21 11: Mechanical Signals
23-85 05 17: Complete Audio-Visual Systems
23-85 05 17 11: Broadcasting Equipment
23-85 05 17 11 11: Television Broadcasting Equipment
23-85 05 17 11 14: Multimedia Broadcasting Equipment
23-85 05 17 11 17: Broadcasting Light Signals
23-85 10: General Information Systems
23-85 10 11: Audio Information: Sound Signals
23-85 10 11 11: Sound and Signal Devices
23-85 10 11 11 11: Bells: Carillons: Single Units
23-85 10 11 11 14: Sirens
23-85 10 11 11 17: Aerials
23-85 10 11 11 21: Speakers
23-85 10 11 14: Audio Equipment
23-85 10 11 14 11: Audio Recorders
23-85 10 11 14 14: Sound Reinforcement
23-85 10 11 14 14 11: Microphones
23-85 10 11 14 14 14: Loudspeakers
23-85 10 11 14 14 17: Sound Amplifiers
23-85 10 11 14 14 21: Audio Equalizers
23-85 10 11 14 17: Headphones
23-85 10 11 14 21: Audio Reproducing Units
23-85 10 11 14 24: Audio Information Accessories
23-85 10 14: Visual Information Systems
23-85 10 14 11: Cameras
23-85 10 14 11 11: Analog Cameras
23-85 10 14 11 14: Digital Cameras
23-85 10 14 14: Slide Projectors
23-85 10 14 17: Overhead Projectors
23-85 10 14 21: Presentation Systems
23-85 10 14 24: Video Monitors
23-85 10 14 24 11: Cathode Ray Tube (CRT) Video Monitors
23-85 10 14 24 14: Liquid Crystal Display (LCD) Video Monitors
23-85 10 14 24 17: Plasma Video Monitors
23-85 10 14 27: Video Walls
23-85 10 14 31: Projection Screens
23-85 10 17: Audio-Visual Systems
23-85 10 17 11: Audio-Visual System Components
23-85 10 17 11 11: Broadcasting Receiving Equipment
23-85 10 17 11 14: Audio-Visual Recorders (Cam-Corders)
23-85 10 17 11 17: Film Projectors
23-85 10 17 11 21: Data/Multi/Media Projectors
23-85 10 17 11 24: Video Reproduction
23-85 30: Safety and Security Information Systems
23-85 30 11: Access Controls
23-85 30 11 11: Access Control and Counting Systems
23-85 30 11 14: Centralized Code Reading Systems
23-85 30 11 17: Electronic Key Systems
23-85 30 11 21: Pressure Mats
23-85 30 11 24: Micro-Switch Contacts for Doors and Windows
23-85 30 11 27: Door Answering
23-85 30 11 31: Security Access
23-85 30 14: Presence Detection/Registration
23-85 30 14 11: Clocking-In and Recording
23-85 30 14 14: Movement/Vibration Detection
23-85 30 14 17: Break-Glass Detection
23-85 30 14 21: Surveillance Mirrors
23-85 30 14 24: Manual Alert Control
23-85 30 14 27: Microwave Detectors
23-85 30 14 31: Infra-Red Radiation Detectors
23-85 30 14 34: Door Bells: Buzzers
23-85 30 17: Closed Circuit Guarding Systems
23-85 30 17 11: Closed Circuit TV Systems
23-85 30 17 14: Video Surveillance
23-85 30 17 17: Closed Circuit Television Recorders
23-85 30 17 17 11: Analog Closed Circuit Television Recorders
23-85 30 17 17 14: Digital Closed Circuit Television Recorders
23-85 30 21: Environmental Detection/Registration
23-85 30 21 11: Fire Detection: Monitoring and Alarm
23-85 30 21 11 11: Fire/Smoke Detectors
23-85 30 21 11 11 11: Smoke Detectors
23-85 30 21 11 11 14: Inonization Detectors
23-85 30 21 11 11 17: Temperature Monitors
23-85 30 21 11 14: Alarm Panels
23-85 30 21 11 17: Other Components
23-85 30 21 14: Concentration Detection Components
23-85 30 21 14 11: Concentration Detection Bells and Sounders
23-85 30 21 14 14: Concentration Detection Alarm Glasses
23-85 30 21 14 99: Other Concentration Detection Components
23-85 30 24: Emergency Call Systems
23-85 30 24 11: Call Systems for the Disabled
23-85 30 24 14: Nurse Call Systems
23-85 30 27: Built-In Failure Detection
23-85 30 27 11: Infiltration Detection
23-85 30 27 14: Service Leak Detection
23-85 30 27 14 11: Gas Leak Detection Agents
23-85 30 27 14 14: Water Leak Detection
23-85 50: Communication Systems
23-85 50 11: Communication Circuits
23-85 50 14: Telephone and Intercommunication Equipment
23-85 50 14 11: Single Line Telephone Systems
23-85 50 14 14: Multiple Line Telephone Systems
23-85 50 14 17: Telephone Equipment
23-85 50 14 21: Intercommunication Equipment
23-85 50 17: Communication and Data Processing Equipment
23-85 50 17 11: Computer Network Equipment
23-85 50 17 11 11: Computer Servers
23-85 50 17 11 14: Network Switchers
23-85 50 17 11 17: Network Routers
23-85 50 21: Cable Transmission and Reception Equipment
23-85 50 21 11: Cable Transmission and Reception Amplifiers
23-85 50 21 14: Cable Transmission and Reception Modulators
23-85 50 21 17: Cable Transmission and Reception Control Equipment
23-85 50 24: Broadcast Transmission and Reception Equipment
23-85 50 24 11: Broadcast Transmitters
23-85 50 24 14: Broadcast Antennas
23-85 50 24 17: Broadcast Amplifiers
23-85 50 24 21: Broadcast Control Equipment
23-85 50 27: Microwave Transmission and Reception Equipment
23-85 50 27 11: Microwave Transmitters
23-85 50 27 14: Microwave Antennas
23-85 50 27 17: Satellite Dishes
23-85 50 27 21: Microwave Amplifiers
23-85 50 27 24: Microwave Receivers
23-85 50 31: Intercom Systems
23-85 50 31 11: Door Entry Telephones
23-85 50 99: Other Communications Systems
23-85 50 99 11: Videophone Systems
23-85 50 99 14: Conference Systems
23-85 50 99 17: Breakdown Call Systems
23-85 80: Building Automation and Control
23-85 80 11: Building Controls
23-85 80 11 11: Clock Controls
23-85 80 11 14: Door Controls
23-85 80 11 17: Elevator Monitoring and Controls
23-85 80 11 21: Energy Monitoring and Controls
23-85 80 11 24: Environmental Controls
23-85 80 11 27: Lighting Controls